## 17- 19 Hourly System-EI Load A
Summary of Grant PUD Actual System Load by Year Based on 365 Day year | [14 empty] | Summary of EI Actual Loads |  |  |  | Calculated Coincidental System Load Without EI |  |  |  |  | Normalized System and EI Loads | [7 empty] | 2018-2019 Composite Normalized System Load-Duration Without EI | [9 empty] | 2018-2019 Composite Normalized EI Hourly Load |  |  |  |  | Composite Coincidental Hourly Load Data
[5 empty] | 2017 | 2018 | 2019 | 2017 | 2018 | 2019 | 2018 | 2019 |  | 2019 |  | 2017 | 2018 | 2019 |  |  | 2017 | 2018 | 2019 |  |  | 2017 | 2018 | 2019 | 2017 | 2018 | 2019 |  |  | 2018 | 2019 |  |  | 2018 |  | 2019 | Composite |  |  | 2018 | 2019 | Composite |  |  |  | System | EI
|  |  |  | SystemLoad MWh | 4685406 | 4910755 | 5029030.8885 | 100% | 100% | 100% | 100% | 100% |  | 100% |  | 91490.3052 | 199293.601 | 200075.7741 |  | MWh | 4593915.6948 | 4711461.399 | 4828955.1144 |  | MWh | 100% | 100% | 100% | 100% | 100% | 100% |  | MWh | 100% | 100% |  | MWh | 100% | MWh | 100% | 100% |  | MWh | 100% | 100% | 100% |  |  | MWh | 100% | 100%
|  |  |  | Annual System aMW | 534.8637 | 560.5885 | 574.0903 | 0.01142% | 0.01142% | 0.01142% | 0.01142% | 0.01142% |  | 0.01142% |  | 10.4441 | 22.7504 | 22.8397 |  | aMW | 524.4196 | 537.8381 | 551.2506 |  | aMW | 0.01142% | 0.01142% | 0.01142% | 0.01142% | 0.01142% | 0.01142% |  | aMW | 0.01142% | 0.01142% |  | aMW | 0.01142% | aMW | 0.01142% | 0.01142% |  | aMW | 0.01142% | 0.01142% | 0.01142% |  |  | aMW | 0.01142% | 0.01142%
|  |  |  | System Winter Peak (MW) Nov-Feb | 746.258 | 680.8141 | 729.709 | 0.01593% | 0.01386% | 0.01451% | 0.01626% | 0.01578% |  | 0.01602% |  | 16.9868 | 22.8263 | 24.6065 |  | Winter | 736.7592 | 658.967 | 712.1578 |  | Winter | 0.01604% | 0.01399% | 0.01475% | 0.01857% | 0.01145% | 0.0123% |  | Winter | 0.01399% | 0.01475% |  | Winter | 0.01644% | Winter | 0.01589% | 0.01616% |  | Winter | 0.01145% | 0.0123% | 0.01188% |  |  | Peak | 0.01616% | 0.01272%
|  |  |  | System Summer Peak (MW) Jun-Aug | 756.9808 | 798.598 | 793.3993 | 0.01616% | 0.01626% | 0.01578% | 0.01143% | 0.01163% |  | 0.01153% |  | 10.7081 | 24.6795 | 26.3371 |  | Summer | 747.3787 | 774.3393 | 767.2173 |  | Summer | 0.01627% | 0.01644% | 0.01589% | 0.0117% | 0.01238% | 0.01316% |  | Summer | 0.01644% | 0.01589% |  | Summer | 0.01144% | Summer | 0.01164% | 0.01154% |  | Summer | 0.01238% | 0.01316% | 0.01272% |  |  | Load Factor | 70.63% | 89.78%
|  |  |  | System Minimum Load (MW) | 332.9963 | 415.6233 | 410.8733 | 0.007107% | 0.008464% | 0.00817% | 0.008464% | 0.00817% |  | 0.008317% |  | 8.4762 | 16.9912 | 17.4993 |  | Min | 324.119 | 392.853 | 389.9684 |  | Min | 0.007055% | 0.008338% | 0.008076% | 0.009265% | 0.008526% | 0.008746% |  | Min | 0.008338% | 0.008076% |  | Min | 0.008338% | Min | 0.008076% | 0.008207% |  | Peak | 0.01238% | 0.01316% | 0.009125%
|  |  |  | System Median Load (MW) | 527.0198 | 548.3583 | 570.1365 | 0.01125% | 0.01117% | 0.01134% | 0.01117% | 0.01134% |  | 0.01125% |  | 9.6361 | 23.2269 | 24.4192 |  | Median | 515.5749 | 526.2955 | 547.4313 |  | Median | 0.01122% | 0.01117% | 0.01134% | 0.01053% | 0.01165% | 0.0122% |  | Median | 0.01117% | 0.01134% |  | Median | 0.01117% | Median | 0.01134% | 0.01125% |  | Load Factor | 92.18% | 86.72% | 0.01179%
Results From 2019RS17U System and Area Hourly Load Data - GCPD.LD From PI | [14 empty] | Hourly EI Actual Loads |  |  |  | Calculated Coincidental System Load Without EI |  |  |  |  | Normalized System and EI Loads | [7 empty] | 2018-2019 Composite Normalized System Load-Duration Without EI | [9 empty] | 2018-2019 Composite Normalized EI Hourly Load |  |  |  |  | Composite Coincidental Hourly Load Data
Values Pasted to make spreadsheet stand-alone
[5 empty] | 2017: Hourly Energy MWh; 2017: Normalized Area Load; 2018: Rank |  |  |  | Hourly Energy MWh |  |  |  | Order | Hourly Energy MWh |  |  |  | Order | Normalized System Load w/o EI |  |  | Normalized EI Load |  |  |  | Order | System Time Order |  | Rank | 2018 |  | 2019 |  | Composite |  | Order | EI Time Order |  |  |  | Rank | Order | Composite Normalized
| Month | Day | Hour | Order | 2017 | 2018 | 2019 | 2017 | 2018 | 2019 | 2018 | 2019 |  | Composite |  | 2017 | 2018 | 2019 |  |  | 2017 | 2018 | 2019 |  |  | 2017 | 2018 | 2019 | 2017 | 2018 | 2019 |  |  | 2018 | 2019 |  | Order | Percent | Order | Percent | L-D % |  |  | 2018 | 2019 | Composite |  |  |  | System | EI
| Jan | 1 | 0 | 1 | 531.0067 | 538.6205 | 549.0752 | 0.01133% | 0.01097% | 0.01092% | 0.01626% | 5224 | 0.01578% | 0.01602% |  | 9.7748 | 16.9912 | 19.454 |  | 1 | 521.2319 | 521.6293 | 529.6212 |  | 1 | 0.01135% | 0.01107% | 0.01097% | 0.01068% | 0.008526% | 0.009723% |  | 1 | 0.01107% | 0.01097% | 1 | 4959 | 0.01644% | 5224 | 0.01589% | 0.01616% |  | 1 | 0.008526% | 0.009723% | 0.009125% |  | 1 | 5224 | 0.01616% | 0.01257%
| Jan | 1 | 1 | 2 | 531.1674 | 539.1698 | 552.3572 | 0.01134% | 0.01098% | 0.01098% | 0.01621% | 5223 | 0.01576% | 0.01599% |  | 9.7739 | 16.9956 | 19.4508 |  | 2 | 521.3935 | 522.1742 | 532.9064 |  | 2 | 0.01135% | 0.01108% | 0.01104% | 0.01068% | 0.008528% | 0.009722% |  | 2 | 0.01108% | 0.01104% | 2 | 4960 | 0.01639% | 5223 | 0.01588% | 0.01613% |  | 2 | 0.008528% | 0.009722% | 0.009125% |  | 2 | 5223 | 0.01613% | 0.01257%
| Jan | 1 | 2 | 3 | 531.2893 | 540.5942 | 555.2829 | 0.01134% | 0.01101% | 0.01104% | 0.01621% | 5225 | 0.01569% | 0.01595% |  | 9.773 | 16.9999 | 19.4476 |  | 3 | 521.5163 | 523.5942 | 535.8353 |  | 3 | 0.01135% | 0.01111% | 0.0111% | 0.01068% | 0.00853% | 0.00972% |  | 3 | 0.01111% | 0.0111% | 3 | 4936 | 0.01639% | 5225 | 0.0158% | 0.01609% |  | 3 | 0.00853% | 0.00972% | 0.009125% |  | 3 | 5225 | 0.01609% | 0.01256%
| Jan | 1 | 3 | 4 | 534.2334 | 541.7206 | 557.6647 | 0.0114% | 0.01103% | 0.01109% | 0.01618% | 5222 | 0.01566% | 0.01592% |  | 9.772 | 17.0043 | 19.4445 |  | 4 | 524.4614 | 524.7163 | 538.2202 |  | 4 | 0.01142% | 0.01114% | 0.01115% | 0.01068% | 0.008532% | 0.009719% |  | 4 | 0.01114% | 0.01115% | 4 | 4935 | 0.01635% | 5222 | 0.01576% | 0.01605% |  | 4 | 0.008532% | 0.009719% | 0.009125% |  | 4 | 5222 | 0.01605% | 0.01257%
| Jan | 1 | 4 | 5 | 535.1722 | 546.6081 | 562.2971 | 0.01142% | 0.01113% | 0.01118% | 0.01615% | 5221 | 0.01548% | 0.01582% |  | 9.7711 | 17.0087 | 19.4413 |  | 5 | 525.4011 | 529.5994 | 542.8558 |  | 5 | 0.01144% | 0.01124% | 0.01124% | 0.01068% | 0.008534% | 0.009717% |  | 5 | 0.01124% | 0.01124% | 5 | 4958 | 0.01632% | 5221 | 0.01558% | 0.01595% |  | 5 | 0.008534% | 0.009717% | 0.009126% |  | 5 | 5221 | 0.01595% | 0.01257%
| Jan | 1 | 5 | 6 | 542.1474 | 554.4188 | 567.8953 | 0.01157% | 0.01129% | 0.01129% | 0.01615% | 5199 | 0.01543% | 0.01579% |  | 9.7702 | 17.013 | 19.4382 |  | 6 | 532.3772 | 537.4058 | 548.4571 |  | 6 | 0.01159% | 0.01141% | 0.01136% | 0.01068% | 0.008537% | 0.009715% |  | 6 | 0.01141% | 0.01136% | 6 | 4937 | 0.01631% | 5199 | 0.01553% | 0.01592% |  | 6 | 0.008537% | 0.009715% | 0.009126% |  | 6 | 5199 | 0.01592% | 0.01258%
| Jan | 1 | 6 | 7 | 549.715 | 562.546 | 572.884 | 0.01173% | 0.01146% | 0.01139% | 0.01614% | 5103 | 0.01537% | 0.01575% |  | 9.7692 | 17.0174 | 19.435 |  | 7 | 539.9458 | 545.5286 | 553.449 |  | 7 | 0.01175% | 0.01158% | 0.01146% | 0.01068% | 0.008539% | 0.009714% |  | 7 | 0.01158% | 0.01146% | 7 | 4984 | 0.0163% | 5103 | 0.01547% | 0.01589% |  | 7 | 0.008539% | 0.009714% | 0.009126% |  | 7 | 5103 | 0.01589% | 0.01262%
| Jan | 1 | 7 | 8 | 554.0632 | 563.6631 | 573.7748 | 0.01183% | 0.01148% | 0.01141% | 0.01609% | 5104 | 0.01537% | 0.01573% |  | 9.7683 | 17.0218 | 19.4319 |  | 8 | 544.2949 | 546.6414 | 554.343 |  | 8 | 0.01185% | 0.0116% | 0.01148% | 0.01068% | 0.008541% | 0.009712% |  | 8 | 0.0116% | 0.01148% | 8 | 4934 | 0.01625% | 5104 | 0.01547% | 0.01586% |  | 8 | 0.008541% | 0.009712% | 0.009127% |  | 8 | 5104 | 0.01586% | 0.01262%
| Jan | 1 | 8 | 9 | 553.3782 | 561.4102 | 568.2329 | 0.01181% | 0.01143% | 0.0113% | 0.01608% | 5200 | 0.01536% | 0.01572% |  | 9.7674 | 17.0262 | 19.4287 |  | 9 | 543.6108 | 544.3841 | 548.8042 |  | 9 | 0.01183% | 0.01155% | 0.01136% | 0.01068% | 0.008543% | 0.009711% |  | 9 | 0.01155% | 0.01136% | 9 | 4983 | 0.01625% | 5200 | 0.01546% | 0.01585% |  | 9 | 0.008543% | 0.009711% | 0.009127% |  | 9 | 5200 | 0.01585% | 0.01258%
| Jan | 1 | 9 | 10 | 551.6394 | 562.3784 | 565.4947 | 0.01177% | 0.01145% | 0.01124% | 0.01607% | 5198 | 0.01534% | 0.0157% |  | 9.7664 | 17.0305 | 19.4256 |  | 10 | 541.873 | 545.3479 | 546.0692 |  | 10 | 0.0118% | 0.01157% | 0.01131% | 0.01067% | 0.008545% | 0.009709% |  | 10 | 0.01157% | 0.01131% | 10 | 4982 | 0.01623% | 5198 | 0.01543% | 0.01583% |  | 10 | 0.008545% | 0.009709% | 0.009127% |  | 10 | 5198 | 0.01583% | 0.01258%
| Jan | 1 | 10 | 11 | 550.4249 | 563.3187 | 563.4036 | 0.01175% | 0.01147% | 0.0112% | 0.01604% | 5105 | 0.01531% | 0.01568% |  | 9.7655 | 17.0349 | 19.4224 |  | 11 | 540.6594 | 546.2838 | 543.9812 |  | 11 | 0.01177% | 0.01159% | 0.01126% | 0.01067% | 0.008548% | 0.009708% |  | 11 | 0.01159% | 0.01126% | 11 | 4957 | 0.0162% | 5105 | 0.0154% | 0.0158% |  | 11 | 0.008548% | 0.009708% | 0.009128% |  | 11 | 5105 | 0.0158% | 0.01262%
| Jan | 1 | 11 | 12 | 542.3087 | 555.4801 | 555.3579 | 0.01157% | 0.01131% | 0.01104% | 0.01604% | 5102 | 0.01524% | 0.01564% |  | 9.7645 | 17.0393 | 19.4192 |  | 12 | 532.5442 | 538.4408 | 535.9387 |  | 12 | 0.01159% | 0.01143% | 0.0111% | 0.01067% | 0.00855% | 0.009706% |  | 12 | 0.01143% | 0.0111% | 12 | 4744 | 0.0162% | 5102 | 0.01533% | 0.01577% |  | 12 | 0.00855% | 0.009706% | 0.009128% |  | 12 | 5102 | 0.01577% | 0.01262%
| Jan | 1 | 12 | 13 | 536.1346 | 549.9782 | 547.5185 | 0.01144% | 0.0112% | 0.01089% | 0.01604% | 4959 | 0.01522% | 0.01563% |  | 9.7636 | 17.0436 | 19.4161 |  | 13 | 526.371 | 532.9345 | 528.1024 |  | 13 | 0.01146% | 0.01131% | 0.01094% | 0.01067% | 0.008552% | 0.009704% |  | 13 | 0.01131% | 0.01094% | 13 | 4743 | 0.0162% | 4959 | 0.01531% | 0.01575% |  | 13 | 0.008552% | 0.009704% | 0.009128% |  | 13 | 4959 | 0.01575% | 0.01266%
| Jan | 1 | 13 | 14 | 535.8619 | 543.9735 | 538.9571 | 0.01144% | 0.01108% | 0.01072% | 0.01603% | 4960 | 0.01522% | 0.01563% |  | 9.7627 | 17.048 | 19.4129 |  | 14 | 526.0992 | 526.9255 | 519.5442 |  | 14 | 0.01145% | 0.01118% | 0.01076% | 0.01067% | 0.008554% | 0.009703% |  | 14 | 0.01118% | 0.01076% | 14 | 4961 | 0.0162% | 4960 | 0.01531% | 0.01575% |  | 14 | 0.008554% | 0.009703% | 0.009129% |  | 14 | 4960 | 0.01575% | 0.01266%
| Jan | 1 | 14 | 15 | 532.9935 | 544.6252 | 528.2389 | 0.01138% | 0.01109% | 0.0105% | 0.01599% | 4888 | 0.0152% | 0.0156% |  | 9.7617 | 17.0524 | 19.4098 |  | 15 | 523.2318 | 527.5728 | 508.8291 |  | 15 | 0.01139% | 0.0112% | 0.01054% | 0.01067% | 0.008556% | 0.009701% |  | 15 | 0.0112% | 0.01054% | 15 | 5295 | 0.01616% | 4888 | 0.01529% | 0.01572% |  | 15 | 0.008556% | 0.009701% | 0.009129% |  | 15 | 4888 | 0.01572% | 0.01268%
| Jan | 1 | 15 | 16 | 535.8505 | 545.1838 | 524.1129 | 0.01144% | 0.0111% | 0.01042% | 0.01599% | 5226 | 0.0152% | 0.01559% |  | 9.7608 | 17.0568 | 19.4067 |  | 16 | 526.0897 | 528.127 | 504.7063 |  | 16 | 0.01145% | 0.01121% | 0.01045% | 0.01067% | 0.008559% | 0.0097% |  | 16 | 0.01121% | 0.01045% | 16 | 4912 | 0.01615% | 5226 | 0.01528% | 0.01572% |  | 16 | 0.008559% | 0.0097% | 0.009129% |  | 16 | 5226 | 0.01572% | 0.01256%
| Jan | 1 | 16 | 17 | 554.0333 | 557.3327 | 548.0249 | 0.01182% | 0.01135% | 0.0109% | 0.01598% | 5079 | 0.01519% | 0.01558% |  | 9.7599 | 17.0611 | 19.4035 |  | 17 | 544.2735 | 540.2715 | 528.6214 |  | 17 | 0.01185% | 0.01147% | 0.01095% | 0.01067% | 0.008561% | 0.009698% |  | 17 | 0.01147% | 0.01095% | 17 | 4985 | 0.01615% | 5079 | 0.01527% | 0.01571% |  | 17 | 0.008561% | 0.009698% | 0.009129% |  | 17 | 5079 | 0.01571% | 0.01262%
| Jan | 1 | 17 | 18 | 569.4316 | 559.1666 | 563.0848 | 0.01215% | 0.01139% | 0.0112% | 0.01598% | 5080 | 0.01518% | 0.01558% |  | 9.7589 | 17.0655 | 19.4004 |  | 18 | 559.6726 | 542.1011 | 543.6844 |  | 18 | 0.01218% | 0.01151% | 0.01126% | 0.01067% | 0.008563% | 0.009697% |  | 18 | 0.01151% | 0.01126% | 18 | 5296 | 0.01614% | 5080 | 0.01526% | 0.0157% |  | 18 | 0.008563% | 0.009697% | 0.00913% |  | 18 | 5080 | 0.0157% | 0.01262%
| Jan | 1 | 18 | 19 | 569.7738 | 555.9456 | 569.405 | 0.01216% | 0.01132% | 0.01132% | 0.01597% | 5126 | 0.01517% | 0.01557% |  | 9.758 | 17.0699 | 19.3972 |  | 19 | 560.0158 | 538.8757 | 550.0078 |  | 19 | 0.01219% | 0.01144% | 0.01139% | 0.01067% | 0.008565% | 0.009695% |  | 19 | 0.01144% | 0.01139% | 19 | 4742 | 0.01613% | 5126 | 0.01526% | 0.0157% |  | 19 | 0.008565% | 0.009695% | 0.00913% |  | 19 | 5126 | 0.0157% | 0.01261%
| Jan | 1 | 19 | 20 | 568.1182 | 551.5142 | 572.1526 | 0.01213% | 0.01123% | 0.01138% | 0.01595% | 4863 | 0.01517% | 0.01556% |  | 9.7571 | 17.0743 | 19.3941 |  | 20 | 558.3612 | 534.44 | 552.7585 |  | 20 | 0.01215% | 0.01134% | 0.01145% | 0.01066% | 0.008567% | 0.009693% |  | 20 | 0.01134% | 0.01145% | 20 | 4745 | 0.01611% | 4863 | 0.01526% | 0.01568% |  | 20 | 0.008567% | 0.009693% | 0.00913% |  | 20 | 4863 | 0.01568% | 0.01269%
| Jan | 1 | 20 | 21 | 563.6362 | 545.6027 | 571.89 | 0.01203% | 0.01111% | 0.01137% | 0.01594% | 5248 | 0.01517% | 0.01555% |  | 9.7561 | 17.0786 | 19.3909 |  | 21 | 553.88 | 528.524 | 552.4991 |  | 21 | 0.01206% | 0.01122% | 0.01144% | 0.01066% | 0.00857% | 0.009692% |  | 21 | 0.01122% | 0.01144% | 21 | 4981 | 0.0161% | 5248 | 0.01525% | 0.01568% |  | 21 | 0.00857% | 0.009692% | 0.009131% |  | 21 | 5248 | 0.01568% | 0.01255%
| Jan | 1 | 21 | 22 | 559.2341 | 536.6749 | 566.5544 | 0.01194% | 0.01093% | 0.01127% | 0.01592% | 5247 | 0.01516% | 0.01554% |  | 9.7552 | 17.083 | 19.3878 |  | 22 | 549.479 | 519.5918 | 547.1666 |  | 22 | 0.01196% | 0.01103% | 0.01133% | 0.01066% | 0.008572% | 0.00969% |  | 22 | 0.01103% | 0.01133% | 22 | 4933 | 0.01608% | 5247 | 0.01524% | 0.01566% |  | 22 | 0.008572% | 0.00969% | 0.009131% |  | 22 | 5247 | 0.01566% | 0.01255%
| Jan | 1 | 22 | 23 | 552.35 | 522.3568 | 557.1865 | 0.01179% | 0.01064% | 0.01108% | 0.01591% | 5220 | 0.01516% | 0.01554% |  | 9.7543 | 17.0874 | 19.3846 |  | 23 | 542.5958 | 505.2694 | 537.8018 |  | 23 | 0.01181% | 0.01072% | 0.01114% | 0.01066% | 0.008574% | 0.009689% |  | 23 | 0.01072% | 0.01114% | 23 | 4913 | 0.01607% | 5220 | 0.01524% | 0.01566% |  | 23 | 0.008574% | 0.009689% | 0.009131% |  | 23 | 5220 | 0.01566% | 0.01257%
| Jan | 1 | 23 | 24 | 546.8894 | 514.3693 | 553.0886 | 0.01167% | 0.01047% | 0.011% | 0.0159% | 5127 | 0.01515% | 0.01553% |  | 9.7533 | 17.0918 | 19.3815 |  | 24 | 537.1361 | 497.2775 | 533.7071 |  | 24 | 0.01169% | 0.01055% | 0.01105% | 0.01066% | 0.008576% | 0.009687% |  | 24 | 0.01055% | 0.01105% | 24 | 5297 | 0.01606% | 5127 | 0.01524% | 0.01565% |  | 24 | 0.008576% | 0.009687% | 0.009132% |  | 24 | 5127 | 0.01565% | 0.01261%
| Jan | 2 | 0 | 25 | 548.9796 | 510.7199 | 554.3264 | 0.01172% | 0.0104% | 0.01102% | 0.0159% | 4887 | 0.01515% | 0.01552% |  | 9.7524 | 17.0962 | 19.3784 |  | 25 | 539.2272 | 493.6238 | 534.9481 |  | 25 | 0.01174% | 0.01048% | 0.01108% | 0.01066% | 0.008578% | 0.009686% |  | 25 | 0.01048% | 0.01108% | 25 | 5294 | 0.01606% | 4887 | 0.01523% | 0.01565% |  | 25 | 0.008578% | 0.009686% | 0.009132% |  | 25 | 4887 | 0.01565% | 0.01268%
| Jan | 2 | 1 | 26 | 551.765 | 511.5671 | 556.2675 | 0.01178% | 0.01042% | 0.01106% | 0.0159% | 4958 | 0.01515% | 0.01552% |  | 9.7514 | 17.1005 | 19.3752 |  | 26 | 542.0135 | 494.4666 | 536.8923 |  | 26 | 0.0118% | 0.01049% | 0.01112% | 0.01066% | 0.008581% | 0.009684% |  | 26 | 0.01049% | 0.01112% | 26 | 4911 | 0.01605% | 4958 | 0.01523% | 0.01564% |  | 26 | 0.008581% | 0.009684% | 0.009132% |  | 26 | 4958 | 0.01564% | 0.01267%
| Jan | 2 | 2 | 27 | 557.6628 | 514.0807 | 561.5938 | 0.0119% | 0.01047% | 0.01117% | 0.01586% | 5056 | 0.01513% | 0.0155% |  | 9.7505 | 17.1049 | 19.3721 |  | 27 | 547.9123 | 496.9758 | 542.2217 |  | 27 | 0.01193% | 0.01055% | 0.01123% | 0.01066% | 0.008583% | 0.009682% |  | 27 | 0.01055% | 0.01123% | 27 | 4910 | 0.01602% | 5056 | 0.01521% | 0.01562% |  | 27 | 0.008583% | 0.009682% | 0.009133% |  | 27 | 5056 | 0.01562% | 0.01263%
| Jan | 2 | 3 | 28 | 566.7867 | 522.9806 | 564.6883 | 0.0121% | 0.01065% | 0.01123% | 0.01582% | 4889 | 0.01513% | 0.01547% |  | 9.7496 | 17.1093 | 19.369 |  | 28 | 557.0371 | 505.8713 | 545.3193 |  | 28 | 0.01213% | 0.01074% | 0.01129% | 0.01066% | 0.008585% | 0.009681% |  | 28 | 0.01074% | 0.01129% | 28 | 4648 | 0.01597% | 5201 | 0.01521% | 0.01559% |  | 28 | 0.008585% | 0.009681% | 0.009133% |  | 28 | 4889 | 0.01559% | 0.01268%
| Jan | 2 | 4 | 29 | 574.0479 | 533.5469 | 579.1949 | 0.01225% | 0.01086% | 0.01152% | 0.01579% | 5201 | 0.01513% | 0.01546% |  | 9.7486 | 17.1137 | 19.3658 |  | 29 | 564.2992 | 516.4332 | 559.8291 |  | 29 | 0.01228% | 0.01096% | 0.01159% | 0.01066% | 0.008587% | 0.009679% |  | 29 | 0.01096% | 0.01159% | 29 | 5104 | 0.01594% | 5197 | 0.01521% | 0.01557% |  | 29 | 0.008587% | 0.009679% | 0.009133% |  | 29 | 5201 | 0.01557% | 0.01258%
| Jan | 2 | 5 | 30 | 581.4581 | 550.3226 | 600.9501 | 0.01241% | 0.01121% | 0.01195% | 0.01579% | 5197 | 0.01512% | 0.01545% |  | 9.7477 | 17.1181 | 19.3627 |  | 30 | 571.7104 | 533.2046 | 581.5874 |  | 30 | 0.01244% | 0.01132% | 0.01204% | 0.01065% | 0.008589% | 0.009678% |  | 30 | 0.01132% | 0.01204% | 30 | 4956 | 0.01594% | 4889 | 0.01521% | 0.01557% |  | 30 | 0.008589% | 0.009678% | 0.009134% |  | 30 | 5197 | 0.01557% | 0.01258%
| Jan | 2 | 6 | 31 | 591.8711 | 575.5235 | 622.0583 | 0.01263% | 0.01172% | 0.01237% | 0.01578% | 4864 | 0.01511% | 0.01545% |  | 9.7468 | 17.1224 | 19.3595 |  | 31 | 582.1244 | 558.401 | 602.6987 |  | 31 | 0.01267% | 0.01185% | 0.01248% | 0.01065% | 0.008592% | 0.009676% |  | 31 | 0.01185% | 0.01248% | 31 | 4720 | 0.01593% | 4864 | 0.01519% | 0.01556% |  | 31 | 0.008592% | 0.009676% | 0.009134% |  | 31 | 4864 | 0.01556% | 0.01269%
| Jan | 2 | 7 | 32 | 597.8834 | 586.2294 | 630.826 | 0.01276% | 0.01194% | 0.01254% | 0.01578% | 5081 | 0.0151% | 0.01544% |  | 9.7458 | 17.1268 | 19.3564 |  | 32 | 588.1376 | 569.1026 | 611.4696 |  | 32 | 0.0128% | 0.01208% | 0.01266% | 0.01065% | 0.008594% | 0.009675% |  | 32 | 0.01208% | 0.01266% | 32 | 4647 | 0.01593% | 5081 | 0.01518% | 0.01555% |  | 32 | 0.008594% | 0.009675% | 0.009134% |  | 32 | 5081 | 0.01555% | 0.01262%
| Jan | 2 | 8 | 33 | 600.9216 | 590.0463 | 620.0797 | 0.01283% | 0.01202% | 0.01233% | 0.01576% | 5055 | 0.0151% | 0.01543% |  | 9.7449 | 17.1312 | 19.3533 |  | 33 | 591.1767 | 572.9151 | 600.7264 |  | 33 | 0.01287% | 0.01216% | 0.01244% | 0.01065% | 0.008596% | 0.009673% |  | 33 | 0.01216% | 0.01244% | 33 | 5103 | 0.01592% | 5055 | 0.01518% | 0.01555% |  | 33 | 0.008596% | 0.009673% | 0.009134% |  | 33 | 5055 | 0.01555% | 0.01263%
| Jan | 2 | 9 | 34 | 604.9457 | 588.9943 | 610.6555 | 0.01291% | 0.01199% | 0.01214% | 0.01576% | 4961 | 0.0151% | 0.01543% |  | 9.744 | 17.1356 | 19.3501 |  | 34 | 595.2017 | 571.8587 | 591.3054 |  | 34 | 0.01296% | 0.01214% | 0.01224% | 0.01065% | 0.008598% | 0.009671% |  | 34 | 0.01214% | 0.01224% | 34 | 5102 | 0.01591% | 4961 | 0.01518% | 0.01555% |  | 34 | 0.008598% | 0.009671% | 0.009135% |  | 34 | 4961 | 0.01555% | 0.01266%
| Jan | 2 | 10 | 35 | 601.3847 | 590.5769 | 600.1061 | 0.01284% | 0.01203% | 0.01193% | 0.01576% | 5125 | 0.01507% | 0.01542% |  | 9.743 | 17.14 | 19.347 |  | 35 | 591.6417 | 573.437 | 580.7591 |  | 35 | 0.01288% | 0.01217% | 0.01203% | 0.01065% | 0.0086% | 0.00967% |  | 35 | 0.01217% | 0.01203% | 35 | 4622 | 0.01591% | 5125 | 0.01515% | 0.01553% |  | 35 | 0.0086% | 0.00967% | 0.009135% |  | 35 | 5125 | 0.01553% | 0.01261%
| Jan | 2 | 11 | 36 | 597.6725 | 589.2736 | 594.7799 | 0.01276% | 0.012% | 0.01183% | 0.01576% | 5249 | 0.01506% | 0.01541% |  | 9.7421 | 17.1444 | 19.3439 |  | 36 | 587.9304 | 572.1293 | 575.436 |  | 36 | 0.0128% | 0.01214% | 0.01192% | 0.01065% | 0.008603% | 0.009668% |  | 36 | 0.01214% | 0.01192% | 36 | 4719 | 0.01591% | 5249 | 0.01514% | 0.01552% |  | 36 | 0.008603% | 0.009668% | 0.009135% |  | 36 | 5249 | 0.01552% | 0.01255%
| Jan | 2 | 12 | 37 | 593.1512 | 583.7438 | 571.5618 | 0.01266% | 0.01189% | 0.01137% | 0.01575% | 5246 | 0.01505% | 0.0154% |  | 9.7412 | 17.1487 | 19.3408 |  | 37 | 583.4101 | 566.595 | 552.221 |  | 37 | 0.0127% | 0.01203% | 0.01144% | 0.01065% | 0.008605% | 0.009667% |  | 37 | 0.01203% | 0.01144% | 37 | 4646 | 0.0159% | 5246 | 0.01513% | 0.01552% |  | 37 | 0.008605% | 0.009667% | 0.009136% |  | 37 | 5246 | 0.01552% | 0.01256%
| Jan | 2 | 13 | 38 | 583.5195 | 584.3582 | 561.2187 | 0.01245% | 0.0119% | 0.01116% | 0.01574% | 5032 | 0.01505% | 0.01539% |  | 9.7402 | 17.1531 | 19.3376 |  | 38 | 573.7793 | 567.2051 | 541.8811 |  | 38 | 0.01249% | 0.01204% | 0.01122% | 0.01065% | 0.008607% | 0.009665% |  | 38 | 0.01204% | 0.01122% | 38 | 4741 | 0.01589% | 3927 | 0.01513% | 0.01551% |  | 38 | 0.008607% | 0.009665% | 0.009136% |  | 38 | 5032 | 0.01551% | 0.01264%
| Jan | 2 | 14 | 39 | 583.3492 | 587.5979 | 555.6955 | 0.01245% | 0.01197% | 0.01105% | 0.01571% | 5031 | 0.01504% | 0.01537% |  | 9.7393 | 17.1575 | 19.3345 |  | 39 | 573.6099 | 570.4404 | 536.361 |  | 39 | 0.01249% | 0.01211% | 0.01111% | 0.01065% | 0.008609% | 0.009664% |  | 39 | 0.01211% | 0.01111% | 39 | 4938 | 0.01586% | 5032 | 0.01513% | 0.01549% |  | 39 | 0.008609% | 0.009664% | 0.009136% |  | 39 | 5031 | 0.01549% | 0.01264%
| Jan | 2 | 15 | 40 | 590.7072 | 593.4908 | 566.1418 | 0.01261% | 0.01209% | 0.01126% | 0.01571% | 4865 | 0.01503% | 0.01537% |  | 9.7383 | 17.1619 | 19.3314 |  | 40 | 580.9689 | 576.3289 | 546.8104 |  | 40 | 0.01265% | 0.01223% | 0.01132% | 0.01064% | 0.008611% | 0.009662% |  | 40 | 0.01223% | 0.01132% | 40 | 4767 | 0.01586% | 5031 | 0.01511% | 0.01549% |  | 40 | 0.008611% | 0.009662% | 0.009137% |  | 40 | 4865 | 0.01549% | 0.01269%
| Jan | 2 | 16 | 41 | 601.3886 | 600.4637 | 581.9237 | 0.01284% | 0.01223% | 0.01157% | 0.0157% | 3927 | 0.01503% | 0.01536% |  | 9.7374 | 17.1663 | 19.3282 |  | 41 | 591.6512 | 583.2974 | 562.5954 |  | 41 | 0.01288% | 0.01238% | 0.01165% | 0.01064% | 0.008614% | 0.00966% |  | 41 | 0.01238% | 0.01165% | 41 | 4649 | 0.01584% | 4865 | 0.01511% | 0.01548% |  | 41 | 0.008614% | 0.00966% | 0.009137% |  | 41 | 3927 | 0.01548% | 0.01245%
| Jan | 2 | 17 | 42 | 607.2911 | 598.9927 | 592.0511 | 0.01296% | 0.0122% | 0.01177% | 0.0157% | 4862 | 0.01502% | 0.01536% |  | 9.7365 | 17.1707 | 19.3251 |  | 42 | 597.5547 | 581.8221 | 572.726 |  | 42 | 0.01301% | 0.01235% | 0.01186% | 0.01064% | 0.008616% | 0.009659% |  | 42 | 0.01235% | 0.01186% | 42 | 4792 | 0.01584% | 4862 | 0.0151% | 0.01547% |  | 42 | 0.008616% | 0.009659% | 0.009137% |  | 42 | 4862 | 0.01547% | 0.01269%
| Jan | 2 | 18 | 43 | 605.7957 | 595.8741 | 588.9753 | 0.01293% | 0.01213% | 0.01171% | 0.01569% | 4886 | 0.015% | 0.01535% |  | 9.7355 | 17.1751 | 19.322 |  | 43 | 596.0602 | 578.699 | 569.6534 |  | 43 | 0.01297% | 0.01228% | 0.0118% | 0.01064% | 0.008618% | 0.009657% |  | 43 | 0.01228% | 0.0118% | 43 | 5105 | 0.01584% | 4886 | 0.01508% | 0.01546% |  | 43 | 0.008618% | 0.009657% | 0.009138% |  | 43 | 4886 | 0.01546% | 0.01268%
| Jan | 2 | 19 | 44 | 603.304 | 596.9447 | 583.6116 | 0.01288% | 0.01216% | 0.0116% | 0.01569% | 5078 | 0.015% | 0.01534% |  | 9.7346 | 17.1795 | 19.3189 |  | 44 | 593.5694 | 579.7652 | 564.2927 |  | 44 | 0.01292% | 0.01231% | 0.01169% | 0.01064% | 0.00862% | 0.009656% |  | 44 | 0.01231% | 0.01169% | 44 | 4962 | 0.01584% | 3926 | 0.01508% | 0.01546% |  | 44 | 0.00862% | 0.009656% | 0.009138% |  | 44 | 5078 | 0.01546% | 0.01263%
| Jan | 2 | 20 | 45 | 598.3652 | 587.3931 | 575.9128 | 0.01277% | 0.01196% | 0.01145% | 0.01569% | 3926 | 0.01498% | 0.01533% |  | 9.7337 | 17.1838 | 19.3157 |  | 45 | 588.6315 | 570.2092 | 556.5971 |  | 45 | 0.01281% | 0.0121% | 0.01153% | 0.01064% | 0.008622% | 0.009654% |  | 45 | 0.0121% | 0.01153% | 45 | 4980 | 0.01583% | 5078 | 0.01507% | 0.01545% |  | 45 | 0.008622% | 0.009654% | 0.009138% |  | 45 | 3926 | 0.01545% | 0.01244%
| Jan | 2 | 21 | 46 | 587.3638 | 578.1301 | 565.6916 | 0.01254% | 0.01177% | 0.01125% | 0.01569% | 5030 | 0.01497% | 0.01533% |  | 9.7327 | 17.1882 | 19.3126 |  | 46 | 577.631 | 560.9419 | 546.379 |  | 46 | 0.01257% | 0.01191% | 0.01131% | 0.01064% | 0.008625% | 0.009653% |  | 46 | 0.01191% | 0.01131% | 46 | 4718 | 0.01583% | 3928 | 0.01505% | 0.01544% |  | 46 | 0.008625% | 0.009653% | 0.009139% |  | 46 | 5030 | 0.01544% | 0.01264%
| Jan | 2 | 22 | 47 | 574.5384 | 563.7935 | 556.6332 | 0.01226% | 0.01148% | 0.01107% | 0.01568% | 5245 | 0.01497% | 0.01533% |  | 9.7318 | 17.1926 | 19.3095 |  | 47 | 564.8066 | 546.6008 | 537.3237 |  | 47 | 0.01229% | 0.0116% | 0.01113% | 0.01064% | 0.008627% | 0.009651% |  | 47 | 0.0116% | 0.01113% | 47 | 5271 | 0.01583% | 5030 | 0.01505% | 0.01544% |  | 47 | 0.008627% | 0.009651% | 0.009139% |  | 47 | 5245 | 0.01544% | 0.01256%
| Jan | 2 | 23 | 48 | 567.1975 | 551.7656 | 546.0463 | 0.01211% | 0.01124% | 0.01086% | 0.01568% | 5101 | 0.01496% | 0.01532% |  | 9.7309 | 17.197 | 19.3064 |  | 48 | 557.4666 | 534.5686 | 526.7399 |  | 48 | 0.01213% | 0.01135% | 0.01091% | 0.01064% | 0.008629% | 0.00965% |  | 48 | 0.01135% | 0.01091% | 48 | 4721 | 0.01583% | 5245 | 0.01505% | 0.01544% |  | 48 | 0.008629% | 0.00965% | 0.009139% |  | 48 | 5101 | 0.01544% | 0.01262%
| Jan | 3 | 0 | 49 | 567.8103 | 545.6492 | 542.0329 | 0.01212% | 0.01111% | 0.01078% | 0.01566% | 3928 | 0.01495% | 0.01531% |  | 9.7299 | 17.2014 | 19.3033 |  | 49 | 558.0804 | 528.4478 | 522.7296 |  | 49 | 0.01215% | 0.01122% | 0.01082% | 0.01063% | 0.008631% | 0.009648% |  | 49 | 0.01122% | 0.01082% | 49 | 5319 | 0.01582% | 4023 | 0.01504% | 0.01543% |  | 49 | 0.008631% | 0.009648% | 0.00914% |  | 49 | 3928 | 0.01543% | 0.01245%
| Jan | 3 | 1 | 50 | 568.7181 | 543.2194 | 538.3757 | 0.01214% | 0.01106% | 0.01071% | 0.01566% | 5033 | 0.01494% | 0.0153% |  | 9.729 | 17.2058 | 19.3001 |  | 50 | 558.9891 | 526.0136 | 519.0756 |  | 50 | 0.01217% | 0.01116% | 0.01075% | 0.01063% | 0.008633% | 0.009646% |  | 50 | 0.01116% | 0.01075% | 50 | 5272 | 0.01581% | 5101 | 0.01503% | 0.01542% |  | 50 | 0.008633% | 0.009646% | 0.00914% |  | 50 | 5033 | 0.01542% | 0.01264%
| Jan | 3 | 2 | 51 | 573.3791 | 544.1132 | 539.4729 | 0.01224% | 0.01108% | 0.01073% | 0.01566% | 4023 | 0.01494% | 0.0153% |  | 9.7281 | 17.2102 | 19.297 |  | 51 | 563.651 | 526.903 | 520.1759 |  | 51 | 0.01227% | 0.01118% | 0.01077% | 0.01063% | 0.008636% | 0.009645% |  | 51 | 0.01118% | 0.01077% | 51 | 5293 | 0.01581% | 5033 | 0.01502% | 0.01541% |  | 51 | 0.008636% | 0.009645% | 0.00914% |  | 51 | 4023 | 0.01541% | 0.01251%
| Jan | 3 | 3 | 52 | 582.0805 | 550.4809 | 541.1514 | 0.01242% | 0.01121% | 0.01076% | 0.01566% | 5106 | 0.01492% | 0.01529% |  | 9.7271 | 17.2146 | 19.2939 |  | 52 | 572.3534 | 533.2663 | 521.8575 |  | 52 | 0.01246% | 0.01132% | 0.01081% | 0.01063% | 0.008638% | 0.009643% |  | 52 | 0.01132% | 0.01081% | 52 | 4645 | 0.0158% | 3903 | 0.01501% | 0.0154% |  | 52 | 0.008638% | 0.009643% | 0.009141% |  | 52 | 5106 | 0.0154% | 0.01261%
| Jan | 3 | 4 | 53 | 592.1673 | 559.6135 | 550.9412 | 0.01264% | 0.0114% | 0.01096% | 0.01565% | 4957 | 0.01491% | 0.01528% |  | 9.7262 | 17.219 | 19.2908 |  | 53 | 582.4411 | 542.3945 | 531.6505 |  | 53 | 0.01268% | 0.01151% | 0.01101% | 0.01063% | 0.00864% | 0.009642% |  | 53 | 0.01151% | 0.01101% | 53 | 4624 | 0.0158% | 5106 | 0.015% | 0.0154% |  | 53 | 0.00864% | 0.009642% | 0.009141% |  | 53 | 4957 | 0.0154% | 0.01267%
| Jan | 3 | 5 | 54 | 611.1281 | 581.2488 | 569.7614 | 0.01304% | 0.01184% | 0.01133% | 0.01565% | 3903 | 0.01491% | 0.01528% |  | 9.7252 | 17.2234 | 19.2877 |  | 54 | 601.4028 | 564.0254 | 550.4737 |  | 54 | 0.01309% | 0.01197% | 0.0114% | 0.01063% | 0.008642% | 0.00964% |  | 54 | 0.01197% | 0.0114% | 54 | 4909 | 0.01579% | 4957 | 0.01498% | 0.01539% |  | 54 | 0.008642% | 0.00964% | 0.009141% |  | 54 | 3903 | 0.01539% | 0.01243%
| Jan | 3 | 6 | 55 | 632.4145 | 610.3317 | 587.0061 | 0.0135% | 0.01243% | 0.01167% | 0.01564% | 4024 | 0.01489% | 0.01527% |  | 9.7243 | 17.2278 | 19.2846 |  | 55 | 622.6902 | 593.104 | 567.7216 |  | 55 | 0.01355% | 0.01259% | 0.01176% | 0.01063% | 0.008644% | 0.009639% |  | 55 | 0.01259% | 0.01176% | 55 | 4623 | 0.01579% | 4024 | 0.01498% | 0.01538% |  | 55 | 0.008644% | 0.009639% | 0.009142% |  | 55 | 4024 | 0.01538% | 0.01251%
| Jan | 3 | 7 | 56 | 639.6637 | 622.4341 | 596.5897 | 0.01365% | 0.01267% | 0.01186% | 0.01562% | 5054 | 0.01487% | 0.01524% |  | 9.7234 | 17.2322 | 19.2814 |  | 56 | 629.9404 | 605.2019 | 577.3082 |  | 56 | 0.01371% | 0.01285% | 0.01196% | 0.01063% | 0.008647% | 0.009637% |  | 56 | 0.01285% | 0.01196% | 56 | 4791 | 0.01576% | 3904 | 0.01496% | 0.01536% |  | 56 | 0.008647% | 0.009637% | 0.009142% |  | 56 | 5054 | 0.01536% | 0.01263%
| Jan | 3 | 8 | 57 | 635.8623 | 605.7235 | 588.5252 | 0.01357% | 0.01233% | 0.0117% | 0.0156% | 3904 | 0.01487% | 0.01523% |  | 9.7224 | 17.2366 | 19.2783 |  | 57 | 626.1399 | 588.487 | 569.2469 |  | 57 | 0.01363% | 0.01249% | 0.01179% | 0.01063% | 0.008649% | 0.009636% |  | 57 | 0.01249% | 0.01179% | 57 | 5320 | 0.01576% | 5054 | 0.01494% | 0.01535% |  | 57 | 0.008649% | 0.009636% | 0.009142% |  | 57 | 3904 | 0.01535% | 0.01243%
| Jan | 3 | 9 | 58 | 625.7837 | 581.0347 | 578.998 | 0.01336% | 0.01183% | 0.01151% | 0.0156% | 4861 | 0.01485% | 0.01523% |  | 9.7215 | 17.241 | 19.2752 |  | 58 | 616.0622 | 563.7937 | 559.7227 |  | 58 | 0.01341% | 0.01197% | 0.01159% | 0.01063% | 0.008651% | 0.009634% |  | 58 | 0.01197% | 0.01159% | 58 | 4768 | 0.01575% | 4861 | 0.01492% | 0.01533% |  | 58 | 0.008651% | 0.009634% | 0.009142% |  | 58 | 4861 | 0.01533% | 0.01269%
| Jan | 3 | 10 | 59 | 621.5735 | 560.6282 | 573.6811 | 0.01327% | 0.01142% | 0.01141% | 0.01559% | 4022 | 0.01482% | 0.01521% |  | 9.7206 | 17.2454 | 19.2721 |  | 59 | 611.8529 | 543.3829 | 554.409 |  | 59 | 0.01332% | 0.01153% | 0.01148% | 0.01062% | 0.008653% | 0.009632% |  | 59 | 0.01153% | 0.01148% | 59 | 5270 | 0.01574% | 4022 | 0.01491% | 0.01533% |  | 59 | 0.008653% | 0.009632% | 0.009143% |  | 59 | 4022 | 0.01533% | 0.01251%
| Jan | 3 | 11 | 60 | 615.1009 | 545.5748 | 575.7253 | 0.01313% | 0.01111% | 0.01145% | 0.01559% | 5128 | 0.01481% | 0.0152% |  | 9.7196 | 17.2497 | 19.269 |  | 60 | 605.3813 | 528.325 | 556.4563 |  | 60 | 0.01318% | 0.01121% | 0.01152% | 0.01062% | 0.008655% | 0.009631% |  | 60 | 0.01121% | 0.01152% | 60 | 4887 | 0.01574% | 3902 | 0.0149% | 0.01532% |  | 60 | 0.008655% | 0.009631% | 0.009143% |  | 60 | 5128 | 0.01532% | 0.01261%
| Jan | 3 | 12 | 61 | 609.0861 | 535.958 | 575.3783 | 0.013% | 0.01091% | 0.01144% | 0.01559% | 3902 | 0.01481% | 0.0152% |  | 9.7187 | 17.2541 | 19.2659 |  | 61 | 599.3674 | 518.7039 | 556.1125 |  | 61 | 0.01305% | 0.01101% | 0.01152% | 0.01062% | 0.008658% | 0.009629% |  | 61 | 0.01101% | 0.01152% | 61 | 4932 | 0.01573% | 3925 | 0.01489% | 0.01531% |  | 61 | 0.008658% | 0.009629% | 0.009143% |  | 61 | 3902 | 0.01531% | 0.01243%
| Jan | 3 | 13 | 62 | 609.4957 | 528.1939 | 569.9677 | 0.01301% | 0.01076% | 0.01133% | 0.01557% | 4885 | 0.01481% | 0.01519% |  | 9.7178 | 17.2585 | 19.2628 |  | 62 | 599.7779 | 510.9353 | 550.7049 |  | 62 | 0.01306% | 0.01084% | 0.0114% | 0.01062% | 0.00866% | 0.009628% |  | 62 | 0.01084% | 0.0114% | 62 | 4888 | 0.01572% | 5128 | 0.01488% | 0.0153% |  | 62 | 0.00866% | 0.009628% | 0.009144% |  | 62 | 4885 | 0.0153% | 0.01269%
| Jan | 3 | 14 | 63 | 605.9228 | 525.4476 | 563.9006 | 0.01293% | 0.0107% | 0.01121% | 0.01557% | 4890 | 0.01481% | 0.01519% |  | 9.7168 | 17.2629 | 19.2597 |  | 63 | 596.2059 | 508.1846 | 544.6409 |  | 63 | 0.01298% | 0.01079% | 0.01128% | 0.01062% | 0.008662% | 0.009626% |  | 63 | 0.01079% | 0.01128% | 63 | 4914 | 0.01571% | 4885 | 0.01488% | 0.01529% |  | 63 | 0.008662% | 0.009626% | 0.009144% |  | 63 | 4890 | 0.01529% | 0.01268%
| Jan | 3 | 15 | 64 | 614.6554 | 538.5554 | 562.6815 | 0.01312% | 0.01097% | 0.01119% | 0.01556% | 5124 | 0.0148% | 0.01518% |  | 9.7159 | 17.2673 | 19.2566 |  | 64 | 604.9395 | 521.288 | 543.425 |  | 64 | 0.01317% | 0.01106% | 0.01125% | 0.01062% | 0.008664% | 0.009625% |  | 64 | 0.01106% | 0.01125% | 64 | 4986 | 0.01571% | 4890 | 0.01487% | 0.01529% |  | 64 | 0.008664% | 0.009625% | 0.009144% |  | 64 | 5124 | 0.01529% | 0.01261%
| Jan | 3 | 16 | 65 | 634.2738 | 567.2659 | 567.7453 | 0.01354% | 0.01155% | 0.01129% | 0.01556% | 4936 | 0.0148% | 0.01518% |  | 9.715 | 17.2717 | 19.2535 |  | 65 | 624.5588 | 549.9942 | 548.4918 |  | 65 | 0.0136% | 0.01167% | 0.01136% | 0.01062% | 0.008666% | 0.009623% |  | 65 | 0.01167% | 0.01136% | 65 | 5005 | 0.0157% | 5124 | 0.01487% | 0.01529% |  | 65 | 0.008666% | 0.009623% | 0.009145% |  | 65 | 4936 | 0.01529% | 0.01267%
| Jan | 3 | 17 | 66 | 646.7225 | 581.6584 | 570.4272 | 0.0138% | 0.01184% | 0.01134% | 0.01556% | 3925 | 0.01479% | 0.01518% |  | 9.714 | 17.2761 | 19.2503 |  | 66 | 637.0084 | 564.3823 | 551.1768 |  | 66 | 0.01387% | 0.01198% | 0.01141% | 0.01062% | 0.008669% | 0.009622% |  | 66 | 0.01198% | 0.01141% | 66 | 4766 | 0.0157% | 4936 | 0.01487% | 0.01529% |  | 66 | 0.008669% | 0.009622% | 0.009145% |  | 66 | 3925 | 0.01529% | 0.01244%
| Jan | 3 | 18 | 67 | 648.9279 | 588.9478 | 564.9977 | 0.01385% | 0.01199% | 0.01123% | 0.01556% | 5057 | 0.01478% | 0.01517% |  | 9.7131 | 17.2805 | 19.2472 |  | 67 | 639.2149 | 571.6672 | 545.7505 |  | 67 | 0.01391% | 0.01213% | 0.0113% | 0.01062% | 0.008671% | 0.00962% |  | 67 | 0.01213% | 0.0113% | 67 | 4889 | 0.0157% | 3905 | 0.01487% | 0.01528% |  | 67 | 0.008671% | 0.00962% | 0.009145% |  | 67 | 5057 | 0.01528% | 0.01263%
| Jan | 3 | 19 | 68 | 650.4091 | 587.3 | 558.715 | 0.01388% | 0.01196% | 0.01111% | 0.01556% | 5029 | 0.01478% | 0.01517% |  | 9.7121 | 17.2849 | 19.2441 |  | 68 | 640.697 | 570.0151 | 539.4708 |  | 68 | 0.01395% | 0.0121% | 0.01117% | 0.01062% | 0.008673% | 0.009618% |  | 68 | 0.0121% | 0.01117% | 68 | 4625 | 0.0157% | 4047 | 0.01486% | 0.01528% |  | 68 | 0.008673% | 0.009618% | 0.009146% |  | 68 | 5029 | 0.01528% | 0.01264%
| Jan | 3 | 20 | 69 | 652.9219 | 588.6126 | 552.0759 | 0.01394% | 0.01199% | 0.01098% | 0.01555% | 5244 | 0.01478% | 0.01517% |  | 9.7112 | 17.2893 | 19.241 |  | 69 | 643.2107 | 571.3233 | 532.8349 |  | 69 | 0.014% | 0.01213% | 0.01103% | 0.01061% | 0.008675% | 0.009617% |  | 69 | 0.01213% | 0.01103% | 69 | 5006 | 0.0157% | 5057 | 0.01485% | 0.01527% |  | 69 | 0.008675% | 0.009617% | 0.009146% |  | 69 | 5244 | 0.01527% | 0.01256%
| Jan | 3 | 21 | 70 | 642.7174 | 581.044 | 539.9136 | 0.01372% | 0.01183% | 0.01074% | 0.01555% | 4047 | 0.01477% | 0.01516% |  | 9.7103 | 17.2938 | 19.2379 |  | 70 | 633.0071 | 563.7503 | 520.6757 |  | 70 | 0.01378% | 0.01197% | 0.01078% | 0.01061% | 0.008678% | 0.009615% |  | 70 | 0.01197% | 0.01078% | 70 | 4793 | 0.01569% | 5029 | 0.01485% | 0.01527% |  | 70 | 0.008678% | 0.009615% | 0.009146% |  | 70 | 4047 | 0.01527% | 0.01253%
| Jan | 3 | 22 | 71 | 630.4469 | 568.2341 | 526.3166 | 0.01346% | 0.01157% | 0.01047% | 0.01554% | 3905 | 0.01477% | 0.01516% |  | 9.7093 | 17.2982 | 19.2348 |  | 71 | 620.7375 | 550.936 | 507.0818 |  | 71 | 0.01351% | 0.01169% | 0.0105% | 0.01061% | 0.00868% | 0.009614% |  | 71 | 0.01169% | 0.0105% | 71 | 5008 | 0.01569% | 4025 | 0.01485% | 0.01527% |  | 71 | 0.00868% | 0.009614% | 0.009147% |  | 71 | 3905 | 0.01527% | 0.01243%
| Jan | 3 | 23 | 72 | 623.7575 | 558.1705 | 517.2488 | 0.01331% | 0.01137% | 0.01029% | 0.01553% | 5196 | 0.01476% | 0.01515% |  | 9.7084 | 17.3026 | 19.2317 |  | 72 | 614.0491 | 540.868 | 498.0171 |  | 72 | 0.01337% | 0.01148% | 0.01031% | 0.01061% | 0.008682% | 0.009612% |  | 72 | 0.01148% | 0.01031% | 72 | 5318 | 0.01568% | 5244 | 0.01485% | 0.01527% |  | 72 | 0.008682% | 0.009612% | 0.009147% |  | 72 | 5196 | 0.01527% | 0.01258%
| Jan | 4 | 0 | 73 | 627.4117 | 551.3001 | 516.0204 | 0.01339% | 0.01123% | 0.01026% | 0.01553% | 4025 | 0.01476% | 0.01515% |  | 9.7075 | 17.307 | 19.2286 |  | 73 | 617.7042 | 533.9931 | 496.7918 |  | 73 | 0.01345% | 0.01133% | 0.01029% | 0.01061% | 0.008684% | 0.009611% |  | 73 | 0.01133% | 0.01029% | 73 | 5273 | 0.01568% | 3929 | 0.01485% | 0.01526% |  | 73 | 0.008684% | 0.009611% | 0.009147% |  | 73 | 4025 | 0.01526% | 0.01251%
| Jan | 4 | 1 | 74 | 634.5051 | 549.4661 | 518.5147 | 0.01354% | 0.01119% | 0.01031% | 0.01553% | 5082 | 0.01476% | 0.01515% |  | 9.7065 | 17.3114 | 19.2255 |  | 74 | 624.7986 | 532.1548 | 499.2892 |  | 74 | 0.0136% | 0.01129% | 0.01034% | 0.01061% | 0.008686% | 0.009609% |  | 74 | 0.01129% | 0.01034% | 74 | 5032 | 0.01567% | 5196 | 0.01483% | 0.01525% |  | 74 | 0.008686% | 0.009609% | 0.009148% |  | 74 | 5082 | 0.01525% | 0.01262%
| Jan | 4 | 2 | 75 | 640.7718 | 551.1418 | 519.5275 | 0.01368% | 0.01122% | 0.01033% | 0.01553% | 4866 | 0.01476% | 0.01514% |  | 9.7056 | 17.3158 | 19.2224 |  | 75 | 631.0662 | 533.8261 | 500.305 |  | 75 | 0.01374% | 0.01133% | 0.01036% | 0.01061% | 0.008689% | 0.009608% |  | 75 | 0.01133% | 0.01036% | 75 | 4746 | 0.01567% | 5082 | 0.01483% | 0.01525% |  | 75 | 0.008689% | 0.009608% | 0.009148% |  | 75 | 4866 | 0.01525% | 0.01269%
| Jan | 4 | 3 | 76 | 651.3374 | 553.9254 | 518.0834 | 0.0139% | 0.01128% | 0.0103% | 0.01551% | 3929 | 0.01475% | 0.01513% |  | 9.7047 | 17.3202 | 19.2193 |  | 76 | 641.6328 | 536.6052 | 498.864 |  | 76 | 0.01397% | 0.01139% | 0.01033% | 0.01061% | 0.008691% | 0.009606% |  | 76 | 0.01139% | 0.01033% | 76 | 5007 | 0.01565% | 4866 | 0.01482% | 0.01524% |  | 76 | 0.008691% | 0.009606% | 0.009148% |  | 76 | 3929 | 0.01524% | 0.01245%
| Jan | 4 | 4 | 77 | 662.2918 | 563.7842 | 524.8725 | 0.01414% | 0.01148% | 0.01044% | 0.0155% | 5752 | 0.01474% | 0.01512% |  | 9.7037 | 17.3246 | 19.2162 |  | 77 | 652.588 | 546.4596 | 505.6563 |  | 77 | 0.01421% | 0.0116% | 0.01047% | 0.01061% | 0.008693% | 0.009604% |  | 77 | 0.0116% | 0.01047% | 77 | 5321 | 0.01565% | 5752 | 0.01482% | 0.01524% |  | 77 | 0.008693% | 0.009604% | 0.009149% |  | 77 | 5752 | 0.01524% | 0.01228%
| Jan | 4 | 5 | 78 | 678.0302 | 580.5134 | 540.223 | 0.01447% | 0.01182% | 0.01074% | 0.0155% | 4935 | 0.01473% | 0.01512% |  | 9.7028 | 17.329 | 19.2131 |  | 78 | 668.3274 | 563.1844 | 521.0099 |  | 78 | 0.01455% | 0.01195% | 0.01079% | 0.01061% | 0.008695% | 0.009603% |  | 78 | 0.01195% | 0.01079% | 78 | 4717 | 0.01564% | 3924 | 0.0148% | 0.01522% |  | 78 | 0.008695% | 0.009603% | 0.009149% |  | 78 | 4935 | 0.01522% | 0.01267%
| Jan | 4 | 6 | 79 | 698.5146 | 606.8034 | 558.9307 | 0.01491% | 0.01236% | 0.01111% | 0.01549% | 5077 | 0.01472% | 0.01511% |  | 9.7019 | 17.3334 | 19.21 |  | 79 | 688.8128 | 589.47 | 539.7206 |  | 79 | 0.01499% | 0.01251% | 0.01118% | 0.0106% | 0.008697% | 0.009601% |  | 79 | 0.01251% | 0.01118% | 79 | 5055 | 0.01563% | 1495 | 0.0148% | 0.01522% |  | 79 | 0.008697% | 0.009601% | 0.009149% |  | 79 | 5077 | 0.01522% | 0.01263%
| Jan | 4 | 7 | 80 | 704.1844 | 612.1564 | 560.6092 | 0.01503% | 0.01247% | 0.01115% | 0.01548% | 3924 | 0.01471% | 0.0151% |  | 9.7009 | 17.3378 | 19.207 |  | 80 | 694.4835 | 594.8186 | 541.4022 |  | 80 | 0.01512% | 0.01262% | 0.01121% | 0.0106% | 0.0087% | 0.0096% |  | 80 | 0.01262% | 0.01121% | 80 | 5247 | 0.01563% | 3901 | 0.0148% | 0.01522% |  | 80 | 0.0087% | 0.0096% | 0.00915% |  | 80 | 3924 | 0.01522% | 0.01244%
| Jan | 4 | 8 | 81 | 681.486 | 600.082 | 558.8931 | 0.01454% | 0.01222% | 0.01111% | 0.01548% | 3901 | 0.01471% | 0.0151% |  | 9.7 | 17.3422 | 19.2039 |  | 81 | 671.7861 | 582.7397 | 539.6893 |  | 81 | 0.01462% | 0.01237% | 0.01118% | 0.0106% | 0.008702% | 0.009598% |  | 81 | 0.01237% | 0.01118% | 81 | 5031 | 0.01563% | 4935 | 0.0148% | 0.01521% |  | 81 | 0.008702% | 0.009598% | 0.00915% |  | 81 | 3901 | 0.01521% | 0.01243%
| Jan | 4 | 9 | 82 | 651.8622 | 591.8523 | 546.7777 | 0.01391% | 0.01205% | 0.01087% | 0.01548% | 4048 | 0.01469% | 0.01509% |  | 9.699 | 17.3466 | 19.2008 |  | 82 | 642.1632 | 574.5057 | 527.577 |  | 82 | 0.01398% | 0.01219% | 0.01093% | 0.0106% | 0.008704% | 0.009597% |  | 82 | 0.01219% | 0.01093% | 82 | 5101 | 0.01563% | 5077 | 0.01479% | 0.01521% |  | 82 | 0.008704% | 0.009597% | 0.00915% |  | 82 | 4048 | 0.01521% | 0.01253%
| Jan | 4 | 10 | 83 | 633.3382 | 582.8594 | 535.45 | 0.01352% | 0.01187% | 0.01065% | 0.01547% | 4962 | 0.01469% | 0.01508% |  | 9.6981 | 17.351 | 19.1977 |  | 83 | 623.64 | 565.5083 | 516.2524 |  | 83 | 0.01358% | 0.012% | 0.01069% | 0.0106% | 0.008706% | 0.009595% |  | 83 | 0.012% | 0.01069% | 83 | 4908 | 0.01561% | 4048 | 0.01478% | 0.01519% |  | 83 | 0.008706% | 0.009595% | 0.009151% |  | 83 | 4962 | 0.01519% | 0.01266%
| Jan | 4 | 11 | 84 | 617.6189 | 575.7097 | 520.9997 | 0.01318% | 0.01172% | 0.01036% | 0.01546% | 4046 | 0.01468% | 0.01507% |  | 9.6972 | 17.3554 | 19.1946 |  | 84 | 607.9217 | 558.3542 | 501.8051 |  | 84 | 0.01323% | 0.01185% | 0.01039% | 0.0106% | 0.008708% | 0.009594% |  | 84 | 0.01185% | 0.01039% | 84 | 5317 | 0.01559% | 4046 | 0.01476% | 0.01518% |  | 84 | 0.008708% | 0.009594% | 0.009151% |  | 84 | 4046 | 0.01518% | 0.01252%
| Jan | 4 | 12 | 85 | 603.7946 | 564.9944 | 509.4094 | 0.01289% | 0.01151% | 0.01013% | 0.01545% | 4937 | 0.01466% | 0.01506% |  | 9.6962 | 17.3599 | 19.1915 |  | 85 | 594.0983 | 547.6346 | 490.2179 |  | 85 | 0.01293% | 0.01162% | 0.01015% | 0.0106% | 0.008711% | 0.009592% |  | 85 | 0.01162% | 0.01015% | 85 | 4740 | 0.01559% | 4962 | 0.01476% | 0.01517% |  | 85 | 0.008711% | 0.009592% | 0.009151% |  | 85 | 4937 | 0.01517% | 0.01267%
| Jan | 4 | 13 | 86 | 603.7415 | 558.0867 | 505.5835 | 0.01289% | 0.01136% | 0.01005% | 0.01545% | 5219 | 0.01465% | 0.01505% |  | 9.6953 | 17.3643 | 19.1884 |  | 86 | 594.0462 | 540.7225 | 486.3951 |  | 86 | 0.01293% | 0.01148% | 0.01007% | 0.0106% | 0.008713% | 0.009591% |  | 86 | 0.01148% | 0.01007% | 86 | 4790 | 0.01559% | 896 | 0.01475% | 0.01517% |  | 86 | 0.008713% | 0.009591% | 0.009152% |  | 86 | 5219 | 0.01517% | 0.01257%
| Jan | 4 | 14 | 87 | 613.7794 | 561.9502 | 508.3123 | 0.0131% | 0.01144% | 0.01011% | 0.01545% | 5751 | 0.01465% | 0.01505% |  | 9.6944 | 17.3687 | 19.1853 |  | 87 | 604.085 | 544.5815 | 489.127 |  | 87 | 0.01315% | 0.01156% | 0.01013% | 0.0106% | 0.008715% | 0.009589% |  | 87 | 0.01156% | 0.01013% | 87 | 5033 | 0.01559% | 5751 | 0.01473% | 0.01516% |  | 87 | 0.008715% | 0.009589% | 0.009152% |  | 87 | 5751 | 0.01516% | 0.01228%
| Jan | 4 | 15 | 88 | 626.4326 | 565.3389 | 514.0887 | 0.01337% | 0.01151% | 0.01022% | 0.01545% | 5053 | 0.01465% | 0.01505% |  | 9.6934 | 17.3731 | 19.1822 |  | 88 | 616.7392 | 547.9658 | 494.9064 |  | 88 | 0.01343% | 0.01163% | 0.01025% | 0.0106% | 0.008717% | 0.009587% |  | 88 | 0.01163% | 0.01025% | 88 | 5056 | 0.01558% | 4937 | 0.01473% | 0.01515% |  | 88 | 0.008717% | 0.009587% | 0.009152% |  | 88 | 5053 | 0.01515% | 0.01263%
| Jan | 4 | 16 | 89 | 657.8959 | 577.4785 | 528.6797 | 0.01404% | 0.01176% | 0.01051% | 0.01544% | 5728 | 0.01465% | 0.01504% |  | 9.6925 | 17.3775 | 19.1791 |  | 89 | 648.2034 | 560.101 | 509.5005 |  | 89 | 0.01411% | 0.01189% | 0.01055% | 0.01059% | 0.00872% | 0.009586% |  | 89 | 0.01189% | 0.01055% | 89 | 4769 | 0.01558% | 5728 | 0.01472% | 0.01515% |  | 89 | 0.00872% | 0.009586% | 0.009153% |  | 89 | 5728 | 0.01515% | 0.01229%
| Jan | 4 | 17 | 90 | 672.893 | 578.0091 | 538.854 | 0.01436% | 0.01177% | 0.01071% | 0.01543% | 5227 | 0.01464% | 0.01503% |  | 9.6916 | 17.3819 | 19.1761 |  | 90 | 663.2014 | 560.6272 | 519.6779 |  | 90 | 0.01444% | 0.0119% | 0.01076% | 0.01059% | 0.008722% | 0.009584% |  | 90 | 0.0119% | 0.01076% | 90 | 5080 | 0.01557% | 5219 | 0.01472% | 0.01514% |  | 90 | 0.008722% | 0.009584% | 0.009153% |  | 90 | 5227 | 0.01514% | 0.01256%
| Jan | 4 | 18 | 91 | 673.0006 | 577.1712 | 539.6417 | 0.01436% | 0.01175% | 0.01073% | 0.01543% | 4021 | 0.01462% | 0.01502% |  | 9.6906 | 17.3863 | 19.173 |  | 91 | 663.31 | 559.7849 | 520.4687 |  | 91 | 0.01444% | 0.01188% | 0.01078% | 0.01059% | 0.008724% | 0.009583% |  | 91 | 0.01188% | 0.01078% | 91 | 5298 | 0.01557% | 5053 | 0.01471% | 0.01514% |  | 91 | 0.008724% | 0.009583% | 0.009153% |  | 91 | 4021 | 0.01514% | 0.01251%
| Jan | 4 | 19 | 92 | 671.4274 | 567.8897 | 536.2377 | 0.01433% | 0.01156% | 0.01066% | 0.01542% | 4956 | 0.01461% | 0.01502% |  | 9.6897 | 17.3907 | 19.1699 |  | 92 | 661.7377 | 550.4989 | 517.0678 |  | 92 | 0.0144% | 0.01168% | 0.01071% | 0.01059% | 0.008726% | 0.009581% |  | 92 | 0.01168% | 0.01071% | 92 | 5030 | 0.01557% | 5227 | 0.0147% | 0.01514% |  | 92 | 0.008726% | 0.009581% | 0.009154% |  | 92 | 4956 | 0.01514% | 0.01267%
| Jan | 4 | 20 | 93 | 665.8841 | 561.9688 | 537.2505 | 0.01421% | 0.01144% | 0.01068% | 0.01541% | 5100 | 0.0146% | 0.01501% |  | 9.6888 | 17.3952 | 19.1668 |  | 93 | 656.1953 | 544.5737 | 518.0837 |  | 93 | 0.01428% | 0.01156% | 0.01073% | 0.01059% | 0.008728% | 0.00958% |  | 93 | 0.01156% | 0.01073% | 93 | 5248 | 0.01556% | 4021 | 0.0147% | 0.01513% |  | 93 | 0.008728% | 0.00958% | 0.009154% |  | 93 | 5100 | 0.01513% | 0.01262%
| Jan | 4 | 21 | 94 | 653.6516 | 550.8812 | 531.2303 | 0.01395% | 0.01122% | 0.01056% | 0.01541% | 3906 | 0.01459% | 0.015% |  | 9.6878 | 17.3996 | 19.1637 |  | 94 | 643.9638 | 533.4816 | 512.0666 |  | 94 | 0.01402% | 0.01132% | 0.0106% | 0.01059% | 0.008731% | 0.009578% |  | 94 | 0.01132% | 0.0106% | 94 | 5246 | 0.01555% | 3906 | 0.01468% | 0.01512% |  | 94 | 0.008731% | 0.009578% | 0.009154% |  | 94 | 3906 | 0.01512% | 0.01243%
| Jan | 4 | 22 | 95 | 638.3799 | 539.0022 | 522.8845 | 0.01362% | 0.01098% | 0.0104% | 0.01541% | 5034 | 0.01458% | 0.015% |  | 9.6869 | 17.404 | 19.1606 |  | 95 | 628.693 | 521.5983 | 503.7239 |  | 95 | 0.01369% | 0.01107% | 0.01043% | 0.01059% | 0.008733% | 0.009577% |  | 95 | 0.01107% | 0.01043% | 95 | 4955 | 0.01554% | 4956 | 0.01467% | 0.01511% |  | 95 | 0.008733% | 0.009577% | 0.009155% |  | 95 | 5034 | 0.01511% | 0.01264%
| Jan | 4 | 23 | 96 | 632.3165 | 529.9999 | 516.1235 | 0.0135% | 0.01079% | 0.01026% | 0.01539% | 5753 | 0.01457% | 0.01498% |  | 9.686 | 17.4084 | 19.1576 |  | 96 | 622.6305 | 512.5915 | 496.966 |  | 96 | 0.01355% | 0.01088% | 0.01029% | 0.01059% | 0.008735% | 0.009575% |  | 96 | 0.01088% | 0.01029% | 96 | 5292 | 0.01553% | 5100 | 0.01466% | 0.0151% |  | 96 | 0.008735% | 0.009575% | 0.009155% |  | 96 | 5753 | 0.0151% | 0.01228%
| Jan | 5 | 0 | 97 | 630.9977 | 526.1923 | 514.6982 | 0.01347% | 0.01072% | 0.01023% | 0.01539% | 1495 | 0.01457% | 0.01498% |  | 9.685 | 17.4128 | 19.1545 |  | 97 | 621.3127 | 508.7795 | 495.5437 |  | 97 | 0.01352% | 0.0108% | 0.01026% | 0.01059% | 0.008737% | 0.009574% |  | 97 | 0.0108% | 0.01026% | 97 | 4886 | 0.01553% | 5753 | 0.01464% | 0.01509% |  | 97 | 0.008737% | 0.009574% | 0.009155% |  | 97 | 1495 | 0.01509% | 0.0101%
| Jan | 5 | 1 | 98 | 634.7322 | 523.7346 | 517.1363 | 0.01355% | 0.01067% | 0.01028% | 0.01538% | 5250 | 0.01456% | 0.01497% |  | 9.6841 | 17.4172 | 19.1514 |  | 98 | 625.0482 | 506.3174 | 497.9849 |  | 98 | 0.01361% | 0.01075% | 0.01031% | 0.01058% | 0.008739% | 0.009572% |  | 98 | 0.01075% | 0.01031% | 98 | 5054 | 0.01552% | 5034 | 0.01464% | 0.01508% |  | 98 | 0.008739% | 0.009572% | 0.009156% |  | 98 | 5250 | 0.01508% | 0.01255%
| Jan | 5 | 2 | 99 | 642.6318 | 528.4546 | 521.3842 | 0.01372% | 0.01076% | 0.01037% | 0.01538% | 5750 | 0.01455% | 0.01496% |  | 9.6831 | 17.4216 | 19.1483 |  | 99 | 632.9486 | 511.0329 | 502.2358 |  | 99 | 0.01378% | 0.01085% | 0.0104% | 0.01058% | 0.008742% | 0.009571% |  | 99 | 0.01085% | 0.0104% | 99 | 4939 | 0.01551% | 1496 | 0.01463% | 0.01507% |  | 99 | 0.008742% | 0.009571% | 0.009156% |  | 99 | 5750 | 0.01507% | 0.01228%
| Jan | 5 | 3 | 100 | 655.1955 | 531.9456 | 526.8136 | 0.01398% | 0.01083% | 0.01048% | 0.01538% | 5176 | 0.01455% | 0.01496% |  | 9.6822 | 17.4261 | 19.1452 |  | 100 | 645.5133 | 514.5196 | 507.6683 |  | 100 | 0.01405% | 0.01092% | 0.01051% | 0.01058% | 0.008744% | 0.009569% |  | 100 | 0.01092% | 0.01051% | 100 | 4621 | 0.01551% | 895 | 0.01463% | 0.01507% |  | 100 | 0.008744% | 0.009569% | 0.009156% |  | 100 | 5176 | 0.01507% | 0.01259%
| Jan | 5 | 4 | 101 | 668.8599 | 541.2458 | 536.0596 | 0.01428% | 0.01102% | 0.01066% | 0.01537% | 5177 | 0.01453% | 0.01495% |  | 9.6813 | 17.4305 | 19.1422 |  | 101 | 659.1786 | 523.8153 | 516.9174 |  | 101 | 0.01435% | 0.01112% | 0.0107% | 0.01058% | 0.008746% | 0.009567% |  | 101 | 0.01112% | 0.0107% | 101 | 4765 | 0.01551% | 5750 | 0.01462% | 0.01506% |  | 101 | 0.008746% | 0.009567% | 0.009157% |  | 101 | 5177 | 0.01506% | 0.01259%
| Jan | 5 | 5 | 102 | 687.2477 | 558.6639 | 549.4784 | 0.01467% | 0.01138% | 0.01093% | 0.01537% | 4026 | 0.01452% | 0.01495% |  | 9.6803 | 17.4349 | 19.1391 |  | 102 | 677.5673 | 541.229 | 530.3393 |  | 102 | 0.01475% | 0.01149% | 0.01098% | 0.01058% | 0.008748% | 0.009566% |  | 102 | 0.01149% | 0.01098% | 102 | 5004 | 0.0155% | 5250 | 0.01462% | 0.01506% |  | 102 | 0.008748% | 0.009566% | 0.009157% |  | 102 | 4026 | 0.01506% | 0.01251%
| Jan | 5 | 6 | 103 | 710.2024 | 582.7756 | 562.0627 | 0.01516% | 0.01187% | 0.01118% | 0.01537% | 5202 | 0.01452% | 0.01494% |  | 9.6794 | 17.4393 | 19.136 |  | 103 | 700.523 | 565.3362 | 542.9266 |  | 103 | 0.01525% | 0.012% | 0.01124% | 0.01058% | 0.008751% | 0.009564% |  | 103 | 0.012% | 0.01124% | 103 | 4890 | 0.0155% | 5176 | 0.01461% | 0.01505% |  | 103 | 0.008751% | 0.009564% | 0.009157% |  | 103 | 5202 | 0.01505% | 0.01258%
| Jan | 5 | 7 | 104 | 718.5081 | 586.1642 | 570.2677 | 0.01534% | 0.01194% | 0.01134% | 0.01536% | 3951 | 0.01452% | 0.01494% |  | 9.6785 | 17.4437 | 19.1329 |  | 104 | 708.8296 | 568.7205 | 551.1348 |  | 104 | 0.01543% | 0.01207% | 0.01141% | 0.01058% | 0.008753% | 0.009563% |  | 104 | 0.01207% | 0.01141% | 104 | 5127 | 0.0155% | 3880 | 0.0146% | 0.01505% |  | 104 | 0.008753% | 0.009563% | 0.009158% |  | 104 | 3951 | 0.01505% | 0.01246%
| Jan | 5 | 8 | 105 | 694.0731 | 575.5142 | 570.5303 | 0.01481% | 0.01172% | 0.01134% | 0.01536% | 3880 | 0.01452% | 0.01494% |  | 9.6775 | 17.4482 | 19.1299 |  | 105 | 684.3955 | 558.066 | 551.4004 |  | 105 | 0.0149% | 0.01184% | 0.01142% | 0.01058% | 0.008755% | 0.009561% |  | 105 | 0.01184% | 0.01142% | 105 | 5009 | 0.0155% | 3951 | 0.0146% | 0.01505% |  | 105 | 0.008755% | 0.009561% | 0.009158% |  | 105 | 3880 | 0.01505% | 0.01241%
| Jan | 5 | 9 | 106 | 665.1525 | 567.117 | 564.9227 | 0.0142% | 0.01155% | 0.01123% | 0.01535% | 5439 | 0.01451% | 0.01493% |  | 9.6766 | 17.4526 | 19.1268 |  | 106 | 655.476 | 549.6644 | 545.7959 |  | 106 | 0.01427% | 0.01167% | 0.0113% | 0.01058% | 0.008757% | 0.00956% |  | 106 | 0.01167% | 0.0113% | 106 | 5128 | 0.01548% | 4026 | 0.0146% | 0.01504% |  | 106 | 0.008757% | 0.00956% | 0.009159% |  | 106 | 5439 | 0.01504% | 0.01246%
| Jan | 5 | 10 | 107 | 633.7355 | 559.0084 | 556.1644 | 0.01353% | 0.01138% | 0.01106% | 0.01535% | 5107 | 0.01451% | 0.01493% |  | 9.6757 | 17.457 | 19.1237 |  | 107 | 624.0599 | 541.5514 | 537.0406 |  | 107 | 0.01358% | 0.01149% | 0.01112% | 0.01058% | 0.008759% | 0.009558% |  | 107 | 0.01149% | 0.01112% | 107 | 4644 | 0.01548% | 5177 | 0.01459% | 0.01503% |  | 107 | 0.008759% | 0.009558% | 0.009159% |  | 107 | 5107 | 0.01503% | 0.01261%
| Jan | 5 | 11 | 108 | 618.1707 | 551.5142 | 542.0235 | 0.01319% | 0.01123% | 0.01078% | 0.01534% | 5799 | 0.01451% | 0.01493% |  | 9.6747 | 17.4614 | 19.1207 |  | 108 | 608.496 | 534.0528 | 522.9028 |  | 108 | 0.01325% | 0.01134% | 0.01083% | 0.01057% | 0.008762% | 0.009557% |  | 108 | 0.01134% | 0.01083% | 108 | 5078 | 0.01548% | 5799 | 0.01458% | 0.01503% |  | 108 | 0.008762% | 0.009557% | 0.009159% |  | 108 | 5799 | 0.01503% | 0.01226%
| Jan | 5 | 12 | 109 | 614.1016 | 546.1613 | 532.9838 | 0.01311% | 0.01112% | 0.0106% | 0.01534% | 896 | 0.01451% | 0.01493% |  | 9.6738 | 17.4659 | 19.1176 |  | 109 | 604.4278 | 528.6954 | 513.8662 |  | 109 | 0.01316% | 0.01122% | 0.01064% | 0.01057% | 0.008764% | 0.009555% |  | 109 | 0.01122% | 0.01064% | 109 | 5269 | 0.01548% | 5202 | 0.01458% | 0.01503% |  | 109 | 0.008764% | 0.009555% | 0.00916% |  | 109 | 896 | 0.01503% | 0.009599%
| Jan | 5 | 13 | 110 | 608.2737 | 545.6958 | 525.904 | 0.01298% | 0.01111% | 0.01046% | 0.01534% | 5129 | 0.01451% | 0.01492% |  | 9.6729 | 17.4703 | 19.1145 |  | 110 | 598.6009 | 528.2255 | 506.7895 |  | 110 | 0.01303% | 0.01121% | 0.01049% | 0.01057% | 0.008766% | 0.009554% |  | 110 | 0.01121% | 0.01049% | 110 | 4722 | 0.01548% | 5439 | 0.01458% | 0.01503% |  | 110 | 0.008766% | 0.009554% | 0.00916% |  | 110 | 5129 | 0.01503% | 0.01261%
| Jan | 5 | 14 | 111 | 609.1561 | 547.4367 | 526.401 | 0.013% | 0.01115% | 0.01047% | 0.01534% | 5440 | 0.0145% | 0.01492% |  | 9.6719 | 17.4747 | 19.1114 |  | 111 | 599.4842 | 529.962 | 507.2895 |  | 111 | 0.01305% | 0.01125% | 0.01051% | 0.01057% | 0.008768% | 0.009552% |  | 111 | 0.01125% | 0.01051% | 111 | 4963 | 0.01548% | 3952 | 0.01458% | 0.01503% |  | 111 | 0.008768% | 0.009552% | 0.00916% |  | 111 | 5440 | 0.01503% | 0.01245%
| Jan | 5 | 15 | 112 | 618.1672 | 548.9448 | 529.7112 | 0.01319% | 0.01118% | 0.01053% | 0.01534% | 5729 | 0.0145% | 0.01492% |  | 9.671 | 17.4791 | 19.1084 |  | 112 | 608.4962 | 531.4657 | 510.6028 |  | 112 | 0.01325% | 0.01128% | 0.01057% | 0.01057% | 0.008771% | 0.009551% |  | 112 | 0.01128% | 0.01057% | 112 | 5057 | 0.01547% | 5729 | 0.01457% | 0.01502% |  | 112 | 0.008771% | 0.009551% | 0.009161% |  | 112 | 5729 | 0.01502% | 0.01229%
| Jan | 5 | 16 | 113 | 649.3475 | 555.8804 | 539.4635 | 0.01386% | 0.01132% | 0.01073% | 0.01532% | 5559 | 0.0145% | 0.01491% |  | 9.67 | 17.4836 | 19.1053 |  | 113 | 639.6775 | 538.3968 | 520.3582 |  | 113 | 0.01392% | 0.01143% | 0.01078% | 0.01057% | 0.008773% | 0.009549% |  | 113 | 0.01143% | 0.01078% | 113 | 5249 | 0.01546% | 3900 | 0.01457% | 0.01502% |  | 113 | 0.008773% | 0.009549% | 0.009161% |  | 113 | 5559 | 0.01502% | 0.01239%
| Jan | 5 | 17 | 114 | 667.9453 | 564.4731 | 544.4334 | 0.01426% | 0.01149% | 0.01083% | 0.01532% | 5058 | 0.0145% | 0.01491% |  | 9.6691 | 17.488 | 19.1022 |  | 114 | 658.2762 | 546.9851 | 525.3312 |  | 114 | 0.01433% | 0.01161% | 0.01088% | 0.01057% | 0.008775% | 0.009548% |  | 114 | 0.01161% | 0.01088% | 114 | 5053 | 0.01546% | 5107 | 0.01457% | 0.01501% |  | 114 | 0.008775% | 0.009548% | 0.009161% |  | 114 | 5058 | 0.01501% | 0.01263%
| Jan | 5 | 18 | 115 | 674.062 | 562.1922 | 542.2673 | 0.01439% | 0.01145% | 0.01078% | 0.01531% | 4934 | 0.0145% | 0.0149% |  | 9.6682 | 17.4924 | 19.0992 |  | 115 | 664.3938 | 544.6998 | 523.1681 |  | 115 | 0.01446% | 0.01156% | 0.01083% | 0.01057% | 0.008777% | 0.009546% |  | 115 | 0.01156% | 0.01083% | 115 | 5081 | 0.01545% | 5559 | 0.01457% | 0.01501% |  | 115 | 0.008777% | 0.009546% | 0.009162% |  | 115 | 4934 | 0.01501% | 0.01267%
| Jan | 5 | 19 | 116 | 676.5844 | 557.1186 | 539.6604 | 0.01444% | 0.01134% | 0.01073% | 0.01531% | 3952 | 0.0145% | 0.0149% |  | 9.6672 | 17.4968 | 19.0961 |  | 116 | 666.9172 | 539.6217 | 520.5643 |  | 116 | 0.01452% | 0.01145% | 0.01078% | 0.01057% | 0.008779% | 0.009544% |  | 116 | 0.01145% | 0.01078% | 116 | 5029 | 0.01545% | 5440 | 0.01457% | 0.01501% |  | 116 | 0.008779% | 0.009544% | 0.009162% |  | 116 | 3952 | 0.01501% | 0.01246%
| Jan | 5 | 20 | 117 | 675.8069 | 550.9091 | 536.9973 | 0.01442% | 0.01122% | 0.01068% | 0.0153% | 5800 | 0.01449% | 0.0149% |  | 9.6663 | 17.5013 | 19.0931 |  | 117 | 666.1406 | 533.4079 | 517.9042 |  | 117 | 0.0145% | 0.01132% | 0.01072% | 0.01057% | 0.008782% | 0.009543% |  | 117 | 0.01132% | 0.01072% | 117 | 5079 | 0.01544% | 5129 | 0.01456% | 0.015% |  | 117 | 0.008782% | 0.009543% | 0.009162% |  | 117 | 5800 | 0.015% | 0.01226%
| Jan | 5 | 21 | 118 | 664.1846 | 543.0239 | 534.8311 | 0.01418% | 0.01106% | 0.01063% | 0.01528% | 3900 | 0.01449% | 0.01489% |  | 9.6654 | 17.5057 | 19.09 |  | 118 | 654.5192 | 525.5183 | 515.7411 |  | 118 | 0.01425% | 0.01115% | 0.01068% | 0.01056% | 0.008784% | 0.009541% |  | 118 | 0.01115% | 0.01068% | 118 | 4979 | 0.01542% | 5800 | 0.01456% | 0.01499% |  | 118 | 0.008784% | 0.009541% | 0.009163% |  | 118 | 3900 | 0.01499% | 0.01243%
| Jan | 5 | 22 | 119 | 647.0406 | 530.363 | 524.6474 | 0.01381% | 0.0108% | 0.01043% | 0.01524% | 4049 | 0.01449% | 0.01486% |  | 9.6644 | 17.5101 | 19.0869 |  | 119 | 637.3762 | 512.8529 | 505.5605 |  | 119 | 0.01387% | 0.01089% | 0.01047% | 0.01056% | 0.008786% | 0.00954% |  | 119 | 0.01089% | 0.01047% | 119 | 5106 | 0.01537% | 3930 | 0.01456% | 0.01497% |  | 119 | 0.008786% | 0.00954% | 0.009163% |  | 119 | 4049 | 0.01497% | 0.01253%
| Jan | 5 | 23 | 120 | 637.6773 | 521.4724 | 519.5368 | 0.01361% | 0.01062% | 0.01033% | 0.01524% | 4860 | 0.01449% | 0.01486% |  | 9.6635 | 17.5145 | 19.0839 |  | 120 | 628.0138 | 503.9579 | 500.453 |  | 120 | 0.01367% | 0.0107% | 0.01036% | 0.01056% | 0.008788% | 0.009538% |  | 120 | 0.0107% | 0.01036% | 120 | 5126 | 0.01537% | 4049 | 0.01456% | 0.01497% |  | 120 | 0.008788% | 0.009538% | 0.009163% |  | 120 | 4860 | 0.01497% | 0.01269%
| Jan | 6 | 0 | 121 | 636.5547 | 514.9465 | 518.1959 | 0.01359% | 0.01049% | 0.0103% | 0.01524% | 3930 | 0.01448% | 0.01486% |  | 9.6626 | 17.519 | 19.0808 |  | 121 | 626.8921 | 497.4275 | 499.1151 |  | 121 | 0.01365% | 0.01056% | 0.01034% | 0.01056% | 0.008791% | 0.009537% |  | 121 | 0.01056% | 0.01034% | 121 | 4931 | 0.01537% | 5058 | 0.01456% | 0.01496% |  | 121 | 0.008791% | 0.009537% | 0.009164% |  | 121 | 3930 | 0.01496% | 0.01245%
| Jan | 6 | 1 | 122 | 637.4416 | 512.2188 | 517.2676 | 0.0136% | 0.01043% | 0.01029% | 0.01523% | 4045 | 0.01447% | 0.01485% |  | 9.6616 | 17.5234 | 19.0778 |  | 122 | 627.78 | 494.6954 | 498.1898 |  | 122 | 0.01367% | 0.0105% | 0.01032% | 0.01056% | 0.008793% | 0.009535% |  | 122 | 0.0105% | 0.01032% | 122 | 4696 | 0.01536% | 4934 | 0.01455% | 0.01496% |  | 122 | 0.008793% | 0.009535% | 0.009164% |  | 122 | 4045 | 0.01496% | 0.01252%
| Jan | 6 | 2 | 123 | 642.76 | 512.1629 | 518.8523 | 0.01372% | 0.01043% | 0.01032% | 0.01522% | 3881 | 0.01447% | 0.01484% |  | 9.6607 | 17.5278 | 19.0747 |  | 123 | 633.0993 | 494.6351 | 499.7776 |  | 123 | 0.01378% | 0.0105% | 0.01035% | 0.01056% | 0.008795% | 0.009534% |  | 123 | 0.0105% | 0.01035% | 123 | 5245 | 0.01535% | 3881 | 0.01455% | 0.01495% |  | 123 | 0.008795% | 0.009534% | 0.009164% |  | 123 | 3881 | 0.01495% | 0.01241%
| Jan | 6 | 3 | 124 | 649.4812 | 514.5648 | 521.4779 | 0.01386% | 0.01048% | 0.01037% | 0.01521% | 3923 | 0.01447% | 0.01484% |  | 9.6598 | 17.5323 | 19.0716 |  | 124 | 639.8215 | 497.0325 | 502.4063 |  | 124 | 0.01393% | 0.01055% | 0.0104% | 0.01056% | 0.008797% | 0.009532% |  | 124 | 0.01055% | 0.0104% | 124 | 4600 | 0.01534% | 3923 | 0.01455% | 0.01494% |  | 124 | 0.008797% | 0.009532% | 0.009165% |  | 124 | 3923 | 0.01494% | 0.01244%
| Jan | 6 | 4 | 125 | 659.4346 | 519.3219 | 527.395 | 0.01407% | 0.01058% | 0.01049% | 0.0152% | 5175 | 0.01446% | 0.01483% |  | 9.6588 | 17.5367 | 19.0686 |  | 125 | 649.7758 | 501.7852 | 508.3264 |  | 125 | 0.01414% | 0.01065% | 0.01053% | 0.01056% | 0.008799% | 0.009531% |  | 125 | 0.01065% | 0.01053% | 125 | 5316 | 0.01533% | 4045 | 0.01455% | 0.01494% |  | 125 | 0.008799% | 0.009531% | 0.009165% |  | 125 | 5175 | 0.01494% | 0.01259%
| Jan | 6 | 5 | 126 | 679.8654 | 526.4623 | 534.8593 | 0.01451% | 0.01072% | 0.01064% | 0.0152% | 4884 | 0.01446% | 0.01483% |  | 9.6579 | 17.5411 | 19.0655 |  | 126 | 670.2076 | 508.9212 | 515.7937 |  | 126 | 0.01459% | 0.0108% | 0.01068% | 0.01056% | 0.008802% | 0.009529% |  | 126 | 0.0108% | 0.01068% | 126 | 4915 | 0.01533% | 4860 | 0.01454% | 0.01493% |  | 126 | 0.008802% | 0.009529% | 0.009165% |  | 126 | 4884 | 0.01493% | 0.01269%
| Jan | 6 | 6 | 127 | 703.8683 | 537.1124 | 545.043 | 0.01502% | 0.01094% | 0.01084% | 0.01519% | 5727 | 0.01444% | 0.01482% |  | 9.6569 | 17.5456 | 19.0625 |  | 127 | 694.2114 | 519.5669 | 525.9805 |  | 127 | 0.01511% | 0.01103% | 0.01089% | 0.01056% | 0.008804% | 0.009528% |  | 127 | 0.01103% | 0.01089% | 127 | 5223 | 0.01533% | 5175 | 0.01452% | 0.01492% |  | 127 | 0.008804% | 0.009528% | 0.009166% |  | 127 | 5727 | 0.01492% | 0.01229%
| Jan | 6 | 7 | 128 | 708.1825 | 539.8308 | 554.664 | 0.01511% | 0.01099% | 0.01103% | 0.01519% | 3879 | 0.01444% | 0.01482% |  | 9.656 | 17.55 | 19.0594 |  | 128 | 698.5265 | 522.2808 | 535.6046 |  | 128 | 0.01521% | 0.01109% | 0.01109% | 0.01055% | 0.008806% | 0.009526% |  | 128 | 0.01109% | 0.01109% | 128 | 5224 | 0.01533% | 3879 | 0.01452% | 0.01492% |  | 128 | 0.008806% | 0.009526% | 0.009166% |  | 128 | 3879 | 0.01492% | 0.01241%
| Jan | 6 | 8 | 129 | 692.0709 | 544.3273 | 554.2983 | 0.01477% | 0.01108% | 0.01102% | 0.01519% | 5123 | 0.01443% | 0.01481% |  | 9.6551 | 17.5544 | 19.0564 |  | 129 | 682.4159 | 526.7729 | 535.2419 |  | 129 | 0.01485% | 0.01118% | 0.01108% | 0.01055% | 0.008808% | 0.009525% |  | 129 | 0.01118% | 0.01108% | 129 | 4789 | 0.01532% | 4884 | 0.01452% | 0.01492% |  | 129 | 0.008808% | 0.009525% | 0.009166% |  | 129 | 5123 | 0.01492% | 0.01261%
| Jan | 6 | 9 | 130 | 679.556 | 546.3381 | 551.5508 | 0.0145% | 0.01113% | 0.01097% | 0.01519% | 4867 | 0.01443% | 0.01481% |  | 9.6541 | 17.5589 | 19.0533 |  | 130 | 669.9019 | 528.7793 | 532.4975 |  | 130 | 0.01458% | 0.01122% | 0.01103% | 0.01055% | 0.008811% | 0.009523% |  | 130 | 0.01122% | 0.01103% | 130 | 4626 | 0.01532% | 5727 | 0.01451% | 0.01491% |  | 130 | 0.008811% | 0.009523% | 0.009167% |  | 130 | 4867 | 0.01491% | 0.01269%
| Jan | 6 | 10 | 131 | 659.8465 | 547.6973 | 542.8674 | 0.01408% | 0.01115% | 0.01079% | 0.01518% | 5270 | 0.01443% | 0.0148% |  | 9.6532 | 17.5633 | 19.0503 |  | 131 | 650.1933 | 530.134 | 523.8172 |  | 131 | 0.01415% | 0.01125% | 0.01085% | 0.01055% | 0.008813% | 0.009522% |  | 131 | 0.01125% | 0.01085% | 131 | 4987 | 0.0153% | 3950 | 0.0145% | 0.0149% |  | 131 | 0.008813% | 0.009522% | 0.009167% |  | 131 | 5270 | 0.0149% | 0.01254%
| Jan | 6 | 11 | 132 | 637.1026 | 542.2606 | 527.4325 | 0.0136% | 0.01104% | 0.01049% | 0.01517% | 4938 | 0.01442% | 0.0148% |  | 9.6523 | 17.5677 | 19.0472 |  | 132 | 627.4503 | 524.6928 | 508.3853 |  | 132 | 0.01366% | 0.01114% | 0.01053% | 0.01055% | 0.008815% | 0.00952% |  | 132 | 0.01114% | 0.01053% | 132 | 4816 | 0.01529% | 5123 | 0.01449% | 0.01489% |  | 132 | 0.008815% | 0.00952% | 0.009167% |  | 132 | 4938 | 0.01489% | 0.01267%
| Jan | 6 | 12 | 133 | 626.298 | 534.2451 | 516.9018 | 0.01337% | 0.01088% | 0.01028% | 0.01515% | 3950 | 0.01442% | 0.01479% |  | 9.6513 | 17.5722 | 19.0442 |  | 133 | 616.6467 | 516.6729 | 497.8577 |  | 133 | 0.01342% | 0.01097% | 0.01031% | 0.01055% | 0.008817% | 0.009518% |  | 133 | 0.01097% | 0.01031% | 133 | 5028 | 0.01528% | 5270 | 0.01448% | 0.01488% |  | 133 | 0.008817% | 0.009518% | 0.009168% |  | 133 | 3950 | 0.01488% | 0.01246%
| Jan | 6 | 13 | 134 | 620.9421 | 528.8083 | 510.4784 | 0.01325% | 0.01077% | 0.01015% | 0.01515% | 5243 | 0.01442% | 0.01478% |  | 9.6504 | 17.5766 | 19.0411 |  | 134 | 611.2917 | 511.2317 | 491.4373 |  | 134 | 0.01331% | 0.01085% | 0.01018% | 0.01055% | 0.008819% | 0.009517% |  | 134 | 0.01085% | 0.01018% | 134 | 4815 | 0.01527% | 4867 | 0.01448% | 0.01488% |  | 134 | 0.008819% | 0.009517% | 0.009168% |  | 134 | 5243 | 0.01488% | 0.01256%
| Jan | 6 | 14 | 135 | 615.8296 | 528.5663 | 502.6484 | 0.01314% | 0.01076% | 0.009995% | 0.01515% | 1496 | 0.01441% | 0.01478% |  | 9.6495 | 17.581 | 19.0381 |  | 135 | 606.1801 | 510.9852 | 483.6104 |  | 135 | 0.0132% | 0.01085% | 0.01001% | 0.01055% | 0.008822% | 0.009515% |  | 135 | 0.01085% | 0.01001% | 135 | 4695 | 0.01527% | 4938 | 0.01448% | 0.01487% |  | 135 | 0.008822% | 0.009515% | 0.009169% |  | 135 | 1496 | 0.01487% | 0.0101%
| Jan | 6 | 15 | 136 | 618.5588 | 529.6927 | 506.8963 | 0.0132% | 0.01079% | 0.01008% | 0.01514% | 5269 | 0.01441% | 0.01477% |  | 9.6485 | 17.5855 | 19.035 |  | 136 | 608.9103 | 512.1073 | 487.8613 |  | 136 | 0.01325% | 0.01087% | 0.0101% | 0.01055% | 0.008824% | 0.009514% |  | 136 | 0.01087% | 0.0101% | 136 | 4620 | 0.01526% | 5243 | 0.01447% | 0.01487% |  | 136 | 0.008824% | 0.009514% | 0.009169% |  | 136 | 5269 | 0.01487% | 0.01254%
| Jan | 6 | 16 | 137 | 644.8683 | 536.1535 | 529.3923 | 0.01376% | 0.01092% | 0.01053% | 0.01513% | 895 | 0.0144% | 0.01477% |  | 9.6476 | 17.5899 | 19.032 |  | 137 | 635.2207 | 518.5636 | 510.3604 |  | 137 | 0.01383% | 0.01101% | 0.01057% | 0.01054% | 0.008826% | 0.009512% |  | 137 | 0.01101% | 0.01057% | 137 | 5077 | 0.01526% | 3907 | 0.01447% | 0.01487% |  | 137 | 0.008826% | 0.009512% | 0.009169% |  | 137 | 895 | 0.01487% | 0.009599%
| Jan | 6 | 17 | 138 | 660.3285 | 541.1527 | 543.9927 | 0.01409% | 0.01102% | 0.01082% | 0.01513% | 5271 | 0.0144% | 0.01476% |  | 9.6467 | 17.5943 | 19.0289 |  | 138 | 650.6819 | 523.5584 | 524.9638 |  | 138 | 0.01416% | 0.01111% | 0.01087% | 0.01054% | 0.008828% | 0.009511% |  | 138 | 0.01111% | 0.01087% | 138 | 4940 | 0.01525% | 5269 | 0.01446% | 0.01486% |  | 138 | 0.008828% | 0.009511% | 0.00917% |  | 138 | 5271 | 0.01486% | 0.01254%
| Jan | 6 | 18 | 139 | 664.5141 | 537.1869 | 545.5775 | 0.01418% | 0.01094% | 0.01085% | 0.01512% | 3907 | 0.01439% | 0.01476% |  | 9.6457 | 17.5988 | 19.0259 |  | 139 | 654.8684 | 519.5881 | 526.5516 |  | 139 | 0.01426% | 0.01103% | 0.0109% | 0.01054% | 0.008831% | 0.009509% |  | 139 | 0.01103% | 0.0109% | 139 | 4907 | 0.01524% | 3882 | 0.01446% | 0.01485% |  | 139 | 0.008831% | 0.009509% | 0.00917% |  | 139 | 3907 | 0.01485% | 0.01243%
| Jan | 6 | 19 | 140 | 663.8666 | 533.0907 | 546.6277 | 0.01417% | 0.01086% | 0.01087% | 0.01511% | 5560 | 0.01439% | 0.01475% |  | 9.6448 | 17.6032 | 19.0228 |  | 140 | 654.2219 | 515.4875 | 527.6049 |  | 140 | 0.01424% | 0.01094% | 0.01093% | 0.01054% | 0.008833% | 0.009508% |  | 140 | 0.01094% | 0.01093% | 140 | 4747 | 0.01523% | 5801 | 0.01446% | 0.01485% |  | 140 | 0.008833% | 0.009508% | 0.00917% |  | 140 | 5560 | 0.01485% | 0.01239%
| Jan | 6 | 20 | 141 | 663.2787 | 531.1636 | 545.8213 | 0.01416% | 0.01082% | 0.01085% | 0.01511% | 5801 | 0.01439% | 0.01475% |  | 9.6438 | 17.6077 | 19.0198 |  | 141 | 653.6348 | 513.556 | 526.8015 |  | 141 | 0.01423% | 0.0109% | 0.01091% | 0.01054% | 0.008835% | 0.009506% |  | 141 | 0.0109% | 0.01091% | 141 | 4739 | 0.01523% | 5560 | 0.01445% | 0.01484% |  | 141 | 0.008835% | 0.009506% | 0.009171% |  | 141 | 5801 | 0.01484% | 0.01226%
| Jan | 6 | 21 | 142 | 658.7861 | 524.1256 | 537.6724 | 0.01406% | 0.01067% | 0.01069% | 0.01511% | 5083 | 0.01439% | 0.01475% |  | 9.6429 | 17.6121 | 19.0167 |  | 142 | 649.1432 | 506.5135 | 518.6557 |  | 142 | 0.01413% | 0.01075% | 0.01074% | 0.01054% | 0.008837% | 0.009505% |  | 142 | 0.01075% | 0.01074% | 142 | 4794 | 0.01523% | 5271 | 0.01445% | 0.01484% |  | 142 | 0.008837% | 0.009505% | 0.009171% |  | 142 | 5083 | 0.01484% | 0.01262%
| Jan | 6 | 22 | 143 | 649.0959 | 515.3375 | 531.2678 | 0.01385% | 0.01049% | 0.01056% | 0.01511% | 3882 | 0.01438% | 0.01474% |  | 9.642 | 17.6165 | 19.0137 |  | 143 | 639.4539 | 497.7209 | 512.2541 |  | 143 | 0.01392% | 0.01056% | 0.01061% | 0.01054% | 0.008839% | 0.009503% |  | 143 | 0.01056% | 0.01061% | 143 | 4891 | 0.01523% | 5083 | 0.01444% | 0.01483% |  | 143 | 0.008839% | 0.009503% | 0.009171% |  | 143 | 3882 | 0.01483% | 0.01241%
| Jan | 6 | 23 | 144 | 644.3522 | 510.9899 | 528.9235 | 0.01375% | 0.01041% | 0.01052% | 0.0151% | 5441 | 0.01437% | 0.01474% |  | 9.641 | 17.621 | 19.0107 |  | 144 | 634.7112 | 493.3689 | 509.9128 |  | 144 | 0.01382% | 0.01047% | 0.01056% | 0.01054% | 0.008842% | 0.009502% |  | 144 | 0.01047% | 0.01056% | 144 | 5034 | 0.01523% | 5441 | 0.01443% | 0.01483% |  | 144 | 0.008842% | 0.009502% | 0.009172% |  | 144 | 5441 | 0.01483% | 0.01245%
| Jan | 7 | 0 | 145 | 645.8486 | 504.585 | 527.9014 | 0.01378% | 0.01028% | 0.0105% | 0.0151% | 5152 | 0.01437% | 0.01473% |  | 9.6401 | 17.6254 | 19.0076 |  | 145 | 636.2085 | 486.9595 | 508.8937 |  | 145 | 0.01385% | 0.01034% | 0.01054% | 0.01054% | 0.008844% | 0.0095% |  | 145 | 0.01034% | 0.01054% | 145 | 4650 | 0.01522% | 5438 | 0.01442% | 0.01482% |  | 145 | 0.008844% | 0.0095% | 0.009172% |  | 145 | 5152 | 0.01482% | 0.0126%
| Jan | 7 | 1 | 146 | 650.1374 | 506.9217 | 530.3113 | 0.01388% | 0.01032% | 0.01054% | 0.0151% | 5438 | 0.01436% | 0.01473% |  | 9.6392 | 17.6299 | 19.0046 |  | 146 | 640.4982 | 489.2918 | 511.3067 |  | 146 | 0.01394% | 0.01039% | 0.01059% | 0.01054% | 0.008846% | 0.009499% |  | 146 | 0.01039% | 0.01059% | 146 | 4599 | 0.01522% | 5798 | 0.01442% | 0.01482% |  | 146 | 0.008846% | 0.009499% | 0.009172% |  | 146 | 5438 | 0.01482% | 0.01246%
| Jan | 7 | 2 | 147 | 655.8585 | 509.0535 | 536.6128 | 0.014% | 0.01037% | 0.01067% | 0.0151% | 5151 | 0.01436% | 0.01473% |  | 9.6382 | 17.6343 | 19.0015 |  | 147 | 646.2203 | 491.4192 | 517.6113 |  | 147 | 0.01407% | 0.01043% | 0.01072% | 0.01053% | 0.008848% | 0.009497% |  | 147 | 0.01043% | 0.01072% | 147 | 4764 | 0.01522% | 5152 | 0.01442% | 0.01482% |  | 147 | 0.008848% | 0.009497% | 0.009173% |  | 147 | 5151 | 0.01482% | 0.0126%
| Jan | 7 | 3 | 148 | 662.4783 | 513.2149 | 544.0021 | 0.01414% | 0.01045% | 0.01082% | 0.0151% | 5076 | 0.01436% | 0.01473% |  | 9.6373 | 17.6388 | 18.9985 |  | 148 | 652.841 | 495.5761 | 525.0036 |  | 148 | 0.01421% | 0.01052% | 0.01087% | 0.01053% | 0.008851% | 0.009496% |  | 148 | 0.01052% | 0.01087% | 148 | 4697 | 0.01521% | 3953 | 0.01441% | 0.01481% |  | 148 | 0.008851% | 0.009496% | 0.009173% |  | 148 | 5076 | 0.01481% | 0.01263%
| Jan | 7 | 4 | 149 | 672.9136 | 518.5399 | 558.2742 | 0.01436% | 0.01056% | 0.0111% | 0.01509% | 5798 | 0.01435% | 0.01472% |  | 9.6364 | 17.6432 | 18.9955 |  | 149 | 663.2773 | 500.8967 | 539.2788 |  | 149 | 0.01444% | 0.01063% | 0.01117% | 0.01053% | 0.008853% | 0.009494% |  | 149 | 0.01063% | 0.01117% | 149 | 4716 | 0.01521% | 5151 | 0.01441% | 0.01481% |  | 149 | 0.008853% | 0.009494% | 0.009174% |  | 149 | 5798 | 0.01481% | 0.01226%
| Jan | 7 | 5 | 150 | 685.0352 | 526.965 | 580.2264 | 0.01462% | 0.01073% | 0.01154% | 0.01508% | 5028 | 0.01435% | 0.01471% |  | 9.6354 | 17.6476 | 18.9924 |  | 150 | 675.3997 | 509.3174 | 561.2339 |  | 150 | 0.0147% | 0.01081% | 0.01162% | 0.01053% | 0.008855% | 0.009493% |  | 150 | 0.01081% | 0.01162% | 150 | 4885 | 0.0152% | 5076 | 0.01441% | 0.0148% |  | 150 | 0.008855% | 0.009493% | 0.009174% |  | 150 | 5028 | 0.0148% | 0.01264%
| Jan | 7 | 6 | 151 | 688.4164 | 535.4088 | 609.4365 | 0.01469% | 0.0109% | 0.01212% | 0.01507% | 5558 | 0.01434% | 0.0147% |  | 9.6345 | 17.6521 | 18.9894 |  | 151 | 678.7819 | 517.7567 | 590.4471 |  | 151 | 0.01478% | 0.01099% | 0.01223% | 0.01053% | 0.008857% | 0.009491% |  | 151 | 0.01099% | 0.01223% | 151 | 4770 | 0.01519% | 5558 | 0.0144% | 0.01479% |  | 151 | 0.008857% | 0.009491% | 0.009174% |  | 151 | 5558 | 0.01479% | 0.01239%
| Jan | 7 | 7 | 152 | 693.4153 | 543.8897 | 618.6168 | 0.0148% | 0.01108% | 0.0123% | 0.01506% | 3953 | 0.01434% | 0.0147% |  | 9.6336 | 17.6565 | 18.9864 |  | 152 | 683.7817 | 526.2332 | 599.6304 |  | 152 | 0.01488% | 0.01117% | 0.01242% | 0.01053% | 0.00886% | 0.00949% |  | 152 | 0.01117% | 0.01242% | 152 | 5129 | 0.01519% | 5028 | 0.0144% | 0.01479% |  | 152 | 0.00886% | 0.00949% | 0.009175% |  | 152 | 3953 | 0.01479% | 0.01246%
| Jan | 7 | 8 | 153 | 692.249 | 547.6415 | 600.922 | 0.01477% | 0.01115% | 0.01195% | 0.01505% | 5174 | 0.01433% | 0.01469% |  | 9.6326 | 17.661 | 18.9833 |  | 153 | 682.6164 | 529.9805 | 581.9386 |  | 153 | 0.01486% | 0.01125% | 0.01205% | 0.01053% | 0.008862% | 0.009488% |  | 153 | 0.01125% | 0.01205% | 153 | 5052 | 0.01518% | 4050 | 0.0144% | 0.01479% |  | 153 | 0.008862% | 0.009488% | 0.009175% |  | 153 | 5174 | 0.01479% | 0.01259%
| Jan | 7 | 9 | 154 | 684.731 | 546.5988 | 569.8176 | 0.01461% | 0.01113% | 0.01133% | 0.01505% | 4359 | 0.01433% | 0.01469% |  | 9.6317 | 17.6654 | 18.9803 |  | 154 | 675.0993 | 528.9334 | 550.8373 |  | 154 | 0.0147% | 0.01123% | 0.01141% | 0.01053% | 0.008864% | 0.009487% |  | 154 | 0.01123% | 0.01141% | 154 | 5222 | 0.01517% | 3878 | 0.0144% | 0.01479% |  | 154 | 0.008864% | 0.009487% | 0.009175% |  | 154 | 4359 | 0.01479% | 0.01266%
| Jan | 7 | 10 | 155 | 674.7323 | 542.5119 | 549.5909 | 0.0144% | 0.01105% | 0.01093% | 0.01505% | 5272 | 0.01433% | 0.01469% |  | 9.6307 | 17.6699 | 18.9773 |  | 155 | 665.1015 | 524.8421 | 530.6137 |  | 155 | 0.01448% | 0.01114% | 0.01099% | 0.01053% | 0.008866% | 0.009485% |  | 155 | 0.01114% | 0.01099% | 155 | 5100 | 0.01517% | 4359 | 0.01439% | 0.01478% |  | 155 | 0.008866% | 0.009485% | 0.009176% |  | 155 | 5272 | 0.01478% | 0.01254%
| Jan | 7 | 11 | 156 | 663.3376 | 534.785 | 540.223 | 0.01416% | 0.01089% | 0.01074% | 0.01504% | 4050 | 0.01433% | 0.01469% |  | 9.6298 | 17.6743 | 18.9742 |  | 156 | 653.7078 | 517.1107 | 521.2488 |  | 156 | 0.01423% | 0.01098% | 0.01079% | 0.01053% | 0.008868% | 0.009484% |  | 156 | 0.01098% | 0.01079% | 156 | 4817 | 0.01516% | 5174 | 0.01439% | 0.01477% |  | 156 | 0.008868% | 0.009484% | 0.009176% |  | 156 | 4050 | 0.01477% | 0.01253%
| Jan | 7 | 12 | 157 | 651.6476 | 529.7393 | 539.5854 | 0.01391% | 0.01079% | 0.01073% | 0.01504% | 3878 | 0.01432% | 0.01468% |  | 9.6289 | 17.6788 | 18.9712 |  | 157 | 642.0187 | 512.0605 | 520.6142 |  | 157 | 0.01398% | 0.01087% | 0.01078% | 0.01052% | 0.008871% | 0.009482% |  | 157 | 0.01087% | 0.01078% | 157 | 4694 | 0.01516% | 5272 | 0.01438% | 0.01477% |  | 157 | 0.008871% | 0.009482% | 0.009176% |  | 157 | 3878 | 0.01477% | 0.01241%
| Jan | 7 | 13 | 158 | 645.319 | 528.2032 | 536.6597 | 0.01377% | 0.01076% | 0.01067% | 0.01504% | 4891 | 0.01431% | 0.01467% |  | 9.6279 | 17.6832 | 18.9682 |  | 158 | 635.6911 | 510.52 | 517.6915 |  | 158 | 0.01384% | 0.01084% | 0.01072% | 0.01052% | 0.008873% | 0.00948% |  | 158 | 0.01084% | 0.01072% | 158 | 5003 | 0.01516% | 4891 | 0.01436% | 0.01476% |  | 158 | 0.008873% | 0.00948% | 0.009177% |  | 158 | 4891 | 0.01476% | 0.01268%
| Jan | 7 | 14 | 159 | 637.9127 | 527.747 | 534.4654 | 0.01361% | 0.01075% | 0.01063% | 0.01503% | 5052 | 0.01431% | 0.01467% |  | 9.627 | 17.6877 | 18.9651 |  | 159 | 628.2857 | 510.0594 | 515.5003 |  | 159 | 0.01368% | 0.01083% | 0.01068% | 0.01052% | 0.008875% | 0.009479% |  | 159 | 0.01083% | 0.01068% | 159 | 5125 | 0.01515% | 5052 | 0.01436% | 0.01476% |  | 159 | 0.008875% | 0.009479% | 0.009177% |  | 159 | 5052 | 0.01476% | 0.01263%
| Jan | 7 | 15 | 160 | 637.5144 | 529.0504 | 538.9009 | 0.01361% | 0.01077% | 0.01072% | 0.01502% | 4360 | 0.0143% | 0.01466% |  | 9.6261 | 17.6921 | 18.9621 |  | 160 | 627.8884 | 511.3583 | 519.9387 |  | 160 | 0.01367% | 0.01085% | 0.01077% | 0.01052% | 0.008877% | 0.009477% |  | 160 | 0.01085% | 0.01077% | 160 | 4643 | 0.01514% | 4044 | 0.01436% | 0.01475% |  | 160 | 0.008877% | 0.009477% | 0.009177% |  | 160 | 4360 | 0.01475% | 0.01266%
| Jan | 7 | 16 | 161 | 644.2444 | 538.5181 | 563.563 | 0.01375% | 0.01097% | 0.01121% | 0.01501% | 5268 | 0.01429% | 0.01465% |  | 9.6251 | 17.6966 | 18.9591 |  | 161 | 634.6193 | 520.8216 | 544.6039 |  | 161 | 0.01381% | 0.01105% | 0.01128% | 0.01052% | 0.00888% | 0.009476% |  | 161 | 0.01105% | 0.01128% | 161 | 4964 | 0.01513% | 4360 | 0.01435% | 0.01474% |  | 161 | 0.00888% | 0.009476% | 0.009178% |  | 161 | 5268 | 0.01474% | 0.01254%
| Jan | 7 | 17 | 162 | 645.0613 | 544.9696 | 578.3697 | 0.01377% | 0.0111% | 0.0115% | 0.01501% | 4044 | 0.01429% | 0.01465% |  | 9.6242 | 17.701 | 18.9561 |  | 162 | 635.4371 | 527.2686 | 559.4136 |  | 162 | 0.01383% | 0.01119% | 0.01158% | 0.01052% | 0.008882% | 0.009474% |  | 162 | 0.01119% | 0.01158% | 162 | 4601 | 0.01512% | 4020 | 0.01435% | 0.01474% |  | 162 | 0.008882% | 0.009474% | 0.009178% |  | 162 | 4044 | 0.01474% | 0.01252%
| Jan | 7 | 18 | 163 | 634.7056 | 543.7594 | 586.9967 | 0.01355% | 0.01107% | 0.01167% | 0.015% | 4020 | 0.01428% | 0.01464% |  | 9.6233 | 17.7055 | 18.953 |  | 163 | 625.0824 | 526.0539 | 568.0437 |  | 163 | 0.01361% | 0.01117% | 0.01176% | 0.01052% | 0.008884% | 0.009473% |  | 163 | 0.01117% | 0.01176% | 163 | 5299 | 0.01512% | 5268 | 0.01435% | 0.01473% |  | 163 | 0.008884% | 0.009473% | 0.009179% |  | 163 | 4020 | 0.01473% | 0.01251%
| Jan | 7 | 19 | 164 | 626.6405 | 540.9945 | 588.0001 | 0.01337% | 0.01102% | 0.01169% | 0.015% | 3899 | 0.01426% | 0.01463% |  | 9.6223 | 17.7099 | 18.95 |  | 164 | 617.0182 | 523.2846 | 569.0501 |  | 164 | 0.01343% | 0.01111% | 0.01178% | 0.01052% | 0.008886% | 0.009471% |  | 164 | 0.01111% | 0.01178% | 164 | 5225 | 0.01512% | 3899 | 0.01433% | 0.01473% |  | 164 | 0.008886% | 0.009471% | 0.009179% |  | 164 | 3899 | 0.01473% | 0.01242%
| Jan | 7 | 20 | 165 | 615.5934 | 538.1271 | 587.3062 | 0.01314% | 0.01096% | 0.01168% | 0.01499% | 5536 | 0.01426% | 0.01463% |  | 9.6214 | 17.7144 | 18.947 |  | 165 | 605.972 | 520.4128 | 568.3592 |  | 165 | 0.01319% | 0.01105% | 0.01177% | 0.01052% | 0.008889% | 0.00947% |  | 165 | 0.01105% | 0.01177% | 165 | 4788 | 0.01511% | 5536 | 0.01432% | 0.01472% |  | 165 | 0.008889% | 0.00947% | 0.009179% |  | 165 | 5536 | 0.01472% | 0.0124%
| Jan | 7 | 21 | 166 | 602.3173 | 530.0651 | 580.3014 | 0.01286% | 0.01079% | 0.01154% | 0.01497% | 5195 | 0.01425% | 0.01461% |  | 9.6205 | 17.7188 | 18.944 |  | 166 | 592.6968 | 512.3463 | 561.3574 |  | 166 | 0.0129% | 0.01087% | 0.01162% | 0.01052% | 0.008891% | 0.009468% |  | 166 | 0.01087% | 0.01162% | 166 | 4723 | 0.01508% | 5535 | 0.0143% | 0.01469% |  | 166 | 0.008891% | 0.009468% | 0.00918% |  | 166 | 5195 | 0.01469% | 0.01258%
| Jan | 7 | 22 | 167 | 588.0107 | 517.2738 | 569.6676 | 0.01255% | 0.01053% | 0.01133% | 0.01495% | 4963 | 0.01425% | 0.0146% |  | 9.6195 | 17.7233 | 18.9409 |  | 167 | 578.3912 | 499.5506 | 550.7266 |  | 167 | 0.01259% | 0.0106% | 0.0114% | 0.01051% | 0.008893% | 0.009467% |  | 167 | 0.0106% | 0.0114% | 167 | 5244 | 0.01507% | 5195 | 0.0143% | 0.01468% |  | 167 | 0.008893% | 0.009467% | 0.00918% |  | 167 | 4963 | 0.01468% | 0.01266%
| Jan | 7 | 23 | 168 | 579.6208 | 508.8767 | 564.3226 | 0.01237% | 0.01036% | 0.01122% | 0.01495% | 5535 | 0.01425% | 0.0146% |  | 9.6186 | 17.7277 | 18.9379 |  | 168 | 570.0022 | 491.1489 | 545.3846 |  | 168 | 0.01241% | 0.01042% | 0.01129% | 0.01051% | 0.008895% | 0.009465% |  | 168 | 0.01042% | 0.01129% | 168 | 4916 | 0.01507% | 4963 | 0.01429% | 0.01468% |  | 168 | 0.008895% | 0.009465% | 0.00918% |  | 168 | 5535 | 0.01468% | 0.0124%
| Jan | 8 | 0 | 169 | 578.4042 | 504.9667 | 565.7292 | 0.01234% | 0.01028% | 0.01125% | 0.01493% | 5008 | 0.01424% | 0.01459% |  | 9.6176 | 17.7322 | 18.9349 |  | 169 | 568.7866 | 487.2345 | 546.7942 |  | 169 | 0.01238% | 0.01034% | 0.01132% | 0.01051% | 0.008898% | 0.009464% |  | 169 | 0.01034% | 0.01132% | 169 | 4672 | 0.01505% | 5008 | 0.01429% | 0.01467% |  | 169 | 0.008898% | 0.009464% | 0.009181% |  | 169 | 5008 | 0.01467% | 0.01265%
| Jan | 8 | 1 | 170 | 579.0088 | 505.1622 | 572.5745 | 0.01236% | 0.01029% | 0.01139% | 0.01492% | 5108 | 0.01422% | 0.01457% |  | 9.6167 | 17.7366 | 18.9319 |  | 170 | 569.3921 | 487.4255 | 553.6427 |  | 170 | 0.01239% | 0.01035% | 0.01147% | 0.01051% | 0.0089% | 0.009462% |  | 170 | 0.01035% | 0.01147% | 170 | 5010 | 0.01504% | 3883 | 0.01428% | 0.01466% |  | 170 | 0.0089% | 0.009462% | 0.009181% |  | 170 | 5108 | 0.01466% | 0.01261%
| Jan | 8 | 2 | 171 | 583.9819 | 506.2793 | 575.3783 | 0.01246% | 0.01031% | 0.01144% | 0.01492% | 4027 | 0.01421% | 0.01457% |  | 9.6158 | 17.7411 | 18.9289 |  | 171 | 574.3662 | 488.5382 | 556.4495 |  | 171 | 0.0125% | 0.01037% | 0.01152% | 0.01051% | 0.008902% | 0.009461% |  | 171 | 0.01037% | 0.01152% | 171 | 5082 | 0.01504% | 4027 | 0.01428% | 0.01466% |  | 171 | 0.008902% | 0.009461% | 0.009181% |  | 171 | 4027 | 0.01466% | 0.01251%
| Jan | 8 | 3 | 172 | 587.2627 | 511.6323 | 578.0227 | 0.01253% | 0.01042% | 0.01149% | 0.01492% | 5150 | 0.01421% | 0.01456% |  | 9.6148 | 17.7455 | 18.9259 |  | 172 | 577.6479 | 493.8867 | 559.0969 |  | 172 | 0.01257% | 0.01048% | 0.01158% | 0.01051% | 0.008904% | 0.009459% |  | 172 | 0.01048% | 0.01158% | 172 | 5058 | 0.01503% | 5108 | 0.01427% | 0.01465% |  | 172 | 0.008904% | 0.009459% | 0.009182% |  | 172 | 5150 | 0.01465% | 0.0126%
| Jan | 8 | 4 | 173 | 592.7513 | 521.4352 | 586.6779 | 0.01265% | 0.01062% | 0.01167% | 0.01491% | 3883 | 0.01421% | 0.01456% |  | 9.6139 | 17.75 | 18.9228 |  | 173 | 583.1374 | 503.6852 | 567.7551 |  | 173 | 0.01269% | 0.01069% | 0.01176% | 0.01051% | 0.008906% | 0.009458% |  | 173 | 0.01069% | 0.01176% | 173 | 4598 | 0.01503% | 3922 | 0.01426% | 0.01465% |  | 173 | 0.008906% | 0.009458% | 0.009182% |  | 173 | 3883 | 0.01465% | 0.01241%
| Jan | 8 | 5 | 174 | 601.1865 | 542.9681 | 605.2449 | 0.01283% | 0.01106% | 0.01204% | 0.01491% | 5059 | 0.0142% | 0.01455% |  | 9.613 | 17.7545 | 18.9198 |  | 174 | 591.5735 | 525.2136 | 586.325 |  | 174 | 0.01288% | 0.01115% | 0.01214% | 0.01051% | 0.008909% | 0.009456% |  | 174 | 0.01115% | 0.01214% | 174 | 4988 | 0.01503% | 3949 | 0.01426% | 0.01464% |  | 174 | 0.008909% | 0.009456% | 0.009183% |  | 174 | 5059 | 0.01464% | 0.01263%
| Jan | 8 | 6 | 175 | 610.4406 | 569.3047 | 628.3879 | 0.01303% | 0.01159% | 0.0125% | 0.0149% | 5130 | 0.0142% | 0.01455% |  | 9.612 | 17.7589 | 18.9168 |  | 175 | 600.8286 | 551.5458 | 609.4711 |  | 175 | 0.01308% | 0.01171% | 0.01262% | 0.01051% | 0.008911% | 0.009455% |  | 175 | 0.01171% | 0.01262% | 175 | 5322 | 0.01502% | 5150 | 0.01425% | 0.01464% |  | 175 | 0.008911% | 0.009455% | 0.009183% |  | 175 | 5130 | 0.01464% | 0.01261%
| Jan | 8 | 7 | 176 | 619.3257 | 580.1224 | 631.0417 | 0.01322% | 0.01181% | 0.01255% | 0.0149% | 3949 | 0.01419% | 0.01455% |  | 9.6111 | 17.7634 | 18.9138 |  | 176 | 609.7146 | 562.359 | 612.1279 |  | 176 | 0.01327% | 0.01194% | 0.01268% | 0.01051% | 0.008913% | 0.009453% |  | 176 | 0.01194% | 0.01268% | 176 | 5268 | 0.01502% | 5059 | 0.01424% | 0.01463% |  | 176 | 0.008913% | 0.009453% | 0.009183% |  | 176 | 3949 | 0.01463% | 0.01246%
| Jan | 8 | 8 | 177 | 623.0903 | 575.6445 | 617.0977 | 0.0133% | 0.01172% | 0.01227% | 0.0149% | 3922 | 0.01419% | 0.01454% |  | 9.6102 | 17.7678 | 18.9108 |  | 177 | 613.4802 | 557.8767 | 598.1869 |  | 177 | 0.01335% | 0.01184% | 0.01239% | 0.0105% | 0.008915% | 0.009452% |  | 177 | 0.01184% | 0.01239% | 177 | 4748 | 0.01502% | 5130 | 0.01424% | 0.01463% |  | 177 | 0.008915% | 0.009452% | 0.009184% |  | 177 | 3922 | 0.01463% | 0.01244%
| Jan | 8 | 9 | 178 | 619.6932 | 565.4878 | 611.8371 | 0.01323% | 0.01152% | 0.01217% | 0.01489% | 4883 | 0.01418% | 0.01454% |  | 9.6092 | 17.7723 | 18.9078 |  | 178 | 610.084 | 547.7155 | 592.9293 |  | 178 | 0.01328% | 0.01163% | 0.01228% | 0.0105% | 0.008918% | 0.00945% |  | 178 | 0.01163% | 0.01228% | 178 | 5076 | 0.015% | 992 | 0.01423% | 0.01462% |  | 178 | 0.008918% | 0.00945% | 0.009184% |  | 178 | 4883 | 0.01462% | 0.01269%
| Jan | 8 | 10 | 179 | 614.2547 | 554.8843 | 602.2535 | 0.01311% | 0.0113% | 0.01198% | 0.01488% | 5153 | 0.01418% | 0.01453% |  | 9.6083 | 17.7767 | 18.9048 |  | 179 | 604.6464 | 537.1075 | 583.3488 |  | 179 | 0.01316% | 0.0114% | 0.01208% | 0.0105% | 0.00892% | 0.009449% |  | 179 | 0.0114% | 0.01208% | 179 | 4627 | 0.015% | 3908 | 0.01423% | 0.01462% |  | 179 | 0.00892% | 0.009449% | 0.009184% |  | 179 | 5153 | 0.01462% | 0.0126%
| Jan | 8 | 11 | 180 | 612.5194 | 549.4475 | 601.0532 | 0.01307% | 0.01119% | 0.01195% | 0.01488% | 5749 | 0.01417% | 0.01452% |  | 9.6074 | 17.7812 | 18.9017 |  | 180 | 602.9121 | 531.6663 | 582.1515 |  | 180 | 0.01312% | 0.01128% | 0.01206% | 0.0105% | 0.008922% | 0.009447% |  | 180 | 0.01128% | 0.01206% | 180 | 5250 | 0.015% | 5153 | 0.01423% | 0.01461% |  | 180 | 0.008922% | 0.009447% | 0.009185% |  | 180 | 5749 | 0.01461% | 0.01228%
| Jan | 8 | 12 | 181 | 607.7708 | 543.0239 | 605.7325 | 0.01297% | 0.01106% | 0.01204% | 0.01488% | 3908 | 0.01416% | 0.01452% |  | 9.6064 | 17.7857 | 18.8987 |  | 181 | 598.1644 | 525.2383 | 586.8337 |  | 181 | 0.01302% | 0.01115% | 0.01215% | 0.0105% | 0.008924% | 0.009446% |  | 181 | 0.01115% | 0.01215% | 181 | 4693 | 0.01499% | 4883 | 0.01423% | 0.01461% |  | 181 | 0.008924% | 0.009446% | 0.009185% |  | 181 | 3908 | 0.01461% | 0.01243%
| Jan | 8 | 13 | 182 | 605.1777 | 540.92 | 609.7834 | 0.01292% | 0.01102% | 0.01213% | 0.01488% | 4043 | 0.01416% | 0.01452% |  | 9.6055 | 17.7901 | 18.8957 |  | 182 | 595.5722 | 523.1299 | 590.8877 |  | 182 | 0.01296% | 0.0111% | 0.01224% | 0.0105% | 0.008927% | 0.009444% |  | 182 | 0.0111% | 0.01224% | 182 | 4814 | 0.01499% | 4043 | 0.01422% | 0.01461% |  | 182 | 0.008927% | 0.009444% | 0.009185% |  | 182 | 4043 | 0.01461% | 0.01252%
| Jan | 8 | 14 | 183 | 603.1099 | 539.6353 | 613.3843 | 0.01287% | 0.01099% | 0.0122% | 0.01488% | 5122 | 0.01416% | 0.01452% |  | 9.6045 | 17.7946 | 18.8927 |  | 183 | 593.5054 | 521.8407 | 594.4916 |  | 183 | 0.01292% | 0.01108% | 0.01231% | 0.0105% | 0.008929% | 0.009443% |  | 183 | 0.01108% | 0.01231% | 183 | 4954 | 0.01499% | 5749 | 0.01422% | 0.01461% |  | 183 | 0.008929% | 0.009443% | 0.009186% |  | 183 | 5122 | 0.01461% | 0.01261%
| Jan | 8 | 15 | 184 | 605.1939 | 547.6228 | 619.4514 | 0.01292% | 0.01115% | 0.01232% | 0.01485% | 4933 | 0.01416% | 0.0145% |  | 9.6036 | 17.7991 | 18.8897 |  | 184 | 595.5903 | 529.8238 | 600.5617 |  | 184 | 0.01296% | 0.01125% | 0.01244% | 0.0105% | 0.008931% | 0.009441% |  | 184 | 0.01125% | 0.01244% | 184 | 4864 | 0.01496% | 1494 | 0.01422% | 0.01459% |  | 184 | 0.008931% | 0.009441% | 0.009186% |  | 184 | 4933 | 0.01459% | 0.01267%
| Jan | 8 | 16 | 185 | 610.7631 | 554.9029 | 624.5995 | 0.01304% | 0.0113% | 0.01242% | 0.01484% | 5099 | 0.01416% | 0.0145% |  | 9.6027 | 17.8035 | 18.8867 |  | 185 | 601.1604 | 537.0994 | 605.7128 |  | 185 | 0.01309% | 0.0114% | 0.01254% | 0.0105% | 0.008933% | 0.00944% |  | 185 | 0.0114% | 0.01254% | 185 | 5027 | 0.01495% | 3954 | 0.01421% | 0.01458% |  | 185 | 0.008933% | 0.00944% | 0.009187% |  | 185 | 5099 | 0.01458% | 0.01262%
| Jan | 8 | 17 | 186 | 614.9379 | 558.6174 | 623.8774 | 0.01312% | 0.01138% | 0.01241% | 0.01484% | 5009 | 0.01416% | 0.0145% |  | 9.6017 | 17.808 | 18.8837 |  | 186 | 605.3362 | 540.8094 | 604.9938 |  | 186 | 0.01318% | 0.01148% | 0.01253% | 0.01049% | 0.008936% | 0.009438% |  | 186 | 0.01148% | 0.01253% | 186 | 4671 | 0.01495% | 5754 | 0.01421% | 0.01458% |  | 186 | 0.008936% | 0.009438% | 0.009187% |  | 186 | 5009 | 0.01458% | 0.01265%
| Jan | 8 | 18 | 187 | 608.0974 | 555.7128 | 617.9041 | 0.01298% | 0.01132% | 0.01229% | 0.01484% | 5007 | 0.01415% | 0.0145% |  | 9.6008 | 17.8124 | 18.8807 |  | 187 | 598.4966 | 537.9004 | 599.0235 |  | 187 | 0.01303% | 0.01142% | 0.0124% | 0.01049% | 0.008938% | 0.009437% |  | 187 | 0.01142% | 0.0124% | 187 | 4673 | 0.01495% | 5122 | 0.0142% | 0.01457% |  | 187 | 0.008938% | 0.009437% | 0.009187% |  | 187 | 5007 | 0.01457% | 0.01265%
| Jan | 8 | 19 | 188 | 597.7979 | 554.3629 | 612.8498 | 0.01276% | 0.01129% | 0.01219% | 0.01484% | 5273 | 0.01415% | 0.01449% |  | 9.5999 | 17.8169 | 18.8777 |  | 188 | 588.1981 | 536.546 | 593.9721 |  | 188 | 0.0128% | 0.01139% | 0.0123% | 0.01049% | 0.00894% | 0.009435% |  | 188 | 0.01139% | 0.0123% | 188 | 4120 | 0.01494% | 5730 | 0.0142% | 0.01457% |  | 188 | 0.00894% | 0.009435% | 0.009188% |  | 188 | 5273 | 0.01457% | 0.01254%
| Jan | 8 | 20 | 189 | 586.7562 | 544.2063 | 605.6481 | 0.01252% | 0.01108% | 0.01204% | 0.01483% | 5754 | 0.01415% | 0.01449% |  | 9.5989 | 17.8214 | 18.8747 |  | 189 | 577.1572 | 526.3849 | 586.7734 |  | 189 | 0.01256% | 0.01117% | 0.01215% | 0.01049% | 0.008942% | 0.009434% |  | 189 | 0.01117% | 0.01215% | 189 | 4651 | 0.01494% | 5099 | 0.0142% | 0.01457% |  | 189 | 0.008942% | 0.009434% | 0.009188% |  | 189 | 5754 | 0.01457% | 0.01228%
| Jan | 8 | 21 | 190 | 573.2317 | 535.3622 | 591.9854 | 0.01223% | 0.0109% | 0.01177% | 0.01482% | 3954 | 0.01415% | 0.01448% |  | 9.598 | 17.8258 | 18.8717 |  | 190 | 563.6337 | 517.5364 | 573.1138 |  | 190 | 0.01227% | 0.01098% | 0.01187% | 0.01049% | 0.008945% | 0.009432% |  | 190 | 0.01098% | 0.01187% | 190 | 5107 | 0.01493% | 4933 | 0.0142% | 0.01457% |  | 190 | 0.008945% | 0.009432% | 0.009188% |  | 190 | 3954 | 0.01457% | 0.01247%
| Jan | 8 | 22 | 191 | 559.7299 | 520.0946 | 577.6101 | 0.01195% | 0.01059% | 0.01149% | 0.01482% | 5730 | 0.01415% | 0.01448% |  | 9.5971 | 17.8303 | 18.8687 |  | 191 | 550.1328 | 502.2643 | 558.7414 |  | 191 | 0.01198% | 0.01066% | 0.01157% | 0.01049% | 0.008947% | 0.009431% |  | 191 | 0.01066% | 0.01157% | 191 | 4795 | 0.01493% | 5273 | 0.0142% | 0.01456% |  | 191 | 0.008947% | 0.009431% | 0.009189% |  | 191 | 5730 | 0.01456% | 0.01229%
| Jan | 8 | 23 | 192 | 550.2405 | 508.1319 | 565.0915 | 0.01174% | 0.01035% | 0.01124% | 0.01482% | 5251 | 0.01414% | 0.01448% |  | 9.5961 | 17.8348 | 18.8657 |  | 192 | 540.6443 | 490.2971 | 546.2258 |  | 192 | 0.01177% | 0.01041% | 0.01131% | 0.01049% | 0.008949% | 0.009429% |  | 192 | 0.01041% | 0.01131% | 192 | 5035 | 0.01492% | 5009 | 0.0142% | 0.01456% |  | 192 | 0.008949% | 0.009429% | 0.009189% |  | 192 | 5251 | 0.01456% | 0.01255%
| Jan | 9 | 0 | 193 | 548.0501 | 502.6207 | 563.3192 | 0.0117% | 0.01024% | 0.0112% | 0.01481% | 5178 | 0.01414% | 0.01448% |  | 9.5952 | 17.8392 | 18.8627 |  | 193 | 538.4549 | 484.7814 | 544.4565 |  | 193 | 0.01172% | 0.01029% | 0.01127% | 0.01049% | 0.008951% | 0.009428% |  | 193 | 0.01029% | 0.01127% | 193 | 4552 | 0.01492% | 5007 | 0.0142% | 0.01456% |  | 193 | 0.008951% | 0.009428% | 0.009189% |  | 193 | 5178 | 0.01456% | 0.01259%
| Jan | 9 | 1 | 194 | 552.9188 | 502.8068 | 559.6152 | 0.0118% | 0.01024% | 0.01113% | 0.0148% | 5561 | 0.01414% | 0.01447% |  | 9.5943 | 17.8437 | 18.8597 |  | 194 | 543.3246 | 484.9631 | 540.7555 |  | 194 | 0.01183% | 0.01029% | 0.0112% | 0.01049% | 0.008953% | 0.009426% |  | 194 | 0.01029% | 0.0112% | 194 | 5291 | 0.01492% | 3877 | 0.01419% | 0.01456% |  | 194 | 0.008953% | 0.009426% | 0.00919% |  | 194 | 5561 | 0.01456% | 0.01239%
| Jan | 9 | 2 | 195 | 560.7609 | 502.8348 | 560.3466 | 0.01197% | 0.01024% | 0.01114% | 0.0148% | 5557 | 0.01414% | 0.01447% |  | 9.5933 | 17.8482 | 18.8567 |  | 195 | 551.1676 | 484.9866 | 541.4899 |  | 195 | 0.012% | 0.01029% | 0.01121% | 0.01049% | 0.008956% | 0.009425% |  | 195 | 0.01029% | 0.01121% | 195 | 4978 | 0.01491% | 5561 | 0.01419% | 0.01455% |  | 195 | 0.008956% | 0.009425% | 0.00919% |  | 195 | 5557 | 0.01455% | 0.01239%
| Jan | 9 | 3 | 196 | 571.6654 | 510.6175 | 561.8657 | 0.0122% | 0.0104% | 0.01117% | 0.0148% | 4955 | 0.01413% | 0.01447% |  | 9.5924 | 17.8526 | 18.8537 |  | 196 | 562.073 | 492.7649 | 543.012 |  | 196 | 0.01224% | 0.01046% | 0.01124% | 0.01048% | 0.008958% | 0.009423% |  | 196 | 0.01046% | 0.01124% | 196 | 4941 | 0.01491% | 5557 | 0.01419% | 0.01455% |  | 196 | 0.008958% | 0.009423% | 0.009191% |  | 196 | 4955 | 0.01455% | 0.01267%
| Jan | 9 | 4 | 197 | 577.8833 | 520.4949 | 572.0963 | 0.01233% | 0.0106% | 0.01138% | 0.01479% | 5537 | 0.01413% | 0.01446% |  | 9.5914 | 17.8571 | 18.8507 |  | 197 | 568.2918 | 502.6378 | 553.2456 |  | 197 | 0.01237% | 0.01067% | 0.01146% | 0.01048% | 0.00896% | 0.009422% |  | 197 | 0.01067% | 0.01146% | 197 | 5221 | 0.0149% | 5251 | 0.01419% | 0.01454% |  | 197 | 0.00896% | 0.009422% | 0.009191% |  | 197 | 5537 | 0.01454% | 0.0124%
| Jan | 9 | 5 | 198 | 597.0622 | 537.0379 | 592.0886 | 0.01274% | 0.01094% | 0.01177% | 0.01478% | 5035 | 0.01413% | 0.01446% |  | 9.5905 | 17.8616 | 18.8477 |  | 198 | 587.4717 | 519.1764 | 573.2409 |  | 198 | 0.01279% | 0.01102% | 0.01187% | 0.01048% | 0.008962% | 0.00942% |  | 198 | 0.01102% | 0.01187% | 198 | 5315 | 0.01489% | 5537 | 0.01418% | 0.01454% |  | 198 | 0.008962% | 0.00942% | 0.009191% |  | 198 | 5035 | 0.01454% | 0.01264%
| Jan | 9 | 6 | 199 | 615.7802 | 567.0239 | 610.393 | 0.01314% | 0.01155% | 0.01214% | 0.01478% | 3877 | 0.01412% | 0.01445% |  | 9.5896 | 17.866 | 18.8447 |  | 199 | 606.1906 | 549.1578 | 591.5483 |  | 199 | 0.0132% | 0.01166% | 0.01225% | 0.01048% | 0.008965% | 0.009419% |  | 199 | 0.01166% | 0.01225% | 199 | 4771 | 0.01489% | 5178 | 0.01418% | 0.01453% |  | 199 | 0.008965% | 0.009419% | 0.009192% |  | 199 | 3877 | 0.01453% | 0.01241%
| Jan | 9 | 7 | 200 | 617.7843 | 570.2263 | 591.1977 | 0.01319% | 0.01161% | 0.01176% | 0.01478% | 5415 | 0.01412% | 0.01445% |  | 9.5886 | 17.8705 | 18.8417 |  | 200 | 608.1957 | 552.3558 | 572.3561 |  | 200 | 0.01324% | 0.01172% | 0.01185% | 0.01048% | 0.008967% | 0.009417% |  | 200 | 0.01172% | 0.01185% | 200 | 4119 | 0.01488% | 897 | 0.01418% | 0.01453% |  | 200 | 0.008967% | 0.009417% | 0.009192% |  | 200 | 5415 | 0.01453% | 0.01247%
| Jan | 9 | 8 | 201 | 613.3159 | 562.3412 | 565.551 | 0.01309% | 0.01145% | 0.01125% | 0.01477% | 4912 | 0.01412% | 0.01445% |  | 9.5877 | 17.875 | 18.8387 |  | 201 | 603.7282 | 544.4662 | 546.7123 |  | 201 | 0.01314% | 0.01156% | 0.01132% | 0.01048% | 0.008969% | 0.009416% |  | 201 | 0.01156% | 0.01132% | 201 | 4602 | 0.01488% | 4955 | 0.01417% | 0.01453% |  | 201 | 0.008969% | 0.009416% | 0.009192% |  | 201 | 4912 | 0.01453% | 0.01268%
| Jan | 9 | 9 | 202 | 610.4452 | 556.1411 | 557.871 | 0.01303% | 0.01132% | 0.01109% | 0.01477% | 5084 | 0.01411% | 0.01444% |  | 9.5868 | 17.8795 | 18.8357 |  | 202 | 600.8584 | 538.2616 | 539.0353 |  | 202 | 0.01308% | 0.01142% | 0.01116% | 0.01048% | 0.008971% | 0.009414% |  | 202 | 0.01142% | 0.01116% | 202 | 4863 | 0.01488% | 5035 | 0.01417% | 0.01452% |  | 202 | 0.008971% | 0.009414% | 0.009193% |  | 202 | 5084 | 0.01452% | 0.01262%
| Jan | 9 | 10 | 203 | 602.3917 | 549.8199 | 539.923 | 0.01286% | 0.0112% | 0.01074% | 0.01477% | 5173 | 0.01411% | 0.01444% |  | 9.5858 | 17.8839 | 18.8327 |  | 203 | 592.8059 | 531.936 | 521.0903 |  | 203 | 0.0129% | 0.01129% | 0.01079% | 0.01048% | 0.008974% | 0.009413% |  | 203 | 0.01129% | 0.01079% | 203 | 4551 | 0.01488% | 3931 | 0.01417% | 0.01452% |  | 203 | 0.008974% | 0.009413% | 0.009193% |  | 203 | 5173 | 0.01452% | 0.01259%
| Jan | 9 | 11 | 204 | 591.6881 | 545.5003 | 533.6308 | 0.01263% | 0.01111% | 0.01061% | 0.01477% | 5267 | 0.01411% | 0.01444% |  | 9.5849 | 17.8884 | 18.8297 |  | 204 | 582.1032 | 527.6119 | 514.8011 |  | 204 | 0.01267% | 0.0112% | 0.01066% | 0.01048% | 0.008976% | 0.009411% |  | 204 | 0.0112% | 0.01066% | 204 | 4553 | 0.01487% | 5415 | 0.01417% | 0.01452% |  | 204 | 0.008976% | 0.009411% | 0.009194% |  | 204 | 5267 | 0.01452% | 0.01255%
| Jan | 9 | 12 | 205 | 579.1378 | 537.8944 | 528.3233 | 0.01236% | 0.01095% | 0.01051% | 0.01476% | 3931 | 0.0141% | 0.01443% |  | 9.584 | 17.8929 | 18.8267 |  | 205 | 569.5539 | 520.0015 | 509.4966 |  | 205 | 0.0124% | 0.01104% | 0.01055% | 0.01048% | 0.008978% | 0.00941% |  | 205 | 0.01104% | 0.01055% | 205 | 4930 | 0.01487% | 5797 | 0.01416% | 0.01451% |  | 205 | 0.008978% | 0.00941% | 0.009194% |  | 205 | 3931 | 0.01451% | 0.01245%
| Jan | 9 | 13 | 206 | 579.8858 | 535.3808 | 533.1807 | 0.01238% | 0.0109% | 0.0106% | 0.01476% | 5463 | 0.0141% | 0.01443% |  | 9.583 | 17.8973 | 18.8238 |  | 206 | 570.3027 | 517.4835 | 514.357 |  | 206 | 0.01241% | 0.01098% | 0.01065% | 0.01047% | 0.00898% | 0.009408% |  | 206 | 0.01098% | 0.01065% | 206 | 5124 | 0.01487% | 5726 | 0.01416% | 0.01451% |  | 206 | 0.00898% | 0.009408% | 0.009194% |  | 206 | 5463 | 0.01451% | 0.01244%
| Jan | 9 | 14 | 207 | 586.2958 | 535.716 | 535.4782 | 0.01251% | 0.01091% | 0.01065% | 0.01476% | 5726 | 0.0141% | 0.01443% |  | 9.5821 | 17.9018 | 18.8208 |  | 207 | 576.7137 | 517.8142 | 516.6574 |  | 207 | 0.01255% | 0.01099% | 0.0107% | 0.01047% | 0.008983% | 0.009407% |  | 207 | 0.01099% | 0.0107% | 207 | 4121 | 0.01486% | 4912 | 0.01416% | 0.01451% |  | 207 | 0.008983% | 0.009407% | 0.009195% |  | 207 | 5726 | 0.01451% | 0.01229%
| Jan | 9 | 15 | 208 | 589.9692 | 540.9852 | 548.4469 | 0.01259% | 0.01102% | 0.01091% | 0.01475% | 5797 | 0.0141% | 0.01443% |  | 9.5812 | 17.9063 | 18.8178 |  | 208 | 580.3881 | 523.0789 | 529.6291 |  | 208 | 0.01263% | 0.0111% | 0.01097% | 0.01047% | 0.008985% | 0.009405% |  | 208 | 0.0111% | 0.01097% | 208 | 4619 | 0.01486% | 872 | 0.01416% | 0.01451% |  | 208 | 0.008985% | 0.009405% | 0.009195% |  | 208 | 5797 | 0.01451% | 0.01226%
| Jan | 9 | 16 | 209 | 599.7383 | 548.3583 | 569.0018 | 0.0128% | 0.01117% | 0.01131% | 0.01475% | 5203 | 0.0141% | 0.01443% |  | 9.5802 | 17.9108 | 18.8148 |  | 209 | 590.1581 | 530.4475 | 550.187 |  | 209 | 0.01285% | 0.01126% | 0.01139% | 0.01047% | 0.008987% | 0.009404% |  | 209 | 0.01126% | 0.01139% | 209 | 4763 | 0.01485% | 5173 | 0.01416% | 0.0145% |  | 209 | 0.008987% | 0.009404% | 0.009195% |  | 209 | 5203 | 0.0145% | 0.01257%
| Jan | 9 | 17 | 210 | 605.0395 | 560.6282 | 582.0549 | 0.01291% | 0.01142% | 0.01157% | 0.01474% | 4840 | 0.0141% | 0.01442% |  | 9.5793 | 17.9152 | 18.8118 |  | 210 | 595.4602 | 542.713 | 563.2431 |  | 210 | 0.01296% | 0.01152% | 0.01166% | 0.01047% | 0.008989% | 0.009402% |  | 210 | 0.01152% | 0.01166% | 210 | 4818 | 0.01485% | 5084 | 0.01416% | 0.0145% |  | 210 | 0.008989% | 0.009402% | 0.009196% |  | 210 | 4840 | 0.0145% | 0.0127%
| Jan | 9 | 18 | 211 | 598.9246 | 557.5747 | 576.0254 | 0.01278% | 0.01135% | 0.01145% | 0.01473% | 4939 | 0.0141% | 0.01441% |  | 9.5783 | 17.9197 | 18.8088 |  | 211 | 589.3462 | 539.655 | 557.2166 |  | 211 | 0.01283% | 0.01145% | 0.01154% | 0.01047% | 0.008992% | 0.009401% |  | 211 | 0.01145% | 0.01154% | 211 | 4965 | 0.01484% | 5267 | 0.01416% | 0.0145% |  | 211 | 0.008992% | 0.009401% | 0.009196% |  | 211 | 4939 | 0.0145% | 0.01267%
| Jan | 9 | 19 | 212 | 592.2931 | 554.605 | 573.7467 | 0.01264% | 0.01129% | 0.01141% | 0.01473% | 4358 | 0.01409% | 0.01441% |  | 9.5774 | 17.9242 | 18.8058 |  | 212 | 582.7157 | 536.6808 | 554.9409 |  | 212 | 0.01268% | 0.01139% | 0.01149% | 0.01047% | 0.008994% | 0.009399% |  | 212 | 0.01139% | 0.01149% | 212 | 4715 | 0.01484% | 5463 | 0.01415% | 0.01449% |  | 212 | 0.008994% | 0.009399% | 0.009197% |  | 212 | 4358 | 0.01449% | 0.01266%
| Jan | 9 | 20 | 213 | 586.5117 | 550.4064 | 568.683 | 0.01252% | 0.01121% | 0.01131% | 0.01473% | 4868 | 0.01408% | 0.0144% |  | 9.5765 | 17.9287 | 18.8029 |  | 213 | 576.9353 | 532.4777 | 549.8801 |  | 213 | 0.01256% | 0.0113% | 0.01139% | 0.01047% | 0.008996% | 0.009398% |  | 213 | 0.0113% | 0.01139% | 213 | 4989 | 0.01483% | 991 | 0.01415% | 0.01449% |  | 213 | 0.008996% | 0.009398% | 0.009197% |  | 213 | 4868 | 0.01449% | 0.01269%
| Jan | 9 | 21 | 214 | 575.9167 | 542.5585 | 560.6561 | 0.01229% | 0.01105% | 0.01115% | 0.01473% | 3948 | 0.01408% | 0.0144% |  | 9.5755 | 17.9332 | 18.7999 |  | 214 | 566.3411 | 524.6253 | 541.8562 |  | 214 | 0.01233% | 0.01114% | 0.01122% | 0.01047% | 0.008998% | 0.009396% |  | 214 | 0.01114% | 0.01122% | 214 | 4840 | 0.01483% | 1519 | 0.01415% | 0.01449% |  | 214 | 0.008998% | 0.009396% | 0.009197% |  | 214 | 3948 | 0.01449% | 0.01246%
| Jan | 9 | 22 | 215 | 562.654 | 526.723 | 549.891 | 0.01201% | 0.01073% | 0.01093% | 0.01472% | 4913 | 0.01408% | 0.0144% |  | 9.5746 | 17.9376 | 18.7969 |  | 215 | 553.0794 | 508.7854 | 531.0941 |  | 215 | 0.01204% | 0.0108% | 0.011% | 0.01047% | 0.009001% | 0.009395% |  | 215 | 0.0108% | 0.011% | 215 | 4892 | 0.01482% | 3948 | 0.01414% | 0.01448% |  | 215 | 0.009001% | 0.009395% | 0.009198% |  | 215 | 4913 | 0.01448% | 0.01268%
| Jan | 9 | 23 | 216 | 554.593 | 514.6672 | 543.3175 | 0.01184% | 0.01048% | 0.0108% | 0.01472% | 5464 | 0.01408% | 0.0144% |  | 9.5737 | 17.9421 | 18.7939 |  | 216 | 545.0194 | 496.7251 | 524.5236 |  | 216 | 0.01186% | 0.01054% | 0.01086% | 0.01046% | 0.009003% | 0.009393% |  | 216 | 0.01054% | 0.01086% | 216 | 4865 | 0.01482% | 5203 | 0.01414% | 0.01448% |  | 216 | 0.009003% | 0.009393% | 0.009198% |  | 216 | 5464 | 0.01448% | 0.01244%
| Jan | 10 | 0 | 217 | 552.1438 | 509.2677 | 541.986 | 0.01178% | 0.01037% | 0.01078% | 0.01472% | 5437 | 0.01408% | 0.0144% |  | 9.5727 | 17.9466 | 18.7909 |  | 217 | 542.5711 | 491.3211 | 523.195 |  | 217 | 0.01181% | 0.01043% | 0.01083% | 0.01046% | 0.009005% | 0.009392% |  | 217 | 0.01043% | 0.01083% | 217 | 4095 | 0.01482% | 4358 | 0.01414% | 0.01448% |  | 217 | 0.009005% | 0.009392% | 0.009199% |  | 217 | 5437 | 0.01448% | 0.01246%
| Jan | 10 | 1 | 218 | 556.6535 | 507.9829 | 539.9324 | 0.01188% | 0.01034% | 0.01074% | 0.0147% | 4361 | 0.01408% | 0.01439% |  | 9.5718 | 17.9511 | 18.7879 |  | 218 | 547.0817 | 490.0319 | 521.1444 |  | 218 | 0.01191% | 0.0104% | 0.01079% | 0.01046% | 0.009007% | 0.00939% |  | 218 | 0.0104% | 0.01079% | 218 | 5300 | 0.01482% | 4840 | 0.01413% | 0.01448% |  | 218 | 0.009007% | 0.00939% | 0.009199% |  | 218 | 4361 | 0.01448% | 0.01266%
| Jan | 10 | 2 | 219 | 560.3943 | 510.5896 | 541.1795 | 0.01196% | 0.0104% | 0.01076% | 0.0147% | 4028 | 0.01407% | 0.01439% |  | 9.5709 | 17.9556 | 18.785 |  | 219 | 550.8234 | 492.6341 | 522.3946 |  | 219 | 0.01199% | 0.01046% | 0.01082% | 0.01046% | 0.00901% | 0.009389% |  | 219 | 0.01046% | 0.01082% | 219 | 5083 | 0.01481% | 4939 | 0.01413% | 0.01447% |  | 219 | 0.00901% | 0.009389% | 0.009199% |  | 219 | 4028 | 0.01447% | 0.01251%
| Jan | 10 | 3 | 220 | 563.6858 | 513.9224 | 543.852 | 0.01203% | 0.01047% | 0.01081% | 0.0147% | 4983 | 0.01407% | 0.01439% |  | 9.5699 | 17.96 | 18.782 |  | 220 | 554.1159 | 495.9624 | 525.0701 |  | 220 | 0.01206% | 0.01053% | 0.01087% | 0.01046% | 0.009012% | 0.009387% |  | 220 | 0.01053% | 0.01087% | 220 | 5011 | 0.01481% | 4028 | 0.01413% | 0.01447% |  | 220 | 0.009012% | 0.009387% | 0.0092% |  | 220 | 4983 | 0.01447% | 0.01266%
| Jan | 10 | 4 | 221 | 571.7267 | 527.0954 | 554.6171 | 0.0122% | 0.01073% | 0.01103% | 0.0147% | 4982 | 0.01407% | 0.01438% |  | 9.569 | 17.9645 | 18.779 |  | 221 | 562.1577 | 509.1309 | 535.8381 |  | 221 | 0.01224% | 0.01081% | 0.0111% | 0.01046% | 0.009014% | 0.009386% |  | 221 | 0.01081% | 0.0111% | 221 | 4724 | 0.0148% | 5464 | 0.01413% | 0.01447% |  | 221 | 0.009014% | 0.009386% | 0.0092% |  | 221 | 4982 | 0.01447% | 0.01266%
| Jan | 10 | 5 | 222 | 589.6304 | 546.5523 | 576.1004 | 0.01258% | 0.01113% | 0.01146% | 0.01469% | 4216 | 0.01406% | 0.01438% |  | 9.5681 | 17.969 | 18.776 |  | 222 | 580.0623 | 528.5833 | 557.3243 |  | 222 | 0.01263% | 0.01122% | 0.01154% | 0.01046% | 0.009016% | 0.009384% |  | 222 | 0.01122% | 0.01154% | 222 | 4813 | 0.0148% | 5437 | 0.01413% | 0.01446% |  | 222 | 0.009016% | 0.009384% | 0.0092% |  | 222 | 4216 | 0.01446% | 0.01261%
| Jan | 10 | 6 | 223 | 616.858 | 576.9571 | 598.1369 | 0.01317% | 0.01175% | 0.01189% | 0.01469% | 4051 | 0.01406% | 0.01437% |  | 9.5671 | 17.9735 | 18.7731 |  | 223 | 607.2909 | 558.9837 | 579.3638 |  | 223 | 0.01322% | 0.01186% | 0.012% | 0.01046% | 0.009019% | 0.009383% |  | 223 | 0.01186% | 0.012% | 223 | 4670 | 0.01479% | 4361 | 0.01412% | 0.01446% |  | 223 | 0.009019% | 0.009383% | 0.009201% |  | 223 | 4051 | 0.01446% | 0.01253%
| Jan | 10 | 7 | 224 | 626.4562 | 582.3753 | 601.4189 | 0.01337% | 0.01186% | 0.01196% | 0.01468% | 4623 | 0.01404% | 0.01436% |  | 9.5662 | 17.978 | 18.7701 |  | 224 | 616.89 | 564.3973 | 582.6489 |  | 224 | 0.01343% | 0.01198% | 0.01207% | 0.01046% | 0.009021% | 0.009381% |  | 224 | 0.01198% | 0.01207% | 224 | 4787 | 0.01478% | 4868 | 0.01412% | 0.01445% |  | 224 | 0.009021% | 0.009381% | 0.009201% |  | 224 | 4623 | 0.01445% | 0.01271%
| Jan | 10 | 8 | 225 | 617.7593 | 571.3435 | 592.3512 | 0.01318% | 0.01163% | 0.01178% | 0.01467% | 4859 | 0.01404% | 0.01435% |  | 9.5652 | 17.9824 | 18.7671 |  | 225 | 608.1941 | 553.361 | 573.584 |  | 225 | 0.01324% | 0.01174% | 0.01188% | 0.01045% | 0.009023% | 0.00938% |  | 225 | 0.01174% | 0.01188% | 225 | 5152 | 0.01478% | 4913 | 0.01412% | 0.01445% |  | 225 | 0.009023% | 0.00938% | 0.009202% |  | 225 | 4859 | 0.01445% | 0.01269%
| Jan | 10 | 9 | 226 | 610.2646 | 558.7477 | 581.3329 | 0.01302% | 0.01138% | 0.01156% | 0.01467% | 5416 | 0.01404% | 0.01435% |  | 9.5643 | 17.9869 | 18.7641 |  | 226 | 600.7003 | 540.7608 | 562.5687 |  | 226 | 0.01308% | 0.01148% | 0.01165% | 0.01045% | 0.009025% | 0.009379% |  | 226 | 0.01148% | 0.01165% | 226 | 5463 | 0.01478% | 4051 | 0.01411% | 0.01445% |  | 226 | 0.009025% | 0.009379% | 0.009202% |  | 226 | 5416 | 0.01445% | 0.01247%
| Jan | 10 | 10 | 227 | 607.3672 | 536.8704 | 579.4012 | 0.01296% | 0.01093% | 0.01152% | 0.01466% | 4622 | 0.01404% | 0.01435% |  | 9.5634 | 17.9914 | 18.7612 |  | 227 | 597.8038 | 518.8789 | 560.64 |  | 227 | 0.01301% | 0.01101% | 0.01161% | 0.01045% | 0.009028% | 0.009377% |  | 227 | 0.01101% | 0.01161% | 227 | 4839 | 0.01477% | 871 | 0.01411% | 0.01444% |  | 227 | 0.009028% | 0.009377% | 0.009202% |  | 227 | 4622 | 0.01444% | 0.01271%
| Jan | 10 | 11 | 228 | 605.9323 | 518.9216 | 572.809 | 0.01293% | 0.01057% | 0.01139% | 0.01465% | 5228 | 0.01404% | 0.01434% |  | 9.5624 | 17.9959 | 18.7582 |  | 228 | 596.3698 | 500.9257 | 554.0508 |  | 228 | 0.01298% | 0.01063% | 0.01147% | 0.01045% | 0.00903% | 0.009376% |  | 228 | 0.01063% | 0.01147% | 228 | 5151 | 0.01476% | 4983 | 0.01411% | 0.01444% |  | 228 | 0.00903% | 0.009376% | 0.009203% |  | 228 | 5228 | 0.01444% | 0.01256%
| Jan | 10 | 12 | 229 | 608.7221 | 513.038 | 569.9114 | 0.01299% | 0.01045% | 0.01133% | 0.01465% | 4215 | 0.01403% | 0.01434% |  | 9.5615 | 18.0004 | 18.7552 |  | 229 | 599.1606 | 495.0376 | 551.1562 |  | 229 | 0.01304% | 0.01051% | 0.01141% | 0.01045% | 0.009032% | 0.009374% |  | 229 | 0.01051% | 0.01141% | 229 | 5051 | 0.01476% | 4216 | 0.01411% | 0.01443% |  | 229 | 0.009032% | 0.009374% | 0.009203% |  | 229 | 4215 | 0.01443% | 0.01261%
| Jan | 10 | 13 | 230 | 609.5276 | 506.4562 | 567.7921 | 0.01301% | 0.01031% | 0.01129% | 0.01465% | 4841 | 0.01403% | 0.01434% |  | 9.5606 | 18.0049 | 18.7523 |  | 230 | 599.967 | 488.4513 | 549.0399 |  | 230 | 0.01306% | 0.01037% | 0.01137% | 0.01045% | 0.009034% | 0.009373% |  | 230 | 0.01037% | 0.01137% | 230 | 5464 | 0.01475% | 4982 | 0.0141% | 0.01443% |  | 230 | 0.009034% | 0.009373% | 0.009203% |  | 230 | 4841 | 0.01443% | 0.0127%
| Jan | 10 | 14 | 231 | 541.6967 | 506.3724 | 567.5015 | 0.01156% | 0.01031% | 0.01128% | 0.01465% | 4718 | 0.01402% | 0.01433% |  | 9.5596 | 18.0094 | 18.7493 |  | 231 | 532.137 | 488.363 | 548.7522 |  | 231 | 0.01158% | 0.01037% | 0.01136% | 0.01045% | 0.009037% | 0.009371% |  | 231 | 0.01037% | 0.01136% | 231 | 5275 | 0.01475% | 894 | 0.0141% | 0.01443% |  | 231 | 0.009037% | 0.009371% | 0.009204% |  | 231 | 4718 | 0.01443% | 0.01271%
| Jan | 10 | 15 | 232 | 564.9014 | 504.7525 | 571.3274 | 0.01206% | 0.01028% | 0.01136% | 0.01464% | 4719 | 0.01402% | 0.01433% |  | 9.5587 | 18.0138 | 18.7463 |  | 232 | 555.3427 | 486.7387 | 552.581 |  | 232 | 0.01209% | 0.01033% | 0.01144% | 0.01045% | 0.009039% | 0.00937% |  | 232 | 0.01033% | 0.01144% | 232 | 4628 | 0.01475% | 4215 | 0.01408% | 0.01442% |  | 232 | 0.009039% | 0.00937% | 0.009204% |  | 232 | 4719 | 0.01442% | 0.01271%
| Jan | 10 | 16 | 233 | 603.8706 | 530.2513 | 582.2519 | 0.01289% | 0.0108% | 0.01158% | 0.01464% | 3975 | 0.01402% | 0.01433% |  | 9.5578 | 18.0183 | 18.7434 |  | 233 | 594.3128 | 512.233 | 563.5085 |  | 233 | 0.01294% | 0.01087% | 0.01167% | 0.01045% | 0.009041% | 0.009368% |  | 233 | 0.01087% | 0.01167% | 233 | 5130 | 0.01475% | 5416 | 0.01408% | 0.01441% |  | 233 | 0.009041% | 0.009368% | 0.009205% |  | 233 | 3975 | 0.01441% | 0.01248%
| Jan | 10 | 17 | 234 | 638.3601 | 549.7361 | 581.8861 | 0.01362% | 0.01119% | 0.01157% | 0.01464% | 3955 | 0.01402% | 0.01433% |  | 9.5568 | 18.0228 | 18.7404 |  | 234 | 628.8033 | 531.7133 | 563.1458 |  | 234 | 0.01369% | 0.01129% | 0.01166% | 0.01045% | 0.009043% | 0.009367% |  | 234 | 0.01129% | 0.01166% | 234 | 4597 | 0.01475% | 3955 | 0.01408% | 0.01441% |  | 234 | 0.009043% | 0.009367% | 0.009205% |  | 234 | 3955 | 0.01441% | 0.01247%
| Jan | 10 | 18 | 235 | 646.7977 | 557.6026 | 584.8869 | 0.0138% | 0.01135% | 0.01163% | 0.01464% | 992 | 0.01402% | 0.01433% |  | 9.5559 | 18.0273 | 18.7374 |  | 235 | 637.2418 | 539.5753 | 566.1494 |  | 235 | 0.01387% | 0.01145% | 0.01172% | 0.01044% | 0.009046% | 0.009365% |  | 235 | 0.01145% | 0.01172% | 235 | 4698 | 0.01474% | 3975 | 0.01408% | 0.01441% |  | 235 | 0.009046% | 0.009365% | 0.009205% |  | 235 | 992 | 0.01441% | 0.009675%
| Jan | 10 | 19 | 236 | 647.9442 | 559.4739 | 579.1574 | 0.01383% | 0.01139% | 0.01152% | 0.01463% | 4217 | 0.01402% | 0.01432% |  | 9.555 | 18.0318 | 18.7345 |  | 236 | 638.3892 | 541.4421 | 560.4229 |  | 236 | 0.0139% | 0.01149% | 0.01161% | 0.01044% | 0.009048% | 0.009364% |  | 236 | 0.01149% | 0.01161% | 236 | 4749 | 0.01473% | 4623 | 0.01408% | 0.01441% |  | 236 | 0.009048% | 0.009364% | 0.009206% |  | 236 | 4217 | 0.01441% | 0.01261%
| Jan | 10 | 20 | 237 | 646.5426 | 551.8401 | 570.8491 | 0.0138% | 0.01124% | 0.01135% | 0.01463% | 1494 | 0.01401% | 0.01432% |  | 9.554 | 18.0363 | 18.7315 |  | 237 | 636.9886 | 533.8038 | 552.1176 |  | 237 | 0.01387% | 0.01133% | 0.01143% | 0.01044% | 0.00905% | 0.009362% |  | 237 | 0.01133% | 0.01143% | 237 | 4906 | 0.01473% | 5228 | 0.01407% | 0.0144% |  | 237 | 0.00905% | 0.009362% | 0.009206% |  | 237 | 1494 | 0.0144% | 0.0101%
| Jan | 10 | 21 | 238 | 639.2752 | 543.0239 | 562.0345 | 0.01364% | 0.01106% | 0.01118% | 0.01463% | 5218 | 0.01401% | 0.01432% |  | 9.5531 | 18.0408 | 18.7285 |  | 238 | 629.7221 | 524.9832 | 543.306 |  | 238 | 0.01371% | 0.01114% | 0.01125% | 0.01044% | 0.009052% | 0.009361% |  | 238 | 0.01114% | 0.01125% | 238 | 4550 | 0.01473% | 4622 | 0.01407% | 0.0144% |  | 238 | 0.009052% | 0.009361% | 0.009207% |  | 238 | 5218 | 0.0144% | 0.01257%
| Jan | 10 | 22 | 239 | 629.1431 | 526.8719 | 550.7537 | 0.01343% | 0.01073% | 0.01095% | 0.01463% | 4599 | 0.01401% | 0.01432% |  | 9.5521 | 18.0453 | 18.7256 |  | 239 | 619.5909 | 508.8267 | 532.0281 |  | 239 | 0.01349% | 0.0108% | 0.01102% | 0.01044% | 0.009055% | 0.009359% |  | 239 | 0.0108% | 0.01102% | 239 | 4456 | 0.01472% | 4859 | 0.01407% | 0.0144% |  | 239 | 0.009055% | 0.009359% | 0.009207% |  | 239 | 4599 | 0.0144% | 0.01271%
| Jan | 10 | 23 | 240 | 622.7537 | 521.5376 | 540.4387 | 0.01329% | 0.01062% | 0.01075% | 0.01462% | 5462 | 0.014% | 0.01431% |  | 9.5512 | 18.0498 | 18.7226 |  | 240 | 613.2024 | 503.4878 | 521.7161 |  | 240 | 0.01335% | 0.01069% | 0.0108% | 0.01044% | 0.009057% | 0.009358% |  | 240 | 0.01069% | 0.0108% | 240 | 4884 | 0.01472% | 848 | 0.01407% | 0.01439% |  | 240 | 0.009057% | 0.009358% | 0.009207% |  | 240 | 5462 | 0.01439% | 0.01244%
| Jan | 11 | 0 | 241 | 624.288 | 514.8068 | 539.1447 | 0.01332% | 0.01048% | 0.01072% | 0.01461% | 3884 | 0.014% | 0.01431% |  | 9.5503 | 18.0542 | 18.7197 |  | 241 | 614.7377 | 496.7526 | 520.425 |  | 241 | 0.01338% | 0.01054% | 0.01078% | 0.01044% | 0.009059% | 0.009356% |  | 241 | 0.01054% | 0.01078% | 241 | 4917 | 0.01472% | 993 | 0.01407% | 0.01439% |  | 241 | 0.009059% | 0.009356% | 0.009208% |  | 241 | 3884 | 0.01439% | 0.01241%
| Jan | 11 | 1 | 242 | 626.4402 | 512.4701 | 540.7482 | 0.01337% | 0.01044% | 0.01075% | 0.01461% | 4042 | 0.01399% | 0.0143% |  | 9.5493 | 18.0587 | 18.7167 |  | 242 | 616.8909 | 494.4114 | 522.0315 |  | 242 | 0.01343% | 0.01049% | 0.01081% | 0.01044% | 0.009061% | 0.009355% |  | 242 | 0.01049% | 0.01081% | 242 | 4738 | 0.01471% | 4217 | 0.01406% | 0.01439% |  | 242 | 0.009061% | 0.009355% | 0.009208% |  | 242 | 4042 | 0.01439% | 0.01252%
| Jan | 11 | 2 | 243 | 628.9381 | 515.5516 | 544.2178 | 0.01342% | 0.0105% | 0.01082% | 0.01461% | 5414 | 0.01399% | 0.0143% |  | 9.5484 | 18.0632 | 18.7137 |  | 243 | 619.3897 | 497.4883 | 525.504 |  | 243 | 0.01348% | 0.01056% | 0.01088% | 0.01044% | 0.009064% | 0.009353% |  | 243 | 0.01056% | 0.01088% | 243 | 4096 | 0.01471% | 4841 | 0.01406% | 0.01439% |  | 243 | 0.009064% | 0.009353% | 0.009208% |  | 243 | 5414 | 0.01439% | 0.01247%
| Jan | 11 | 3 | 244 | 637.375 | 518.9775 | 550.2473 | 0.0136% | 0.01057% | 0.01094% | 0.0146% | 4720 | 0.01398% | 0.01429% |  | 9.5475 | 18.0677 | 18.7108 |  | 244 | 627.8275 | 500.9097 | 531.5365 |  | 244 | 0.01367% | 0.01063% | 0.01101% | 0.01044% | 0.009066% | 0.009352% |  | 244 | 0.01063% | 0.01101% | 244 | 5323 | 0.0147% | 3884 | 0.01406% | 0.01438% |  | 244 | 0.009066% | 0.009352% | 0.009209% |  | 244 | 4720 | 0.01438% | 0.01271%
| Jan | 11 | 4 | 245 | 647.7567 | 529.3483 | 561.5469 | 0.01382% | 0.01078% | 0.01117% | 0.0146% | 5534 | 0.01398% | 0.01429% |  | 9.5465 | 18.0722 | 18.7078 |  | 245 | 638.2102 | 511.2761 | 542.8391 |  | 245 | 0.01389% | 0.01085% | 0.01124% | 0.01043% | 0.009068% | 0.00935% |  | 245 | 0.01085% | 0.01124% | 245 | 5465 | 0.0147% | 1520 | 0.01406% | 0.01438% |  | 245 | 0.009068% | 0.00935% | 0.009209% |  | 245 | 5534 | 0.01438% | 0.0124%
| Jan | 11 | 5 | 246 | 660.702 | 545.0907 | 583.4053 | 0.0141% | 0.0111% | 0.0116% | 0.01459% | 3976 | 0.01398% | 0.01429% |  | 9.5456 | 18.0767 | 18.7049 |  | 246 | 651.1564 | 527.0139 | 564.7004 |  | 246 | 0.01417% | 0.01119% | 0.01169% | 0.01043% | 0.00907% | 0.009349% |  | 246 | 0.01119% | 0.01169% | 246 | 4094 | 0.0147% | 4718 | 0.01406% | 0.01438% |  | 246 | 0.00907% | 0.009349% | 0.00921% |  | 246 | 3976 | 0.01438% | 0.01248%
| Jan | 11 | 6 | 247 | 678.3262 | 571.9952 | 604.8416 | 0.01448% | 0.01165% | 0.01203% | 0.01458% | 5944 | 0.01397% | 0.01428% |  | 9.5447 | 18.0812 | 18.7019 |  | 247 | 668.7815 | 553.9139 | 586.1397 |  | 247 | 0.01456% | 0.01176% | 0.01214% | 0.01043% | 0.009073% | 0.009347% |  | 247 | 0.01176% | 0.01214% | 247 | 4118 | 0.01469% | 4719 | 0.01406% | 0.01437% |  | 247 | 0.009073% | 0.009347% | 0.00921% |  | 247 | 5944 | 0.01437% | 0.01219%
| Jan | 11 | 7 | 248 | 677.6302 | 578.8749 | 607.8236 | 0.01446% | 0.01179% | 0.01209% | 0.01458% | 5006 | 0.01397% | 0.01428% |  | 9.5437 | 18.0857 | 18.699 |  | 248 | 668.0865 | 560.7892 | 589.1246 |  | 248 | 0.01454% | 0.0119% | 0.0122% | 0.01043% | 0.009075% | 0.009346% |  | 248 | 0.0119% | 0.0122% | 248 | 5059 | 0.01469% | 4042 | 0.01405% | 0.01437% |  | 248 | 0.009075% | 0.009346% | 0.00921% |  | 248 | 5006 | 0.01437% | 0.01265%
| Jan | 11 | 8 | 249 | 663.9776 | 573.6709 | 594.161 | 0.01417% | 0.01168% | 0.01181% | 0.01458% | 4981 | 0.01397% | 0.01427% |  | 9.5428 | 18.0902 | 18.696 |  | 249 | 654.4348 | 555.5807 | 575.465 |  | 249 | 0.01425% | 0.01179% | 0.01192% | 0.01043% | 0.009077% | 0.009344% |  | 249 | 0.01179% | 0.01192% | 249 | 5002 | 0.01468% | 5218 | 0.01405% | 0.01437% |  | 249 | 0.009077% | 0.009344% | 0.009211% |  | 249 | 4981 | 0.01437% | 0.01266%
| Jan | 11 | 9 | 250 | 651.882 | 570.3008 | 580.4702 | 0.01391% | 0.01161% | 0.01154% | 0.01458% | 897 | 0.01397% | 0.01427% |  | 9.5419 | 18.0947 | 18.693 |  | 250 | 642.3401 | 552.2061 | 561.7771 |  | 250 | 0.01398% | 0.01172% | 0.01163% | 0.01043% | 0.009079% | 0.009343% |  | 250 | 0.01172% | 0.01163% | 250 | 5274 | 0.01468% | 4599 | 0.01405% | 0.01436% |  | 250 | 0.009079% | 0.009343% | 0.009211% |  | 250 | 897 | 0.01436% | 0.0096%
| Jan | 11 | 10 | 251 | 644.6246 | 565.1061 | 567.0889 | 0.01376% | 0.01151% | 0.01128% | 0.01457% | 4839 | 0.01396% | 0.01427% |  | 9.5409 | 18.0992 | 18.6901 |  | 251 | 635.0837 | 547.0069 | 548.3988 |  | 251 | 0.01382% | 0.01161% | 0.01136% | 0.01043% | 0.009082% | 0.009342% |  | 251 | 0.01161% | 0.01136% | 251 | 4692 | 0.01467% | 5462 | 0.01405% | 0.01436% |  | 251 | 0.009082% | 0.009342% | 0.009212% |  | 251 | 4839 | 0.01436% | 0.0127%
| Jan | 11 | 11 | 252 | 629.8749 | 564.8268 | 554.0076 | 0.01344% | 0.0115% | 0.01102% | 0.01457% | 5149 | 0.01396% | 0.01427% |  | 9.54 | 18.1037 | 18.6871 |  | 252 | 620.335 | 546.7231 | 535.3205 |  | 252 | 0.0135% | 0.0116% | 0.01109% | 0.01043% | 0.009084% | 0.00934% |  | 252 | 0.0116% | 0.01109% | 252 | 4652 | 0.01467% | 3976 | 0.01403% | 0.01435% |  | 252 | 0.009084% | 0.00934% | 0.009212% |  | 252 | 5149 | 0.01435% | 0.0126%
| Jan | 11 | 12 | 253 | 622.8111 | 565.8043 | 546.0463 | 0.01329% | 0.01152% | 0.01086% | 0.01457% | 5920 | 0.01396% | 0.01426% |  | 9.539 | 18.1082 | 18.6842 |  | 253 | 613.272 | 547.6961 | 527.3621 |  | 253 | 0.01335% | 0.01162% | 0.01092% | 0.01043% | 0.009086% | 0.009339% |  | 253 | 0.01162% | 0.01092% | 253 | 5462 | 0.01467% | 5414 | 0.01403% | 0.01435% |  | 253 | 0.009086% | 0.009339% | 0.009212% |  | 253 | 5920 | 0.01435% | 0.0122%
| Jan | 11 | 13 | 254 | 618.5446 | 559.9207 | 540.0449 | 0.0132% | 0.0114% | 0.01074% | 0.01457% | 5802 | 0.01396% | 0.01426% |  | 9.5381 | 18.1127 | 18.6812 |  | 254 | 609.0064 | 541.808 | 521.3636 |  | 254 | 0.01326% | 0.0115% | 0.0108% | 0.01043% | 0.009088% | 0.009337% |  | 254 | 0.0115% | 0.0108% | 254 | 4862 | 0.01467% | 5944 | 0.01403% | 0.01435% |  | 254 | 0.009088% | 0.009337% | 0.009213% |  | 254 | 5802 | 0.01435% | 0.01225%
| Jan | 11 | 14 | 255 | 615.7265 | 563.989 | 540.2793 | 0.01314% | 0.01148% | 0.01074% | 0.01456% | 5051 | 0.01396% | 0.01426% |  | 9.5372 | 18.1172 | 18.6783 |  | 255 | 606.1893 | 545.8718 | 521.601 |  | 255 | 0.0132% | 0.01159% | 0.0108% | 0.01042% | 0.009091% | 0.009336% |  | 255 | 0.01159% | 0.0108% | 255 | 5153 | 0.01467% | 5534 | 0.01402% | 0.01434% |  | 255 | 0.009091% | 0.009336% | 0.009213% |  | 255 | 5051 | 0.01434% | 0.01263%
| Jan | 11 | 15 | 256 | 619.7538 | 567.3032 | 542.1923 | 0.01323% | 0.01155% | 0.01078% | 0.01456% | 5027 | 0.01395% | 0.01426% |  | 9.5362 | 18.1217 | 18.6753 |  | 256 | 610.2175 | 549.1815 | 523.5169 |  | 256 | 0.01328% | 0.01166% | 0.01084% | 0.01042% | 0.009093% | 0.009334% |  | 256 | 0.01166% | 0.01084% | 256 | 4841 | 0.01466% | 5920 | 0.01402% | 0.01434% |  | 256 | 0.009093% | 0.009334% | 0.009214% |  | 256 | 5027 | 0.01434% | 0.01264%
| Jan | 11 | 16 | 257 | 634.2366 | 572.0603 | 556.1362 | 0.01354% | 0.01165% | 0.01106% | 0.01456% | 5921 | 0.01395% | 0.01425% |  | 9.5353 | 18.1262 | 18.6724 |  | 257 | 624.7013 | 553.9341 | 537.4638 |  | 257 | 0.0136% | 0.01176% | 0.01113% | 0.01042% | 0.009095% | 0.009333% |  | 257 | 0.01176% | 0.01113% | 257 | 4455 | 0.01466% | 4720 | 0.01402% | 0.01434% |  | 257 | 0.009095% | 0.009333% | 0.009214% |  | 257 | 5921 | 0.01434% | 0.0122%
| Jan | 11 | 17 | 258 | 643.4968 | 574.7135 | 564.5382 | 0.01373% | 0.0117% | 0.01123% | 0.01456% | 4984 | 0.01395% | 0.01425% |  | 9.5344 | 18.1307 | 18.6695 |  | 258 | 633.9625 | 556.5828 | 545.8688 |  | 258 | 0.0138% | 0.01181% | 0.0113% | 0.01042% | 0.009097% | 0.009331% |  | 258 | 0.01181% | 0.0113% | 258 | 5150 | 0.01466% | 5802 | 0.01401% | 0.01434% |  | 258 | 0.009097% | 0.009331% | 0.009214% |  | 258 | 4984 | 0.01434% | 0.01266%
| Jan | 11 | 18 | 259 | 641.9801 | 569.5188 | 564.0319 | 0.0137% | 0.0116% | 0.01122% | 0.01456% | 3921 | 0.01395% | 0.01425% |  | 9.5334 | 18.1352 | 18.6665 |  | 259 | 632.4466 | 551.3836 | 545.3654 |  | 259 | 0.01377% | 0.0117% | 0.01129% | 0.01042% | 0.0091% | 0.00933% |  | 259 | 0.0117% | 0.01129% | 259 | 4642 | 0.01465% | 5006 | 0.01401% | 0.01433% |  | 259 | 0.0091% | 0.00933% | 0.009215% |  | 259 | 3921 | 0.01433% | 0.01244%
| Jan | 11 | 19 | 260 | 638.1392 | 564.6034 | 561.3312 | 0.01362% | 0.0115% | 0.01116% | 0.01456% | 4624 | 0.01394% | 0.01425% |  | 9.5325 | 18.1397 | 18.6636 |  | 260 | 628.6067 | 546.4637 | 542.6677 |  | 260 | 0.01368% | 0.0116% | 0.01124% | 0.01042% | 0.009102% | 0.009328% |  | 260 | 0.0116% | 0.01124% | 260 | 5251 | 0.01465% | 5921 | 0.014% | 0.01433% |  | 260 | 0.009102% | 0.009328% | 0.009215% |  | 260 | 4624 | 0.01433% | 0.01271%
| Jan | 11 | 20 | 261 | 638.8122 | 562.2481 | 561.4344 | 0.01363% | 0.01145% | 0.01116% | 0.01455% | 5242 | 0.01394% | 0.01425% |  | 9.5316 | 18.1442 | 18.6606 |  | 261 | 629.2806 | 544.1039 | 542.7738 |  | 261 | 0.0137% | 0.01155% | 0.01124% | 0.01042% | 0.009104% | 0.009327% |  | 261 | 0.01155% | 0.01124% | 261 | 4122 | 0.01465% | 3921 | 0.014% | 0.01433% |  | 261 | 0.009104% | 0.009327% | 0.009216% |  | 261 | 5242 | 0.01433% | 0.01256%
| Jan | 11 | 21 | 262 | 630.1746 | 554.5957 | 553.0136 | 0.01345% | 0.01129% | 0.011% | 0.01455% | 872 | 0.01394% | 0.01424% |  | 9.5306 | 18.1487 | 18.6577 |  | 262 | 620.644 | 536.447 | 534.3559 |  | 262 | 0.01351% | 0.01139% | 0.01107% | 0.01042% | 0.009107% | 0.009325% |  | 262 | 0.01139% | 0.01107% | 262 | 5036 | 0.01465% | 4981 | 0.014% | 0.01432% |  | 262 | 0.009107% | 0.009325% | 0.009216% |  | 262 | 872 | 0.01432% | 0.009581%
| Jan | 11 | 22 | 263 | 619.8277 | 541.972 | 547.0028 | 0.01323% | 0.01104% | 0.01088% | 0.01454% | 4647 | 0.01394% | 0.01424% |  | 9.5297 | 18.1532 | 18.6547 |  | 263 | 610.298 | 523.8188 | 528.3481 |  | 263 | 0.01328% | 0.01112% | 0.01094% | 0.01042% | 0.009109% | 0.009324% |  | 263 | 0.01112% | 0.01094% | 263 | 5226 | 0.01464% | 5149 | 0.014% | 0.01432% |  | 263 | 0.009109% | 0.009324% | 0.009216% |  | 263 | 4647 | 0.01432% | 0.01272%
| Jan | 11 | 23 | 264 | 619.5912 | 526.8254 | 543.3082 | 0.01322% | 0.01073% | 0.0108% | 0.01454% | 5442 | 0.01394% | 0.01424% |  | 9.5288 | 18.1577 | 18.6518 |  | 264 | 610.0625 | 508.6677 | 524.6564 |  | 264 | 0.01328% | 0.0108% | 0.01086% | 0.01042% | 0.009111% | 0.009322% |  | 264 | 0.0108% | 0.01086% | 264 | 4457 | 0.01464% | 4839 | 0.014% | 0.01432% |  | 264 | 0.009111% | 0.009322% | 0.009217% |  | 264 | 5442 | 0.01432% | 0.01245%
| Jan | 12 | 0 | 265 | 624.077 | 525.5221 | 541.7422 | 0.01332% | 0.0107% | 0.01077% | 0.01452% | 1519 | 0.01394% | 0.01423% |  | 9.5278 | 18.1622 | 18.6489 |  | 265 | 614.5492 | 507.3599 | 523.0933 |  | 265 | 0.01338% | 0.01077% | 0.01083% | 0.01041% | 0.009113% | 0.009321% |  | 265 | 0.01077% | 0.01083% | 265 | 4812 | 0.01461% | 5051 | 0.01399% | 0.0143% |  | 265 | 0.009113% | 0.009321% | 0.009217% |  | 265 | 1519 | 0.0143% | 0.01012%
| Jan | 12 | 1 | 266 | 636.5148 | 523.9953 | 545.2493 | 0.01359% | 0.01067% | 0.01084% | 0.01451% | 4598 | 0.01394% | 0.01423% |  | 9.5269 | 18.1667 | 18.6459 |  | 266 | 626.9879 | 505.8286 | 526.6033 |  | 266 | 0.01365% | 0.01074% | 0.01091% | 0.01041% | 0.009116% | 0.009319% |  | 266 | 0.01074% | 0.01091% | 266 | 4838 | 0.01461% | 5027 | 0.01399% | 0.0143% |  | 266 | 0.009116% | 0.009319% | 0.009217% |  | 266 | 4598 | 0.0143% | 0.01271%
| Jan | 12 | 2 | 267 | 650.3383 | 525.4103 | 550.4067 | 0.01388% | 0.0107% | 0.01094% | 0.01451% | 4648 | 0.01393% | 0.01422% |  | 9.5259 | 18.1712 | 18.643 |  | 267 | 640.8124 | 507.2391 | 531.7637 |  | 267 | 0.01395% | 0.01077% | 0.01101% | 0.01041% | 0.009118% | 0.009318% |  | 267 | 0.01077% | 0.01101% | 267 | 5108 | 0.01461% | 1183 | 0.01398% | 0.0143% |  | 267 | 0.009118% | 0.009318% | 0.009218% |  | 267 | 4648 | 0.0143% | 0.01272%
| Jan | 12 | 3 | 268 | 662.3048 | 530.8099 | 555.5924 | 0.01414% | 0.01081% | 0.01105% | 0.0145% | 991 | 0.01393% | 0.01422% |  | 9.525 | 18.1757 | 18.6401 |  | 268 | 652.7798 | 512.6342 | 536.9523 |  | 268 | 0.01421% | 0.01088% | 0.01112% | 0.01041% | 0.00912% | 0.009317% |  | 268 | 0.01088% | 0.01112% | 268 | 4669 | 0.01459% | 5442 | 0.01398% | 0.01429% |  | 268 | 0.00912% | 0.009317% | 0.009218% |  | 268 | 991 | 0.01429% | 0.009674%
| Jan | 12 | 4 | 269 | 679.6359 | 538.9743 | 563.7318 | 0.01451% | 0.01098% | 0.01121% | 0.01449% | 5075 | 0.01393% | 0.01421% |  | 9.5241 | 18.1802 | 18.6371 |  | 269 | 670.1119 | 520.7941 | 545.0947 |  | 269 | 0.01459% | 0.01105% | 0.01129% | 0.01041% | 0.009122% | 0.009315% |  | 269 | 0.01105% | 0.01129% | 269 | 5084 | 0.01459% | 5242 | 0.01398% | 0.01429% |  | 269 | 0.009122% | 0.009315% | 0.009219% |  | 269 | 5075 | 0.01429% | 0.01263%
| Jan | 12 | 5 | 270 | 701.7702 | 559.539 | 576.6255 | 0.01498% | 0.01139% | 0.01147% | 0.01449% | 4218 | 0.01392% | 0.01421% |  | 9.5231 | 18.1847 | 18.6342 |  | 270 | 692.2471 | 541.3543 | 557.9913 |  | 270 | 0.01507% | 0.01149% | 0.01156% | 0.01041% | 0.009125% | 0.009314% |  | 270 | 0.01149% | 0.01156% | 270 | 4796 | 0.01459% | 3909 | 0.01398% | 0.01428% |  | 270 | 0.009125% | 0.009314% | 0.009219% |  | 270 | 4218 | 0.01428% | 0.01261%
| Jan | 12 | 6 | 271 | 723.9081 | 588.1937 | 591.5728 | 0.01545% | 0.01198% | 0.01176% | 0.01448% | 3909 | 0.01392% | 0.0142% |  | 9.5222 | 18.1892 | 18.6313 |  | 271 | 714.3859 | 570.0045 | 572.9415 |  | 271 | 0.01555% | 0.0121% | 0.01186% | 0.01041% | 0.009127% | 0.009312% |  | 271 | 0.0121% | 0.01186% | 271 | 5200 | 0.01458% | 4984 | 0.01398% | 0.01428% |  | 271 | 0.009127% | 0.009312% | 0.009219% |  | 271 | 3909 | 0.01428% | 0.01243%
| Jan | 12 | 7 | 272 | 732.2233 | 595.8648 | 600.6125 | 0.01563% | 0.01213% | 0.01194% | 0.01448% | 4964 | 0.01392% | 0.0142% |  | 9.5213 | 18.1937 | 18.6284 |  | 272 | 722.702 | 577.671 | 581.9841 |  | 272 | 0.01573% | 0.01226% | 0.01205% | 0.01041% | 0.009129% | 0.009311% |  | 272 | 0.01226% | 0.01205% | 272 | 5439 | 0.01457% | 4624 | 0.01398% | 0.01428% |  | 272 | 0.009129% | 0.009311% | 0.00922% |  | 272 | 4964 | 0.01428% | 0.01266%
| Jan | 12 | 8 | 273 | 716.6821 | 589.4877 | 600.7344 | 0.0153% | 0.012% | 0.01195% | 0.01447% | 3898 | 0.01392% | 0.0142% |  | 9.5203 | 18.1982 | 18.6255 |  | 273 | 707.1618 | 571.2895 | 582.1089 |  | 273 | 0.01539% | 0.01213% | 0.01205% | 0.01041% | 0.009131% | 0.009309% |  | 273 | 0.01213% | 0.01205% | 273 | 4772 | 0.01457% | 3898 | 0.01398% | 0.01428% |  | 273 | 0.009131% | 0.009309% | 0.00922% |  | 273 | 3898 | 0.01428% | 0.01242%
| Jan | 12 | 9 | 274 | 694.9322 | 581.1464 | 589.6786 | 0.01483% | 0.01183% | 0.01173% | 0.01447% | 4019 | 0.01392% | 0.01419% |  | 9.5194 | 18.2027 | 18.6226 |  | 274 | 685.4128 | 562.9437 | 571.0561 |  | 274 | 0.01492% | 0.01195% | 0.01183% | 0.0104% | 0.009134% | 0.009308% |  | 274 | 0.01195% | 0.01183% | 274 | 5075 | 0.01457% | 4647 | 0.01398% | 0.01427% |  | 274 | 0.009134% | 0.009308% | 0.009221% |  | 274 | 4019 | 0.01427% | 0.01251%
| Jan | 12 | 10 | 275 | 660.7207 | 572.9633 | 569.9864 | 0.0141% | 0.01167% | 0.01133% | 0.01447% | 4911 | 0.01392% | 0.01419% |  | 9.5185 | 18.2072 | 18.6197 |  | 275 | 651.2022 | 554.7562 | 551.3667 |  | 275 | 0.01418% | 0.01177% | 0.01142% | 0.0104% | 0.009136% | 0.009306% |  | 275 | 0.01177% | 0.01142% | 275 | 5324 | 0.01457% | 4598 | 0.01397% | 0.01427% |  | 275 | 0.009136% | 0.009306% | 0.009221% |  | 275 | 4911 | 0.01427% | 0.01268%
| Jan | 12 | 11 | 276 | 644.2638 | 568.9323 | 555.0391 | 0.01375% | 0.01159% | 0.01104% | 0.01447% | 4914 | 0.01392% | 0.01419% |  | 9.5175 | 18.2117 | 18.6168 |  | 276 | 634.7462 | 550.7206 | 536.4223 |  | 276 | 0.01382% | 0.01169% | 0.01111% | 0.0104% | 0.009138% | 0.009305% |  | 276 | 0.01169% | 0.01111% | 276 | 5012 | 0.01457% | 4019 | 0.01397% | 0.01427% |  | 276 | 0.009138% | 0.009305% | 0.009221% |  | 276 | 4914 | 0.01427% | 0.01268%
| Jan | 12 | 12 | 277 | 628.1737 | 555.6476 | 539.8761 | 0.01341% | 0.01131% | 0.01074% | 0.01447% | 4932 | 0.01391% | 0.01419% |  | 9.5166 | 18.2162 | 18.6139 |  | 277 | 618.6571 | 537.4315 | 521.2622 |  | 277 | 0.01347% | 0.01141% | 0.01079% | 0.0104% | 0.00914% | 0.009303% |  | 277 | 0.01141% | 0.01079% | 277 | 4674 | 0.01456% | 4218 | 0.01397% | 0.01426% |  | 277 | 0.00914% | 0.009303% | 0.009222% |  | 277 | 4932 | 0.01426% | 0.01267%
| Jan | 12 | 13 | 278 | 614.9288 | 552.1566 | 527.6388 | 0.01312% | 0.01124% | 0.01049% | 0.01446% | 5131 | 0.01391% | 0.01419% |  | 9.5157 | 18.2207 | 18.611 |  | 278 | 605.4131 | 533.9359 | 509.0278 |  | 278 | 0.01318% | 0.01133% | 0.01054% | 0.0104% | 0.009143% | 0.009302% |  | 278 | 0.01133% | 0.01054% | 278 | 4977 | 0.01456% | 4648 | 0.01397% | 0.01426% |  | 278 | 0.009143% | 0.009302% | 0.009222% |  | 278 | 5131 | 0.01426% | 0.0126%
| Jan | 12 | 14 | 279 | 609.6741 | 555.5359 | 516.3017 | 0.01301% | 0.01131% | 0.01027% | 0.01446% | 4600 | 0.01391% | 0.01418% |  | 9.5147 | 18.2252 | 18.6081 |  | 279 | 600.1594 | 537.3108 | 497.6936 |  | 279 | 0.01306% | 0.0114% | 0.01031% | 0.0104% | 0.009145% | 0.009301% |  | 279 | 0.0114% | 0.01031% | 279 | 4554 | 0.01456% | 5075 | 0.01396% | 0.01426% |  | 279 | 0.009145% | 0.009301% | 0.009223% |  | 279 | 4600 | 0.01426% | 0.01271%
| Jan | 12 | 15 | 280 | 619.4389 | 556.9603 | 514.7451 | 0.01322% | 0.01134% | 0.01024% | 0.01446% | 4236 | 0.0139% | 0.01418% |  | 9.5138 | 18.2297 | 18.6053 |  | 280 | 609.9251 | 538.7306 | 496.1398 |  | 280 | 0.01328% | 0.01143% | 0.01027% | 0.0104% | 0.009147% | 0.009299% |  | 280 | 0.01143% | 0.01027% | 280 | 5243 | 0.01456% | 3974 | 0.01396% | 0.01426% |  | 280 | 0.009147% | 0.009299% | 0.009223% |  | 280 | 4236 | 0.01426% | 0.01262%
| Jan | 12 | 16 | 281 | 646.5139 | 566.7632 | 536.3596 | 0.0138% | 0.01154% | 0.01067% | 0.01446% | 3974 | 0.0139% | 0.01418% |  | 9.5128 | 18.2341 | 18.6024 |  | 281 | 637.001 | 548.5291 | 517.7572 |  | 281 | 0.01387% | 0.01164% | 0.01072% | 0.0104% | 0.009149% | 0.009298% |  | 281 | 0.01164% | 0.01072% | 281 | 4819 | 0.01455% | 4964 | 0.01395% | 0.01425% |  | 281 | 0.009149% | 0.009298% | 0.009224% |  | 281 | 3974 | 0.01425% | 0.01248%
| Jan | 12 | 17 | 282 | 672.3646 | 576.2775 | 557.0927 | 0.01435% | 0.01174% | 0.01108% | 0.01445% | 4721 | 0.0139% | 0.01418% |  | 9.5119 | 18.2386 | 18.5995 |  | 282 | 662.8526 | 558.0389 | 538.4932 |  | 282 | 0.01443% | 0.01184% | 0.01115% | 0.0104% | 0.009152% | 0.009296% |  | 282 | 0.01184% | 0.01115% | 282 | 5220 | 0.01455% | 4911 | 0.01395% | 0.01425% |  | 282 | 0.009152% | 0.009296% | 0.009224% |  | 282 | 4721 | 0.01425% | 0.01271%
| Jan | 12 | 18 | 283 | 678.6276 | 571.4552 | 561.7907 | 0.01448% | 0.01164% | 0.01117% | 0.01445% | 5085 | 0.0139% | 0.01417% |  | 9.511 | 18.2431 | 18.5966 |  | 283 | 669.1166 | 553.2121 | 543.1941 |  | 283 | 0.01457% | 0.01174% | 0.01125% | 0.0104% | 0.009154% | 0.009295% |  | 283 | 0.01174% | 0.01125% | 283 | 5440 | 0.01455% | 4914 | 0.01395% | 0.01425% |  | 283 | 0.009154% | 0.009295% | 0.009224% |  | 283 | 5085 | 0.01425% | 0.01262%
| Jan | 12 | 19 | 284 | 685.3701 | 565.2364 | 563.5349 | 0.01463% | 0.01151% | 0.01121% | 0.01445% | 871 | 0.0139% | 0.01417% |  | 9.51 | 18.2476 | 18.5938 |  | 284 | 675.8601 | 546.9888 | 544.9411 |  | 284 | 0.01471% | 0.01161% | 0.01128% | 0.01039% | 0.009156% | 0.009293% |  | 284 | 0.01161% | 0.01128% | 284 | 5301 | 0.01455% | 1184 | 0.01395% | 0.01425% |  | 284 | 0.009156% | 0.009293% | 0.009225% |  | 284 | 871 | 0.01425% | 0.00958%
| Jan | 12 | 20 | 285 | 685.3469 | 562.3412 | 565.9073 | 0.01463% | 0.01145% | 0.01125% | 0.01445% | 5109 | 0.0139% | 0.01417% |  | 9.5091 | 18.2521 | 18.5909 |  | 285 | 675.8378 | 544.0891 | 547.3164 |  | 285 | 0.01471% | 0.01155% | 0.01133% | 0.01039% | 0.009158% | 0.009292% |  | 285 | 0.01155% | 0.01133% | 285 | 4866 | 0.01455% | 4932 | 0.01395% | 0.01425% |  | 285 | 0.009158% | 0.009292% | 0.009225% |  | 285 | 5109 | 0.01425% | 0.01261%
| Jan | 12 | 21 | 286 | 681.5389 | 552.9758 | 563.5349 | 0.01455% | 0.01126% | 0.01121% | 0.01445% | 894 | 0.01389% | 0.01417% |  | 9.5082 | 18.2566 | 18.5881 |  | 286 | 672.0307 | 534.7192 | 544.9468 |  | 286 | 0.01463% | 0.01135% | 0.01128% | 0.01039% | 0.009161% | 0.009291% |  | 286 | 0.01135% | 0.01128% | 286 | 4786 | 0.01454% | 1497 | 0.01395% | 0.01424% |  | 286 | 0.009161% | 0.009291% | 0.009226% |  | 286 | 894 | 0.01424% | 0.009598%
| Jan | 12 | 22 | 287 | 669.0304 | 542.6795 | 558.7244 | 0.01428% | 0.01105% | 0.01111% | 0.01444% | 4646 | 0.01389% | 0.01417% |  | 9.5072 | 18.2611 | 18.5852 |  | 287 | 659.5232 | 524.4184 | 540.1391 |  | 287 | 0.01436% | 0.01113% | 0.01119% | 0.01039% | 0.009163% | 0.009289% |  | 287 | 0.01113% | 0.01119% | 287 | 4603 | 0.01454% | 4236 | 0.01394% | 0.01424% |  | 287 | 0.009163% | 0.009289% | 0.009226% |  | 287 | 4646 | 0.01424% | 0.01271%
| Jan | 12 | 23 | 288 | 667.7574 | 533.1838 | 554.3077 | 0.01425% | 0.01086% | 0.01102% | 0.01444% | 3999 | 0.01388% | 0.01416% |  | 9.5063 | 18.2655 | 18.5824 |  | 288 | 658.2511 | 514.9182 | 535.7253 |  | 288 | 0.01433% | 0.01093% | 0.01109% | 0.01039% | 0.009165% | 0.009288% |  | 288 | 0.01093% | 0.01109% | 288 | 4097 | 0.01453% | 5131 | 0.01394% | 0.01424% |  | 288 | 0.009165% | 0.009288% | 0.009226% |  | 288 | 3999 | 0.01424% | 0.0125%
| Jan | 13 | 0 | 289 | 670.6909 | 526.0527 | 555.7143 | 0.01431% | 0.01071% | 0.01105% | 0.01444% | 4621 | 0.01387% | 0.01416% |  | 9.5054 | 18.27 | 18.5795 |  | 289 | 661.1855 | 507.7827 | 537.1347 |  | 289 | 0.01439% | 0.01078% | 0.01112% | 0.01039% | 0.009167% | 0.009286% |  | 289 | 0.01078% | 0.01112% | 289 | 4454 | 0.01453% | 4600 | 0.01394% | 0.01424% |  | 289 | 0.009167% | 0.009286% | 0.009227% |  | 289 | 4621 | 0.01424% | 0.01271%
| Jan | 13 | 1 | 290 | 679.062 | 525.9038 | 558.9588 | 0.01449% | 0.01071% | 0.01111% | 0.01443% | 3977 | 0.01387% | 0.01415% |  | 9.5044 | 18.2745 | 18.5767 |  | 290 | 669.5576 | 507.6292 | 540.3821 |  | 290 | 0.01457% | 0.01077% | 0.01119% | 0.01039% | 0.00917% | 0.009285% |  | 290 | 0.01077% | 0.01119% | 290 | 5123 | 0.01453% | 5085 | 0.01393% | 0.01423% |  | 290 | 0.00917% | 0.009285% | 0.009227% |  | 290 | 3977 | 0.01423% | 0.01248%
| Jan | 13 | 2 | 291 | 687.2717 | 524.0512 | 560.2997 | 0.01467% | 0.01067% | 0.01114% | 0.01443% | 5436 | 0.01387% | 0.01415% |  | 9.5035 | 18.279 | 18.5739 |  | 291 | 677.7682 | 505.7722 | 541.7259 |  | 291 | 0.01475% | 0.01073% | 0.01122% | 0.01039% | 0.009172% | 0.009283% |  | 291 | 0.01073% | 0.01122% | 291 | 4725 | 0.01452% | 4721 | 0.01393% | 0.01423% |  | 291 | 0.009172% | 0.009283% | 0.009228% |  | 291 | 5436 | 0.01423% | 0.01246%
| Jan | 13 | 3 | 292 | 694.7914 | 525.9968 | 562.1846 | 0.01483% | 0.01071% | 0.01118% | 0.01443% | 3932 | 0.01387% | 0.01415% |  | 9.5026 | 18.2835 | 18.571 |  | 292 | 685.2888 | 507.7134 | 543.6135 |  | 292 | 0.01492% | 0.01078% | 0.01126% | 0.01039% | 0.009174% | 0.009282% |  | 292 | 0.01078% | 0.01126% | 292 | 5416 | 0.01452% | 5109 | 0.01393% | 0.01422% |  | 292 | 0.009174% | 0.009282% | 0.009228% |  | 292 | 3932 | 0.01422% | 0.01245%
| Jan | 13 | 4 | 293 | 705.8217 | 531.266 | 567.3327 | 0.01506% | 0.01082% | 0.01128% | 0.01441% | 5060 | 0.01387% | 0.01414% |  | 9.5016 | 18.288 | 18.5682 |  | 293 | 696.3201 | 512.9781 | 548.7644 |  | 293 | 0.01516% | 0.01089% | 0.01136% | 0.01039% | 0.009176% | 0.009281% |  | 293 | 0.01089% | 0.01136% | 293 | 4549 | 0.01452% | 3999 | 0.01393% | 0.01422% |  | 293 | 0.009176% | 0.009281% | 0.009228% |  | 293 | 5060 | 0.01422% | 0.01263%
| Jan | 13 | 5 | 294 | 724.1678 | 539.1326 | 575.7816 | 0.01546% | 0.01098% | 0.01145% | 0.01441% | 4362 | 0.01387% | 0.01414% |  | 9.5007 | 18.2924 | 18.5654 |  | 294 | 714.6671 | 520.8401 | 557.2162 |  | 294 | 0.01556% | 0.01105% | 0.01154% | 0.01038% | 0.009179% | 0.009279% |  | 294 | 0.01105% | 0.01154% | 294 | 4699 | 0.0145% | 3977 | 0.01393% | 0.01421% |  | 294 | 0.009179% | 0.009279% | 0.009229% |  | 294 | 4362 | 0.01421% | 0.01266%
| Jan | 13 | 6 | 295 | 742.3282 | 552.0821 | 588.1501 | 0.01584% | 0.01124% | 0.0117% | 0.01441% | 3947 | 0.01387% | 0.01414% |  | 9.4997 | 18.2969 | 18.5626 |  | 295 | 732.8285 | 533.7852 | 569.5876 |  | 295 | 0.01595% | 0.01133% | 0.0118% | 0.01038% | 0.009181% | 0.009278% |  | 295 | 0.01133% | 0.0118% | 295 | 5276 | 0.0145% | 3932 | 0.01392% | 0.01421% |  | 295 | 0.009181% | 0.009278% | 0.009229% |  | 295 | 3947 | 0.01421% | 0.01246%
| Jan | 13 | 7 | 296 | 746.258 | 560.8703 | 595.0518 | 0.01593% | 0.01142% | 0.01183% | 0.0144% | 4357 | 0.01386% | 0.01413% |  | 9.4988 | 18.3014 | 18.5598 |  | 296 | 736.7592 | 542.5689 | 576.492 |  | 296 | 0.01604% | 0.01152% | 0.01194% | 0.01038% | 0.009183% | 0.009276% |  | 296 | 0.01152% | 0.01194% | 296 | 5267 | 0.0145% | 4646 | 0.01392% | 0.01421% |  | 296 | 0.009183% | 0.009276% | 0.00923% |  | 296 | 4357 | 0.01421% | 0.01266%
| Jan | 13 | 8 | 297 | 738.7469 | 566.968 | 599.5247 | 0.01577% | 0.01155% | 0.01192% | 0.0144% | 848 | 0.01386% | 0.01413% |  | 9.4979 | 18.3059 | 18.557 |  | 297 | 729.249 | 548.6622 | 580.9678 |  | 297 | 0.01587% | 0.01165% | 0.01203% | 0.01038% | 0.009185% | 0.009275% |  | 297 | 0.01165% | 0.01203% | 297 | 5199 | 0.0145% | 3947 | 0.01392% | 0.01421% |  | 297 | 0.009185% | 0.009275% | 0.00923% |  | 297 | 848 | 0.01421% | 0.009563%
| Jan | 13 | 9 | 298 | 723.7502 | 566.0184 | 599.1028 | 0.01545% | 0.01153% | 0.01191% | 0.0144% | 5121 | 0.01386% | 0.01413% |  | 9.4969 | 18.3103 | 18.5542 |  | 298 | 714.2533 | 547.7081 | 580.5486 |  | 298 | 0.01555% | 0.01163% | 0.01202% | 0.01038% | 0.009188% | 0.009274% |  | 298 | 0.01163% | 0.01202% | 298 | 4264 | 0.01449% | 824 | 0.01391% | 0.0142% |  | 298 | 0.009188% | 0.009274% | 0.009231% |  | 298 | 5121 | 0.0142% | 0.01261%
| Jan | 13 | 10 | 299 | 704.4094 | 555.117 | 596.1677 | 0.01503% | 0.0113% | 0.01185% | 0.0144% | 5154 | 0.01386% | 0.01413% |  | 9.496 | 18.3148 | 18.5514 |  | 299 | 694.9134 | 536.8022 | 577.6163 |  | 299 | 0.01513% | 0.01139% | 0.01196% | 0.01038% | 0.00919% | 0.009272% |  | 299 | 0.01139% | 0.01196% | 299 | 5149 | 0.01449% | 5436 | 0.01391% | 0.0142% |  | 299 | 0.00919% | 0.009272% | 0.009231% |  | 299 | 5154 | 0.0142% | 0.0126%
| Jan | 13 | 11 | 300 | 678.7178 | 541.8696 | 589.2004 | 0.01449% | 0.01103% | 0.01172% | 0.0144% | 993 | 0.01386% | 0.01413% |  | 9.4951 | 18.3193 | 18.5486 |  | 300 | 669.2228 | 523.5503 | 570.6518 |  | 300 | 0.01457% | 0.01111% | 0.01182% | 0.01038% | 0.009192% | 0.009271% |  | 300 | 0.01111% | 0.01182% | 300 | 4953 | 0.01449% | 3998 | 0.01391% | 0.0142% |  | 300 | 0.009192% | 0.009271% | 0.009231% |  | 300 | 993 | 0.0142% | 0.009676%
| Jan | 13 | 12 | 301 | 661.3928 | 528.9387 | 584.2117 | 0.01412% | 0.01077% | 0.01162% | 0.01439% | 3998 | 0.01386% | 0.01412% |  | 9.4941 | 18.3238 | 18.5458 |  | 301 | 651.8986 | 510.6149 | 565.6659 |  | 301 | 0.01419% | 0.01084% | 0.01171% | 0.01038% | 0.009194% | 0.009269% |  | 301 | 0.01084% | 0.01171% | 301 | 4263 | 0.01449% | 4621 | 0.01391% | 0.0142% |  | 301 | 0.009194% | 0.009269% | 0.009232% |  | 301 | 3998 | 0.0142% | 0.01249%
| Jan | 13 | 13 | 302 | 658.1174 | 525.5407 | 580.6859 | 0.01405% | 0.0107% | 0.01155% | 0.01439% | 4240 | 0.01386% | 0.01412% |  | 9.4932 | 18.3282 | 18.543 |  | 302 | 648.6242 | 507.2125 | 562.1429 |  | 302 | 0.01412% | 0.01077% | 0.01164% | 0.01038% | 0.009197% | 0.009268% |  | 302 | 0.01077% | 0.01164% | 302 | 4117 | 0.01448% | 847 | 0.01391% | 0.01419% |  | 302 | 0.009197% | 0.009268% | 0.009232% |  | 302 | 4240 | 0.01419% | 0.01262%
| Jan | 13 | 14 | 303 | 659.3924 | 521.5283 | 578.6791 | 0.01407% | 0.01062% | 0.01151% | 0.01438% | 1520 | 0.01386% | 0.01412% |  | 9.4923 | 18.3327 | 18.5402 |  | 303 | 649.9001 | 503.1956 | 560.1389 |  | 303 | 0.01415% | 0.01068% | 0.0116% | 0.01038% | 0.009199% | 0.009267% |  | 303 | 0.01068% | 0.0116% | 303 | 5415 | 0.01448% | 4362 | 0.0139% | 0.01419% |  | 303 | 0.009199% | 0.009267% | 0.009233% |  | 303 | 1520 | 0.01419% | 0.01012%
| Jan | 13 | 15 | 304 | 665.1036 | 522.3568 | 578.0227 | 0.0142% | 0.01064% | 0.01149% | 0.01437% | 5010 | 0.01386% | 0.01411% |  | 9.4913 | 18.3372 | 18.5374 |  | 304 | 655.6123 | 504.0197 | 559.4853 |  | 304 | 0.01427% | 0.0107% | 0.01159% | 0.01037% | 0.009201% | 0.009265% |  | 304 | 0.0107% | 0.01159% | 304 | 5099 | 0.01447% | 3997 | 0.0139% | 0.01419% |  | 304 | 0.009201% | 0.009265% | 0.009233% |  | 304 | 5010 | 0.01419% | 0.01265%
| Jan | 13 | 16 | 305 | 678.9795 | 531.7315 | 585.0088 | 0.01449% | 0.01083% | 0.01163% | 0.01436% | 4940 | 0.01385% | 0.01411% |  | 9.4904 | 18.3416 | 18.5347 |  | 305 | 669.4891 | 513.3899 | 566.4741 |  | 305 | 0.01457% | 0.0109% | 0.01173% | 0.01037% | 0.009203% | 0.009264% |  | 305 | 0.0109% | 0.01173% | 305 | 5176 | 0.01446% | 4357 | 0.0139% | 0.01418% |  | 305 | 0.009203% | 0.009264% | 0.009234% |  | 305 | 4940 | 0.01418% | 0.01267%
| Jan | 13 | 17 | 306 | 688.9234 | 537.8479 | 588.7503 | 0.0147% | 0.01095% | 0.01171% | 0.01436% | 3997 | 0.01385% | 0.01411% |  | 9.4895 | 18.3461 | 18.5319 |  | 306 | 679.434 | 519.5018 | 570.2184 |  | 306 | 0.01479% | 0.01103% | 0.01181% | 0.01037% | 0.009206% | 0.009262% |  | 306 | 0.01103% | 0.01181% | 306 | 5175 | 0.01445% | 825 | 0.0139% | 0.01417% |  | 306 | 0.009206% | 0.009262% | 0.009234% |  | 306 | 3997 | 0.01417% | 0.01249%
| Jan | 13 | 18 | 307 | 682.2137 | 538.6299 | 582.7582 | 0.01456% | 0.01097% | 0.01159% | 0.01436% | 4214 | 0.01385% | 0.0141% |  | 9.4885 | 18.3506 | 18.5291 |  | 307 | 672.7252 | 520.2793 | 564.2291 |  | 307 | 0.01464% | 0.01104% | 0.01168% | 0.01037% | 0.009208% | 0.009261% |  | 307 | 0.01104% | 0.01168% | 307 | 5026 | 0.01445% | 4240 | 0.0139% | 0.01417% |  | 307 | 0.009208% | 0.009261% | 0.009234% |  | 307 | 4214 | 0.01417% | 0.01261%
| Jan | 13 | 19 | 308 | 674.634 | 540.6314 | 578.8479 | 0.0144% | 0.01101% | 0.01151% | 0.01435% | 4869 | 0.01385% | 0.0141% |  | 9.4876 | 18.355 | 18.5264 |  | 308 | 665.1464 | 522.2764 | 560.3216 |  | 308 | 0.01448% | 0.01109% | 0.0116% | 0.01037% | 0.00921% | 0.00926% |  | 308 | 0.01109% | 0.0116% | 308 | 4861 | 0.01445% | 5060 | 0.0139% | 0.01417% |  | 308 | 0.00921% | 0.00926% | 0.009235% |  | 308 | 4869 | 0.01417% | 0.01269%
| Jan | 13 | 20 | 309 | 668.0717 | 538.5181 | 575.3502 | 0.01426% | 0.01097% | 0.01144% | 0.01435% | 5465 | 0.01385% | 0.0141% |  | 9.4866 | 18.3595 | 18.5236 |  | 309 | 658.585 | 520.1587 | 556.8266 |  | 309 | 0.01434% | 0.01104% | 0.01153% | 0.01037% | 0.009212% | 0.009258% |  | 309 | 0.01104% | 0.01153% | 309 | 4093 | 0.01445% | 3876 | 0.01389% | 0.01417% |  | 309 | 0.009212% | 0.009258% | 0.009235% |  | 309 | 5465 | 0.01417% | 0.01244%
| Jan | 13 | 21 | 310 | 657.2952 | 536.6562 | 566.0761 | 0.01403% | 0.01093% | 0.01126% | 0.01435% | 4239 | 0.01384% | 0.0141% |  | 9.4857 | 18.364 | 18.5209 |  | 310 | 647.8095 | 518.2923 | 547.5553 |  | 310 | 0.0141% | 0.011% | 0.01134% | 0.01037% | 0.009215% | 0.009257% |  | 310 | 0.011% | 0.01134% | 310 | 5060 | 0.01444% | 4214 | 0.01389% | 0.01417% |  | 310 | 0.009215% | 0.009257% | 0.009236% |  | 310 | 4239 | 0.01417% | 0.01262%
| Jan | 13 | 22 | 311 | 640.7013 | 529.1342 | 554.017 | 0.01367% | 0.01078% | 0.01102% | 0.01435% | 5896 | 0.01384% | 0.01409% |  | 9.4848 | 18.3684 | 18.5181 |  | 311 | 631.2165 | 510.7657 | 535.4989 |  | 311 | 0.01374% | 0.01084% | 0.01109% | 0.01037% | 0.009217% | 0.009256% |  | 311 | 0.01084% | 0.01109% | 311 | 4071 | 0.01444% | 5121 | 0.01389% | 0.01416% |  | 311 | 0.009217% | 0.009256% | 0.009236% |  | 311 | 5896 | 0.01416% | 0.01221%
| Jan | 13 | 23 | 312 | 630.7423 | 524.6283 | 548.3437 | 0.01346% | 0.01068% | 0.0109% | 0.01435% | 4649 | 0.01384% | 0.01409% |  | 9.4838 | 18.3729 | 18.5154 |  | 312 | 621.2584 | 506.2555 | 529.8284 |  | 312 | 0.01352% | 0.01075% | 0.01097% | 0.01037% | 0.009219% | 0.009254% |  | 312 | 0.01075% | 0.01097% | 312 | 4837 | 0.01444% | 5896 | 0.01389% | 0.01416% |  | 312 | 0.009219% | 0.009254% | 0.009237% |  | 312 | 4649 | 0.01416% | 0.01272%
| Jan | 14 | 0 | 313 | 625.1028 | 521.9472 | 543.9364 | 0.01334% | 0.01063% | 0.01082% | 0.01434% | 4238 | 0.01384% | 0.01409% |  | 9.4829 | 18.3773 | 18.5126 |  | 313 | 615.6199 | 503.5699 | 525.4238 |  | 313 | 0.0134% | 0.01069% | 0.01088% | 0.01036% | 0.009221% | 0.009253% |  | 313 | 0.01069% | 0.01088% | 313 | 4893 | 0.01443% | 5154 | 0.01389% | 0.01416% |  | 313 | 0.009221% | 0.009253% | 0.009237% |  | 313 | 4238 | 0.01416% | 0.01262%
| Jan | 14 | 1 | 314 | 624.6208 | 522.2358 | 545.043 | 0.01333% | 0.01063% | 0.01084% | 0.01434% | 3876 | 0.01384% | 0.01409% |  | 9.482 | 18.3818 | 18.5099 |  | 314 | 615.1388 | 503.854 | 526.5331 |  | 314 | 0.01339% | 0.01069% | 0.0109% | 0.01036% | 0.009223% | 0.009251% |  | 314 | 0.01069% | 0.0109% | 314 | 4990 | 0.01443% | 5465 | 0.01389% | 0.01416% |  | 314 | 0.009223% | 0.009251% | 0.009237% |  | 314 | 3876 | 0.01416% | 0.01241%
| Jan | 14 | 2 | 315 | 626.3101 | 523.1202 | 549.7034 | 0.01337% | 0.01065% | 0.01093% | 0.01434% | 4717 | 0.01383% | 0.01409% |  | 9.481 | 18.3863 | 18.5072 |  | 315 | 616.8291 | 504.7339 | 531.1963 |  | 315 | 0.01343% | 0.01071% | 0.011% | 0.01036% | 0.009226% | 0.00925% |  | 315 | 0.01071% | 0.011% | 315 | 5607 | 0.01443% | 4239 | 0.01389% | 0.01416% |  | 315 | 0.009226% | 0.00925% | 0.009238% |  | 315 | 4717 | 0.01416% | 0.01271%
| Jan | 14 | 3 | 316 | 631.4408 | 526.1923 | 557.9836 | 0.01348% | 0.01072% | 0.0111% | 0.01433% | 4842 | 0.01383% | 0.01408% |  | 9.4801 | 18.3907 | 18.5044 |  | 316 | 621.9607 | 507.8016 | 539.4791 |  | 316 | 0.01354% | 0.01078% | 0.01117% | 0.01036% | 0.009228% | 0.009249% |  | 316 | 0.01078% | 0.01117% | 316 | 4966 | 0.01443% | 5010 | 0.01388% | 0.01416% |  | 316 | 0.009228% | 0.009249% | 0.009238% |  | 316 | 4842 | 0.01416% | 0.0127%
| Jan | 14 | 4 | 317 | 640.9078 | 531.2474 | 573.4748 | 0.01368% | 0.01082% | 0.0114% | 0.01433% | 5943 | 0.01383% | 0.01408% |  | 9.4792 | 18.3952 | 18.5017 |  | 317 | 631.4287 | 512.8522 | 554.9731 |  | 317 | 0.01374% | 0.01089% | 0.01149% | 0.01036% | 0.00923% | 0.009247% |  | 317 | 0.01089% | 0.01149% | 317 | 5131 | 0.01443% | 4940 | 0.01388% | 0.01416% |  | 317 | 0.00923% | 0.009247% | 0.009239% |  | 317 | 5943 | 0.01416% | 0.01219%
| Jan | 14 | 5 | 318 | 651.4116 | 540.7152 | 592.9982 | 0.0139% | 0.01101% | 0.01179% | 0.01433% | 5098 | 0.01382% | 0.01408% |  | 9.4782 | 18.3996 | 18.499 |  | 318 | 641.9334 | 522.3156 | 574.4992 |  | 318 | 0.01397% | 0.01109% | 0.0119% | 0.01036% | 0.009232% | 0.009246% |  | 318 | 0.01109% | 0.0119% | 318 | 4811 | 0.01442% | 5943 | 0.01388% | 0.01415% |  | 318 | 0.009232% | 0.009246% | 0.009239% |  | 318 | 5098 | 0.01415% | 0.01262%
| Jan | 14 | 6 | 319 | 663.8088 | 551.747 | 618.3167 | 0.01417% | 0.01124% | 0.01229% | 0.01433% | 4892 | 0.01382% | 0.01407% |  | 9.4773 | 18.4041 | 18.4963 |  | 319 | 654.3315 | 533.3429 | 599.8205 |  | 319 | 0.01424% | 0.01132% | 0.01242% | 0.01036% | 0.009235% | 0.009245% |  | 319 | 0.01132% | 0.01242% | 319 | 5252 | 0.01441% | 4869 | 0.01388% | 0.01414% |  | 319 | 0.009235% | 0.009245% | 0.00924% |  | 319 | 4892 | 0.01414% | 0.01268%
| Jan | 14 | 7 | 320 | 671.3086 | 559.7066 | 627.4314 | 0.01433% | 0.0114% | 0.01248% | 0.01431% | 5704 | 0.01382% | 0.01407% |  | 9.4764 | 18.4085 | 18.4936 |  | 320 | 661.8322 | 541.2981 | 608.9379 |  | 320 | 0.01441% | 0.01149% | 0.01261% | 0.01036% | 0.009237% | 0.009243% |  | 320 | 0.01149% | 0.01261% | 320 | 5201 | 0.01441% | 4238 | 0.01388% | 0.01414% |  | 320 | 0.009237% | 0.009243% | 0.00924% |  | 320 | 5704 | 0.01414% | 0.01231%
| Jan | 14 | 8 | 321 | 671.8276 | 558.785 | 620.6142 | 0.01434% | 0.01138% | 0.01234% | 0.01431% | 5296 | 0.01382% | 0.01407% |  | 9.4754 | 18.413 | 18.4908 |  | 321 | 662.3522 | 540.372 | 602.1233 |  | 321 | 0.01442% | 0.01147% | 0.01247% | 0.01036% | 0.009239% | 0.009242% |  | 321 | 0.01147% | 0.01247% | 321 | 5438 | 0.01441% | 4649 | 0.01387% | 0.01414% |  | 321 | 0.009239% | 0.009242% | 0.009241% |  | 321 | 5296 | 0.01414% | 0.01253%
| Jan | 14 | 9 | 322 | 665.6759 | 547.567 | 613.8719 | 0.01421% | 0.01115% | 0.01221% | 0.01431% | 5036 | 0.01382% | 0.01407% |  | 9.4745 | 18.4174 | 18.4881 |  | 322 | 656.2014 | 529.1495 | 595.3838 |  | 322 | 0.01428% | 0.01123% | 0.01233% | 0.01036% | 0.009241% | 0.009241% |  | 322 | 0.01123% | 0.01233% | 322 | 4072 | 0.01441% | 5704 | 0.01386% | 0.01414% |  | 322 | 0.009241% | 0.009241% | 0.009241% |  | 322 | 5036 | 0.01414% | 0.01264%
| Jan | 14 | 10 | 323 | 656.8584 | 534.8036 | 607.4204 | 0.01402% | 0.01089% | 0.01208% | 0.01431% | 5919 | 0.01381% | 0.01406% |  | 9.4735 | 18.4219 | 18.4854 |  | 323 | 647.3849 | 516.3818 | 588.9349 |  | 323 | 0.01409% | 0.01096% | 0.0122% | 0.01035% | 0.009244% | 0.009239% |  | 323 | 0.01096% | 0.0122% | 323 | 4929 | 0.0144% | 5919 | 0.01386% | 0.01413% |  | 323 | 0.009244% | 0.009239% | 0.009241% |  | 323 | 5919 | 0.01413% | 0.0122%
| Jan | 14 | 11 | 324 | 641.3274 | 521.1838 | 604.204 | 0.01369% | 0.01061% | 0.01201% | 0.01431% | 4237 | 0.0138% | 0.01406% |  | 9.4726 | 18.4263 | 18.4827 |  | 324 | 631.8548 | 502.7575 | 585.7212 |  | 324 | 0.01375% | 0.01067% | 0.01213% | 0.01035% | 0.009246% | 0.009238% |  | 324 | 0.01067% | 0.01213% | 324 | 4458 | 0.0144% | 4717 | 0.01386% | 0.01413% |  | 324 | 0.009246% | 0.009238% | 0.009242% |  | 324 | 4237 | 0.01413% | 0.01262%
| Jan | 14 | 12 | 325 | 627.1358 | 509.8169 | 603.557 | 0.01338% | 0.01038% | 0.012% | 0.01431% | 4029 | 0.0138% | 0.01405% |  | 9.4717 | 18.4308 | 18.4801 |  | 325 | 617.6641 | 491.3861 | 585.0769 |  | 325 | 0.01345% | 0.01043% | 0.01212% | 0.01035% | 0.009248% | 0.009237% |  | 325 | 0.01043% | 0.01212% | 325 | 4144 | 0.01439% | 4842 | 0.01386% | 0.01413% |  | 325 | 0.009248% | 0.009237% | 0.009242% |  | 325 | 4029 | 0.01413% | 0.01251%
| Jan | 14 | 13 | 326 | 617.6163 | 500.5726 | 600.3968 | 0.01318% | 0.01019% | 0.01194% | 0.0143% | 4601 | 0.0138% | 0.01405% |  | 9.4707 | 18.4352 | 18.4774 |  | 326 | 608.1456 | 482.1373 | 581.9195 |  | 326 | 0.01324% | 0.01023% | 0.01205% | 0.01035% | 0.00925% | 0.009235% |  | 326 | 0.01023% | 0.01205% | 326 | 4596 | 0.01439% | 5098 | 0.01385% | 0.01412% |  | 326 | 0.00925% | 0.009235% | 0.009243% |  | 326 | 4601 | 0.01412% | 0.01271%
| Jan | 14 | 14 | 327 | 612.0564 | 498.1335 | 600.3406 | 0.01306% | 0.01014% | 0.01194% | 0.0143% | 4241 | 0.0138% | 0.01405% |  | 9.4698 | 18.4397 | 18.4747 |  | 327 | 602.5866 | 479.6938 | 581.8659 |  | 327 | 0.01312% | 0.01018% | 0.01205% | 0.01035% | 0.009253% | 0.009234% |  | 327 | 0.01018% | 0.01205% | 327 | 5037 | 0.01439% | 5296 | 0.01385% | 0.01412% |  | 327 | 0.009253% | 0.009234% | 0.009243% |  | 327 | 4241 | 0.01412% | 0.01262%
| Jan | 14 | 15 | 328 | 616.3503 | 500.3026 | 603.2006 | 0.01315% | 0.01019% | 0.01199% | 0.01429% | 4018 | 0.0138% | 0.01405% |  | 9.4689 | 18.4441 | 18.472 |  | 328 | 606.8815 | 481.8584 | 584.7286 |  | 328 | 0.01321% | 0.01023% | 0.01211% | 0.01035% | 0.009255% | 0.009233% |  | 328 | 0.01023% | 0.01211% | 328 | 5174 | 0.01439% | 994 | 0.01385% | 0.01412% |  | 328 | 0.009255% | 0.009233% | 0.009244% |  | 328 | 4018 | 0.01412% | 0.01251%
| Jan | 14 | 16 | 329 | 634.0351 | 515.5888 | 609.5771 | 0.01353% | 0.0105% | 0.01212% | 0.01429% | 4882 | 0.0138% | 0.01404% |  | 9.4679 | 18.4486 | 18.4693 |  | 329 | 624.5671 | 497.1402 | 591.1078 |  | 329 | 0.0136% | 0.01055% | 0.01224% | 0.01035% | 0.009257% | 0.009231% |  | 329 | 0.01055% | 0.01224% | 329 | 4714 | 0.01438% | 4029 | 0.01385% | 0.01412% |  | 329 | 0.009257% | 0.009231% | 0.009244% |  | 329 | 4882 | 0.01412% | 0.01269%
| Jan | 14 | 17 | 330 | 652.83 | 532.0294 | 614.5002 | 0.01393% | 0.01083% | 0.01222% | 0.01429% | 5607 | 0.0138% | 0.01404% |  | 9.467 | 18.453 | 18.4667 |  | 330 | 643.363 | 513.5764 | 596.0335 |  | 330 | 0.014% | 0.0109% | 0.01234% | 0.01035% | 0.009259% | 0.00923% |  | 330 | 0.0109% | 0.01234% | 330 | 5608 | 0.01438% | 4892 | 0.01385% | 0.01411% |  | 330 | 0.009259% | 0.00923% | 0.009245% |  | 330 | 5607 | 0.01411% | 0.01236%
| Jan | 14 | 18 | 331 | 653.9471 | 537.1217 | 611.1807 | 0.01396% | 0.01094% | 0.01215% | 0.01429% | 4000 | 0.01379% | 0.01404% |  | 9.4661 | 18.4575 | 18.464 |  | 331 | 644.481 | 518.6642 | 592.7167 |  | 331 | 0.01403% | 0.01101% | 0.01227% | 0.01035% | 0.009261% | 0.009229% |  | 331 | 0.01101% | 0.01227% | 331 | 4842 | 0.01438% | 5036 | 0.01385% | 0.01411% |  | 331 | 0.009261% | 0.009229% | 0.009245% |  | 331 | 4000 | 0.01411% | 0.0125%
| Jan | 14 | 19 | 332 | 659.3775 | 537.28 | 612.7748 | 0.01407% | 0.01094% | 0.01218% | 0.01429% | 4235 | 0.01379% | 0.01404% |  | 9.4651 | 18.4619 | 18.4613 |  | 332 | 649.9124 | 518.8181 | 594.3134 |  | 332 | 0.01415% | 0.01101% | 0.01231% | 0.01035% | 0.009264% | 0.009227% |  | 332 | 0.01101% | 0.01231% | 332 | 4942 | 0.01438% | 849 | 0.01385% | 0.01411% |  | 332 | 0.009264% | 0.009227% | 0.009245% |  | 332 | 4235 | 0.01411% | 0.01262%
| Jan | 14 | 20 | 333 | 658.7355 | 536.0884 | 608.405 | 0.01406% | 0.01092% | 0.0121% | 0.01429% | 5755 | 0.01379% | 0.01404% |  | 9.4642 | 18.4664 | 18.4587 |  | 333 | 649.2713 | 517.622 | 589.9463 |  | 333 | 0.01413% | 0.01099% | 0.01222% | 0.01034% | 0.009266% | 0.009226% |  | 333 | 0.01099% | 0.01222% | 333 | 4618 | 0.01437% | 4018 | 0.01385% | 0.01411% |  | 333 | 0.009266% | 0.009226% | 0.009246% |  | 333 | 5755 | 0.01411% | 0.01228%
| Jan | 14 | 21 | 334 | 654.4906 | 528.287 | 596.299 | 0.01397% | 0.01076% | 0.01186% | 0.01428% | 4052 | 0.01379% | 0.01404% |  | 9.4633 | 18.4708 | 18.456 |  | 334 | 645.0274 | 509.8162 | 577.8429 |  | 334 | 0.01404% | 0.01082% | 0.01197% | 0.01034% | 0.009268% | 0.009225% |  | 334 | 0.01082% | 0.01197% | 334 | 4123 | 0.01437% | 4237 | 0.01384% | 0.01411% |  | 334 | 0.009268% | 0.009225% | 0.009246% |  | 334 | 4052 | 0.01411% | 0.01253%
| Jan | 14 | 22 | 335 | 646.1499 | 520.4763 | 580.5827 | 0.01379% | 0.0106% | 0.01154% | 0.01428% | 5725 | 0.01379% | 0.01404% |  | 9.4623 | 18.4752 | 18.4534 |  | 335 | 636.6876 | 502.0011 | 562.1293 |  | 335 | 0.01386% | 0.01065% | 0.01164% | 0.01034% | 0.00927% | 0.009223% |  | 335 | 0.01065% | 0.01164% | 335 | 4629 | 0.01437% | 4000 | 0.01384% | 0.01411% |  | 335 | 0.00927% | 0.009223% | 0.009247% |  | 335 | 5725 | 0.01411% | 0.01229%
| Jan | 14 | 23 | 336 | 641.0607 | 515.2909 | 572.9684 | 0.01368% | 0.01049% | 0.01139% | 0.01428% | 4838 | 0.01379% | 0.01403% |  | 9.4614 | 18.4797 | 18.4507 |  | 336 | 631.5993 | 496.8112 | 554.5177 |  | 336 | 0.01375% | 0.01054% | 0.01148% | 0.01034% | 0.009273% | 0.009222% |  | 336 | 0.01054% | 0.01148% | 336 | 4479 | 0.01436% | 4052 | 0.01384% | 0.0141% |  | 336 | 0.009273% | 0.009222% | 0.009247% |  | 336 | 4838 | 0.0141% | 0.0127%
| Jan | 15 | 0 | 337 | 637.4196 | 512.7401 | 569.9864 | 0.0136% | 0.01044% | 0.01133% | 0.01427% | 5252 | 0.01379% | 0.01403% |  | 9.4604 | 18.4841 | 18.4481 |  | 337 | 627.9592 | 494.256 | 551.5383 |  | 337 | 0.01367% | 0.01049% | 0.01142% | 0.01034% | 0.009275% | 0.009221% |  | 337 | 0.01049% | 0.01142% | 337 | 4737 | 0.01436% | 4241 | 0.01384% | 0.0141% |  | 337 | 0.009275% | 0.009221% | 0.009248% |  | 337 | 5252 | 0.0141% | 0.01255%
| Jan | 15 | 1 | 338 | 636.7187 | 515.3188 | 567.6609 | 0.01359% | 0.01049% | 0.01129% | 0.01427% | 5897 | 0.01378% | 0.01403% |  | 9.4595 | 18.4886 | 18.4455 |  | 338 | 627.2592 | 496.8303 | 549.2154 |  | 338 | 0.01365% | 0.01055% | 0.01137% | 0.01034% | 0.009277% | 0.009219% |  | 338 | 0.01055% | 0.01137% | 338 | 5314 | 0.01435% | 5755 | 0.01384% | 0.01409% |  | 338 | 0.009277% | 0.009219% | 0.009248% |  | 338 | 5897 | 0.01409% | 0.01221%
| Jan | 15 | 2 | 339 | 638.6385 | 515.2537 | 570.8679 | 0.01363% | 0.01049% | 0.01135% | 0.01426% | 5748 | 0.01378% | 0.01402% |  | 9.4586 | 18.493 | 18.4428 |  | 339 | 629.1799 | 496.7607 | 552.4251 |  | 339 | 0.0137% | 0.01054% | 0.01144% | 0.01034% | 0.009279% | 0.009218% |  | 339 | 0.01054% | 0.01144% | 339 | 4653 | 0.01435% | 5607 | 0.01383% | 0.01409% |  | 339 | 0.009279% | 0.009218% | 0.009249% |  | 339 | 5748 | 0.01409% | 0.01228%
| Jan | 15 | 3 | 340 | 640.8699 | 519.7688 | 574.1124 | 0.01368% | 0.01058% | 0.01142% | 0.01426% | 5796 | 0.01378% | 0.01402% |  | 9.4576 | 18.4974 | 18.4402 |  | 340 | 631.4123 | 501.2713 | 555.6722 |  | 340 | 0.01374% | 0.01064% | 0.01151% | 0.01034% | 0.009282% | 0.009217% |  | 340 | 0.01064% | 0.01151% | 340 | 5461 | 0.01434% | 5725 | 0.01383% | 0.01409% |  | 340 | 0.009282% | 0.009217% | 0.009249% |  | 340 | 5796 | 0.01409% | 0.01226%
| Jan | 15 | 4 | 341 | 644.5884 | 530.2606 | 590.3632 | 0.01376% | 0.0108% | 0.01174% | 0.01426% | 1183 | 0.01378% | 0.01402% |  | 9.4567 | 18.5019 | 18.4376 |  | 341 | 635.1316 | 511.7587 | 571.9256 |  | 341 | 0.01383% | 0.01086% | 0.01184% | 0.01034% | 0.009284% | 0.009215% |  | 341 | 0.01086% | 0.01184% | 341 | 5109 | 0.01434% | 4235 | 0.01383% | 0.01409% |  | 341 | 0.009284% | 0.009215% | 0.00925% |  | 341 | 1183 | 0.01409% | 0.009834%
| Jan | 15 | 5 | 342 | 649.3415 | 548.9448 | 613.3937 | 0.01386% | 0.01118% | 0.0122% | 0.01426% | 5179 | 0.01377% | 0.01401% |  | 9.4558 | 18.5063 | 18.435 |  | 342 | 639.8857 | 530.4385 | 594.9587 |  | 342 | 0.01393% | 0.01126% | 0.01232% | 0.01034% | 0.009286% | 0.009214% |  | 342 | 0.01126% | 0.01232% | 342 | 4453 | 0.01434% | 5897 | 0.01383% | 0.01409% |  | 342 | 0.009286% | 0.009214% | 0.00925% |  | 342 | 5179 | 0.01409% | 0.01259%
| Jan | 15 | 6 | 343 | 660.1025 | 571.3621 | 640.644 | 0.01409% | 0.01163% | 0.01274% | 0.01426% | 5413 | 0.01377% | 0.01401% |  | 9.4548 | 18.5107 | 18.4323 |  | 343 | 650.6476 | 552.8514 | 622.2116 |  | 343 | 0.01416% | 0.01173% | 0.01289% | 0.01033% | 0.009288% | 0.009213% |  | 343 | 0.01173% | 0.01289% | 343 | 4762 | 0.01434% | 4601 | 0.01383% | 0.01408% |  | 343 | 0.009288% | 0.009213% | 0.00925% |  | 343 | 5413 | 0.01408% | 0.01247%
| Jan | 15 | 7 | 344 | 669.5273 | 579.7034 | 648.9428 | 0.01429% | 0.0118% | 0.0129% | 0.01425% | 5005 | 0.01377% | 0.01401% |  | 9.4539 | 18.5152 | 18.4297 |  | 344 | 660.0734 | 561.1883 | 630.5131 |  | 344 | 0.01437% | 0.01191% | 0.01306% | 0.01033% | 0.00929% | 0.009211% |  | 344 | 0.01191% | 0.01306% | 344 | 4143 | 0.01434% | 4882 | 0.01382% | 0.01408% |  | 344 | 0.00929% | 0.009211% | 0.009251% |  | 344 | 5005 | 0.01408% | 0.01265%
| Jan | 15 | 8 | 345 | 675.4886 | 569.9471 | 640.3251 | 0.01442% | 0.01161% | 0.01273% | 0.01425% | 4213 | 0.01377% | 0.01401% |  | 9.453 | 18.5196 | 18.4271 |  | 345 | 666.0356 | 551.4275 | 621.898 |  | 345 | 0.0145% | 0.0117% | 0.01288% | 0.01033% | 0.009293% | 0.00921% |  | 345 | 0.0117% | 0.01288% | 345 | 4478 | 0.01434% | 5796 | 0.01382% | 0.01408% |  | 345 | 0.009293% | 0.00921% | 0.009251% |  | 345 | 4213 | 0.01408% | 0.01261%
| Jan | 15 | 9 | 346 | 673.007 | 559.4087 | 627.8722 | 0.01436% | 0.01139% | 0.01248% | 0.01425% | 4792 | 0.01377% | 0.01401% |  | 9.452 | 18.524 | 18.4245 |  | 346 | 663.555 | 540.8847 | 609.4476 |  | 346 | 0.01444% | 0.01148% | 0.01262% | 0.01033% | 0.009295% | 0.009209% |  | 346 | 0.01148% | 0.01262% | 346 | 5013 | 0.01433% | 5748 | 0.01382% | 0.01408% |  | 346 | 0.009295% | 0.009209% | 0.009252% |  | 346 | 4792 | 0.01408% | 0.01271%
| Jan | 15 | 10 | 347 | 662.9192 | 547.2784 | 621.7957 | 0.01415% | 0.01114% | 0.01236% | 0.01425% | 5777 | 0.01377% | 0.01401% |  | 9.4511 | 18.5285 | 18.4219 |  | 347 | 653.4681 | 528.7499 | 603.3738 |  | 347 | 0.01422% | 0.01122% | 0.01249% | 0.01033% | 0.009297% | 0.009207% |  | 347 | 0.01122% | 0.01249% | 347 | 4098 | 0.01433% | 826 | 0.01382% | 0.01407% |  | 347 | 0.009297% | 0.009207% | 0.009252% |  | 347 | 5777 | 0.01407% | 0.01227%
| Jan | 15 | 11 | 348 | 653.7921 | 533.0721 | 619.6483 | 0.01395% | 0.01086% | 0.01232% | 0.01424% | 4001 | 0.01376% | 0.014% |  | 9.4502 | 18.5329 | 18.4193 |  | 348 | 644.3419 | 514.5392 | 601.229 |  | 348 | 0.01403% | 0.01092% | 0.01245% | 0.01033% | 0.009299% | 0.009206% |  | 348 | 0.01092% | 0.01245% | 348 | 4867 | 0.01432% | 5252 | 0.01382% | 0.01407% |  | 348 | 0.009299% | 0.009206% | 0.009253% |  | 348 | 4001 | 0.01407% | 0.0125%
| Jan | 15 | 12 | 349 | 644.8478 | 525.5314 | 615.4942 | 0.01376% | 0.0107% | 0.01224% | 0.01424% | 4767 | 0.01376% | 0.014% |  | 9.4492 | 18.5373 | 18.4167 |  | 349 | 635.3985 | 506.994 | 597.0775 |  | 349 | 0.01383% | 0.01076% | 0.01236% | 0.01033% | 0.009302% | 0.009205% |  | 349 | 0.01076% | 0.01236% | 349 | 4836 | 0.01432% | 4838 | 0.01381% | 0.01407% |  | 349 | 0.009302% | 0.009205% | 0.009253% |  | 349 | 4767 | 0.01407% | 0.01271%
| Jan | 15 | 13 | 350 | 637.898 | 519.4988 | 605.6762 | 0.01361% | 0.01058% | 0.01204% | 0.01424% | 4722 | 0.01376% | 0.014% |  | 9.4483 | 18.5418 | 18.4141 |  | 350 | 628.4497 | 500.9571 | 587.2621 |  | 350 | 0.01368% | 0.01063% | 0.01216% | 0.01033% | 0.009304% | 0.009204% |  | 350 | 0.01063% | 0.01216% | 350 | 5177 | 0.01432% | 4001 | 0.01381% | 0.01407% |  | 350 | 0.009304% | 0.009204% | 0.009254% |  | 350 | 4722 | 0.01407% | 0.01271%
| Jan | 15 | 14 | 351 | 633.0292 | 522.3382 | 606.0138 | 0.01351% | 0.01064% | 0.01205% | 0.01423% | 4191 | 0.01376% | 0.014% |  | 9.4474 | 18.5462 | 18.4116 |  | 351 | 623.5819 | 503.792 | 587.6022 |  | 351 | 0.01357% | 0.01069% | 0.01217% | 0.01033% | 0.009306% | 0.009202% |  | 351 | 0.01069% | 0.01217% | 351 | 5417 | 0.01432% | 5777 | 0.01381% | 0.01406% |  | 351 | 0.009306% | 0.009202% | 0.009254% |  | 351 | 4191 | 0.01406% | 0.0126%
| Jan | 15 | 15 | 352 | 634.971 | 525.8665 | 603.5663 | 0.01355% | 0.01071% | 0.012% | 0.01423% | 5461 | 0.01376% | 0.014% |  | 9.4464 | 18.5506 | 18.409 |  | 352 | 625.5246 | 507.3159 | 585.1574 |  | 352 | 0.01362% | 0.01077% | 0.01212% | 0.01033% | 0.009308% | 0.009201% |  | 352 | 0.01077% | 0.01212% | 352 | 5198 | 0.01432% | 4213 | 0.0138% | 0.01406% |  | 352 | 0.009308% | 0.009201% | 0.009255% |  | 352 | 5461 | 0.01406% | 0.01244%
| Jan | 15 | 16 | 353 | 645.7983 | 533.0348 | 614.7159 | 0.01378% | 0.01085% | 0.01222% | 0.01423% | 4645 | 0.01376% | 0.01399% |  | 9.4455 | 18.555 | 18.4064 |  | 353 | 636.3528 | 514.4798 | 596.3095 |  | 353 | 0.01385% | 0.01092% | 0.01235% | 0.01032% | 0.00931% | 0.0092% |  | 353 | 0.01092% | 0.01235% | 353 | 4070 | 0.01432% | 3616 | 0.0138% | 0.01406% |  | 353 | 0.00931% | 0.0092% | 0.009255% |  | 353 | 4645 | 0.01406% | 0.01271%
| Jan | 15 | 17 | 354 | 656.1511 | 552.3148 | 622.9772 | 0.014% | 0.01125% | 0.01239% | 0.01423% | 5229 | 0.01376% | 0.01399% |  | 9.4445 | 18.5595 | 18.4038 |  | 354 | 646.7065 | 533.7554 | 604.5734 |  | 354 | 0.01408% | 0.01133% | 0.01252% | 0.01032% | 0.009313% | 0.009198% |  | 354 | 0.01133% | 0.01252% | 354 | 4797 | 0.01432% | 835 | 0.0138% | 0.01406% |  | 354 | 0.009313% | 0.009198% | 0.009256% |  | 354 | 5229 | 0.01406% | 0.01256%
| Jan | 15 | 18 | 355 | 653.94 | 555.7221 | 618.5793 | 0.01396% | 0.01132% | 0.0123% | 0.01423% | 4407 | 0.01376% | 0.01399% |  | 9.4436 | 18.5639 | 18.4013 |  | 355 | 644.4964 | 537.1583 | 600.178 |  | 355 | 0.01403% | 0.0114% | 0.01243% | 0.01032% | 0.009315% | 0.009197% |  | 355 | 0.0114% | 0.01243% | 355 | 4262 | 0.01431% | 5413 | 0.0138% | 0.01405% |  | 355 | 0.009315% | 0.009197% | 0.009256% |  | 355 | 4407 | 0.01405% | 0.01268%
| Jan | 15 | 19 | 356 | 652.8415 | 556.5507 | 614.7534 | 0.01393% | 0.01133% | 0.01222% | 0.01422% | 4815 | 0.01376% | 0.01399% |  | 9.4427 | 18.5683 | 18.3987 |  | 356 | 643.3988 | 537.9824 | 596.3547 |  | 356 | 0.01401% | 0.01142% | 0.01235% | 0.01032% | 0.009317% | 0.009196% |  | 356 | 0.01142% | 0.01235% | 356 | 4480 | 0.0143% | 4191 | 0.0138% | 0.01405% |  | 356 | 0.009317% | 0.009196% | 0.009256% |  | 356 | 4815 | 0.01405% | 0.0127%
| Jan | 15 | 20 | 357 | 647.4988 | 554.3629 | 604.8791 | 0.01382% | 0.01129% | 0.01203% | 0.01422% | 4791 | 0.01376% | 0.01399% |  | 9.4417 | 18.5727 | 18.3962 |  | 357 | 638.0571 | 535.7902 | 586.483 |  | 357 | 0.01389% | 0.01137% | 0.01215% | 0.01032% | 0.009319% | 0.009195% |  | 357 | 0.01137% | 0.01215% | 357 | 4773 | 0.0143% | 5179 | 0.0138% | 0.01405% |  | 357 | 0.009319% | 0.009195% | 0.009257% |  | 357 | 4791 | 0.01405% | 0.01271%
| Jan | 15 | 21 | 358 | 636.4886 | 548.8889 | 587.9438 | 0.01358% | 0.01118% | 0.01169% | 0.01422% | 5608 | 0.01375% | 0.01399% |  | 9.4408 | 18.5771 | 18.3936 |  | 358 | 627.0478 | 530.3118 | 569.5502 |  | 358 | 0.01365% | 0.01126% | 0.01179% | 0.01032% | 0.009321% | 0.009193% |  | 358 | 0.01126% | 0.01179% | 358 | 4668 | 0.0143% | 5005 | 0.01379% | 0.01405% |  | 358 | 0.009321% | 0.009193% | 0.009257% |  | 358 | 5608 | 0.01405% | 0.01236%
| Jan | 15 | 22 | 359 | 622.9352 | 532.3366 | 572.9965 | 0.0133% | 0.01084% | 0.01139% | 0.01421% | 5562 | 0.01375% | 0.01398% |  | 9.4399 | 18.5816 | 18.391 |  | 359 | 613.4953 | 513.7551 | 554.6055 |  | 359 | 0.01335% | 0.0109% | 0.01148% | 0.01032% | 0.009324% | 0.009192% |  | 359 | 0.0109% | 0.01148% | 359 | 5606 | 0.0143% | 5461 | 0.01379% | 0.01405% |  | 359 | 0.009324% | 0.009192% | 0.009258% |  | 359 | 5562 | 0.01405% | 0.01239%
| Jan | 15 | 23 | 360 | 615.4722 | 521.7052 | 562.4471 | 0.01314% | 0.01062% | 0.01118% | 0.01421% | 5731 | 0.01375% | 0.01398% |  | 9.4389 | 18.586 | 18.3885 |  | 360 | 606.0333 | 503.1192 | 544.0586 |  | 360 | 0.01319% | 0.01068% | 0.01127% | 0.01032% | 0.009326% | 0.009191% |  | 360 | 0.01068% | 0.01127% | 360 | 4750 | 0.0143% | 5731 | 0.01379% | 0.01404% |  | 360 | 0.009326% | 0.009191% | 0.009258% |  | 360 | 5731 | 0.01404% | 0.01229%
| Jan | 16 | 0 | 361 | 615.2916 | 516.2963 | 560.778 | 0.01313% | 0.01051% | 0.01115% | 0.01421% | 4597 | 0.01375% | 0.01398% |  | 9.438 | 18.5904 | 18.386 |  | 361 | 605.8536 | 497.7059 | 542.392 |  | 361 | 0.01319% | 0.01056% | 0.01123% | 0.01032% | 0.009328% | 0.00919% |  | 361 | 0.01056% | 0.01123% | 361 | 5085 | 0.01429% | 3885 | 0.01379% | 0.01404% |  | 361 | 0.009328% | 0.00919% | 0.009259% |  | 361 | 4597 | 0.01404% | 0.01271%
| Jan | 16 | 1 | 362 | 619.8373 | 518.3351 | 561.2093 | 0.01323% | 0.01056% | 0.01116% | 0.01421% | 4219 | 0.01375% | 0.01398% |  | 9.4371 | 18.5948 | 18.3834 |  | 362 | 610.4002 | 499.7403 | 542.8259 |  | 362 | 0.01329% | 0.01061% | 0.01124% | 0.01031% | 0.00933% | 0.009188% |  | 362 | 0.01061% | 0.01124% | 362 | 4477 | 0.01429% | 5608 | 0.01379% | 0.01404% |  | 362 | 0.00933% | 0.009188% | 0.009259% |  | 362 | 4219 | 0.01404% | 0.01261%
| Jan | 16 | 2 | 363 | 626.759 | 519.9457 | 564.8102 | 0.01338% | 0.01059% | 0.01123% | 0.0142% | 4455 | 0.01375% | 0.01397% |  | 9.4361 | 18.5992 | 18.3809 |  | 363 | 617.3228 | 501.3464 | 546.4293 |  | 363 | 0.01344% | 0.01064% | 0.01132% | 0.01031% | 0.009333% | 0.009187% |  | 363 | 0.01064% | 0.01132% | 363 | 4604 | 0.01429% | 4792 | 0.01379% | 0.01404% |  | 363 | 0.009333% | 0.009187% | 0.00926% |  | 363 | 4455 | 0.01404% | 0.01269%
| Jan | 16 | 3 | 364 | 633.1954 | 524.9635 | 569.7145 | 0.01351% | 0.01069% | 0.01133% | 0.01419% | 5538 | 0.01375% | 0.01397% |  | 9.4352 | 18.6036 | 18.3784 |  | 364 | 623.7602 | 506.3599 | 551.3361 |  | 364 | 0.01358% | 0.01075% | 0.01142% | 0.01031% | 0.009335% | 0.009186% |  | 364 | 0.01075% | 0.01142% | 364 | 4883 | 0.01428% | 4407 | 0.01379% | 0.01403% |  | 364 | 0.009335% | 0.009186% | 0.00926% |  | 364 | 5538 | 0.01403% | 0.0124%
| Jan | 16 | 4 | 365 | 642.752 | 536.2466 | 583.2927 | 0.01372% | 0.01092% | 0.0116% | 0.01419% | 4816 | 0.01375% | 0.01397% |  | 9.4343 | 18.6081 | 18.3758 |  | 365 | 633.3177 | 517.6386 | 564.9169 |  | 365 | 0.01379% | 0.01099% | 0.0117% | 0.01031% | 0.009337% | 0.009184% |  | 365 | 0.01099% | 0.0117% | 365 | 5148 | 0.01428% | 3973 | 0.01379% | 0.01403% |  | 365 | 0.009337% | 0.009184% | 0.009261% |  | 365 | 4816 | 0.01403% | 0.0127%
| Jan | 16 | 5 | 366 | 655.3805 | 552.8827 | 605.348 | 0.01399% | 0.01126% | 0.01204% | 0.01419% | 1497 | 0.01375% | 0.01397% |  | 9.4333 | 18.6125 | 18.3733 |  | 366 | 645.9472 | 534.2703 | 586.9747 |  | 366 | 0.01406% | 0.01134% | 0.01216% | 0.01031% | 0.009339% | 0.009183% |  | 366 | 0.01134% | 0.01216% | 366 | 5227 | 0.01428% | 5562 | 0.01379% | 0.01403% |  | 366 | 0.009339% | 0.009183% | 0.009261% |  | 366 | 1497 | 0.01403% | 0.0101%
| Jan | 16 | 6 | 367 | 677.155 | 581.975 | 628.0128 | 0.01445% | 0.01185% | 0.01249% | 0.01419% | 4980 | 0.01374% | 0.01397% |  | 9.4324 | 18.6169 | 18.3708 |  | 367 | 667.7227 | 563.3581 | 609.642 |  | 367 | 0.01453% | 0.01196% | 0.01262% | 0.01031% | 0.009341% | 0.009182% |  | 367 | 0.01196% | 0.01262% | 367 | 4785 | 0.01427% | 4219 | 0.01379% | 0.01403% |  | 367 | 0.009341% | 0.009182% | 0.009262% |  | 367 | 4980 | 0.01403% | 0.01266%
| Jan | 16 | 7 | 368 | 681.949 | 591.331 | 627.9565 | 0.01455% | 0.01204% | 0.01249% | 0.01419% | 1184 | 0.01374% | 0.01397% |  | 9.4314 | 18.6213 | 18.3683 |  | 368 | 672.5176 | 572.7097 | 609.5883 |  | 368 | 0.01464% | 0.01216% | 0.01262% | 0.01031% | 0.009344% | 0.009181% |  | 368 | 0.01216% | 0.01262% | 368 | 4116 | 0.01427% | 3591 | 0.01379% | 0.01403% |  | 368 | 0.009344% | 0.009181% | 0.009262% |  | 368 | 1184 | 0.01403% | 0.009835%
| Jan | 16 | 8 | 369 | 680.3919 | 584.5071 | 613.1968 | 0.01452% | 0.0119% | 0.01219% | 0.01419% | 4985 | 0.01374% | 0.01396% |  | 9.4305 | 18.6257 | 18.3658 |  | 369 | 670.9614 | 565.8814 | 594.831 |  | 369 | 0.01461% | 0.01201% | 0.01232% | 0.01031% | 0.009346% | 0.009179% |  | 369 | 0.01201% | 0.01232% | 369 | 4073 | 0.01427% | 4767 | 0.01379% | 0.01403% |  | 369 | 0.009346% | 0.009179% | 0.009263% |  | 369 | 4985 | 0.01403% | 0.01266%
| Jan | 16 | 9 | 370 | 675.656 | 572.9727 | 598.1463 | 0.01442% | 0.01167% | 0.01189% | 0.01419% | 5172 | 0.01374% | 0.01396% |  | 9.4296 | 18.6301 | 18.3633 |  | 370 | 666.2265 | 554.3425 | 579.783 |  | 370 | 0.0145% | 0.01177% | 0.01201% | 0.01031% | 0.009348% | 0.009178% |  | 370 | 0.01177% | 0.01201% | 370 | 5392 | 0.01427% | 4722 | 0.01379% | 0.01403% |  | 370 | 0.009348% | 0.009178% | 0.009263% |  | 370 | 5172 | 0.01403% | 0.01259%
| Jan | 16 | 10 | 371 | 665.4851 | 568.9789 | 586.0496 | 0.0142% | 0.01159% | 0.01165% | 0.01418% | 4456 | 0.01374% | 0.01396% |  | 9.4286 | 18.6345 | 18.3608 |  | 371 | 656.0564 | 550.3444 | 567.6889 |  | 371 | 0.01428% | 0.01168% | 0.01176% | 0.01031% | 0.00935% | 0.009177% |  | 371 | 0.01168% | 0.01176% | 371 | 4691 | 0.01427% | 5229 | 0.01379% | 0.01403% |  | 371 | 0.00935% | 0.009177% | 0.009264% |  | 371 | 4456 | 0.01403% | 0.01269%
| Jan | 16 | 11 | 372 | 653.5406 | 563.086 | 574.7594 | 0.01395% | 0.01147% | 0.01143% | 0.01418% | 3973 | 0.01374% | 0.01396% |  | 9.4277 | 18.6389 | 18.3583 |  | 372 | 644.1129 | 544.447 | 556.4012 |  | 372 | 0.01402% | 0.01156% | 0.01152% | 0.0103% | 0.009352% | 0.009176% |  | 372 | 0.01156% | 0.01152% | 372 | 4145 | 0.01427% | 4645 | 0.01379% | 0.01403% |  | 372 | 0.009352% | 0.009176% | 0.009264% |  | 372 | 3973 | 0.01403% | 0.01248%
| Jan | 16 | 12 | 373 | 639.4014 | 553.5809 | 564.06 | 0.01365% | 0.01127% | 0.01122% | 0.01418% | 5194 | 0.01374% | 0.01396% |  | 9.4268 | 18.6433 | 18.3558 |  | 373 | 629.9746 | 534.9376 | 545.7042 |  | 373 | 0.01371% | 0.01135% | 0.0113% | 0.0103% | 0.009355% | 0.009174% |  | 373 | 0.01135% | 0.0113% | 373 | 5154 | 0.01427% | 5945 | 0.01379% | 0.01403% |  | 373 | 0.009355% | 0.009174% | 0.009265% |  | 373 | 5194 | 0.01403% | 0.01258%
| Jan | 16 | 13 | 374 | 636.1317 | 545.1093 | 556.4926 | 0.01358% | 0.0111% | 0.01107% | 0.01417% | 3885 | 0.01374% | 0.01396% |  | 9.4258 | 18.6477 | 18.3533 |  | 374 | 626.7059 | 526.4615 | 538.1393 |  | 374 | 0.01364% | 0.01117% | 0.01114% | 0.0103% | 0.009357% | 0.009173% |  | 374 | 0.01117% | 0.01114% | 374 | 4820 | 0.01426% | 1003 | 0.01378% | 0.01402% |  | 374 | 0.009357% | 0.009173% | 0.009265% |  | 374 | 3885 | 0.01402% | 0.01241%
| Jan | 16 | 14 | 375 | 638.7878 | 531.5639 | 555.0297 | 0.01363% | 0.01082% | 0.01104% | 0.01416% | 5945 | 0.01374% | 0.01395% |  | 9.4249 | 18.6521 | 18.3508 |  | 375 | 629.3629 | 512.9118 | 536.6789 |  | 375 | 0.0137% | 0.01089% | 0.01111% | 0.0103% | 0.009359% | 0.009172% |  | 375 | 0.01089% | 0.01111% | 375 | 5441 | 0.01425% | 3978 | 0.01378% | 0.01402% |  | 375 | 0.009359% | 0.009172% | 0.009266% |  | 375 | 5945 | 0.01402% | 0.01219%
| Jan | 16 | 15 | 376 | 644.2538 | 530.0744 | 554.8609 | 0.01375% | 0.01079% | 0.01103% | 0.01416% | 3616 | 0.01374% | 0.01395% |  | 9.424 | 18.6565 | 18.3483 |  | 376 | 634.8298 | 511.4179 | 536.5126 |  | 376 | 0.01382% | 0.01085% | 0.01111% | 0.0103% | 0.009361% | 0.009171% |  | 376 | 0.01085% | 0.01111% | 376 | 5001 | 0.01425% | 5538 | 0.01378% | 0.01402% |  | 376 | 0.009361% | 0.009171% | 0.009266% |  | 376 | 3616 | 0.01402% | 0.01218%
| Jan | 16 | 16 | 377 | 658.6949 | 540.9293 | 570.5959 | 0.01406% | 0.01102% | 0.01135% | 0.01415% | 3978 | 0.01374% | 0.01395% |  | 9.423 | 18.6609 | 18.3459 |  | 377 | 649.2719 | 522.2684 | 552.2501 |  | 377 | 0.01413% | 0.01109% | 0.01144% | 0.0103% | 0.009364% | 0.009169% |  | 377 | 0.01109% | 0.01144% | 377 | 5391 | 0.01425% | 4815 | 0.01378% | 0.01401% |  | 377 | 0.009364% | 0.009169% | 0.009267% |  | 377 | 3978 | 0.01401% | 0.01248%
| Jan | 16 | 17 | 378 | 668.1921 | 554.9587 | 581.1922 | 0.01426% | 0.0113% | 0.01156% | 0.01415% | 5533 | 0.01374% | 0.01394% |  | 9.4221 | 18.6653 | 18.3434 |  | 378 | 658.77 | 536.2934 | 562.8488 |  | 378 | 0.01434% | 0.01138% | 0.01166% | 0.0103% | 0.009366% | 0.009168% |  | 378 | 0.01138% | 0.01166% | 378 | 5122 | 0.01424% | 834 | 0.01378% | 0.01401% |  | 378 | 0.009366% | 0.009168% | 0.009267% |  | 378 | 5533 | 0.01401% | 0.0124%
| Jan | 16 | 18 | 379 | 665.3758 | 560.1162 | 581.8674 | 0.0142% | 0.01141% | 0.01157% | 0.01415% | 5148 | 0.01373% | 0.01394% |  | 9.4212 | 18.6697 | 18.3409 |  | 379 | 655.9546 | 541.4465 | 563.5265 |  | 379 | 0.01428% | 0.01149% | 0.01167% | 0.0103% | 0.009368% | 0.009167% |  | 379 | 0.01149% | 0.01167% | 379 | 5466 | 0.01423% | 4791 | 0.01378% | 0.01401% |  | 379 | 0.009368% | 0.009167% | 0.009267% |  | 379 | 5148 | 0.01401% | 0.0126%
| Jan | 16 | 19 | 380 | 662.67 | 562.0991 | 580.4233 | 0.01414% | 0.01145% | 0.01154% | 0.01415% | 4696 | 0.01373% | 0.01394% |  | 9.4203 | 18.6741 | 18.3385 |  | 380 | 653.2498 | 543.425 | 562.0848 |  | 380 | 0.01422% | 0.01153% | 0.01164% | 0.0103% | 0.00937% | 0.009166% |  | 380 | 0.01153% | 0.01164% | 380 | 4287 | 0.01423% | 4455 | 0.01378% | 0.014% |  | 380 | 0.00937% | 0.009166% | 0.009268% |  | 380 | 4696 | 0.014% | 0.01272%
| Jan | 16 | 20 | 381 | 658.5244 | 558.8036 | 575.941 | 0.01405% | 0.01138% | 0.01145% | 0.01414% | 4768 | 0.01373% | 0.01394% |  | 9.4193 | 18.6785 | 18.336 |  | 381 | 649.1051 | 540.125 | 557.605 |  | 381 | 0.01413% | 0.01146% | 0.01155% | 0.0103% | 0.009372% | 0.009165% |  | 381 | 0.01146% | 0.01155% | 381 | 5290 | 0.01423% | 4597 | 0.01378% | 0.014% |  | 381 | 0.009372% | 0.009165% | 0.009268% |  | 381 | 4768 | 0.014% | 0.01271%
| Jan | 16 | 21 | 382 | 646.9898 | 553.4878 | 564.0788 | 0.01381% | 0.01127% | 0.01122% | 0.01414% | 5266 | 0.01373% | 0.01393% |  | 9.4184 | 18.6829 | 18.3336 |  | 382 | 637.5714 | 534.8049 | 545.7452 |  | 382 | 0.01388% | 0.01135% | 0.0113% | 0.01029% | 0.009375% | 0.009163% |  | 382 | 0.01135% | 0.0113% | 382 | 4092 | 0.01423% | 3592 | 0.01378% | 0.014% |  | 382 | 0.009375% | 0.009163% | 0.009269% |  | 382 | 5266 | 0.014% | 0.01255%
| Jan | 16 | 22 | 383 | 627.8547 | 539.9704 | 547.4342 | 0.0134% | 0.011% | 0.01089% | 0.01414% | 5556 | 0.01373% | 0.01393% |  | 9.4175 | 18.6873 | 18.3311 |  | 383 | 618.4372 | 521.2831 | 529.103 |  | 383 | 0.01346% | 0.01106% | 0.01096% | 0.01029% | 0.009377% | 0.009162% |  | 383 | 0.01106% | 0.01096% | 383 | 5414 | 0.01422% | 4456 | 0.01377% | 0.014% |  | 383 | 0.009377% | 0.009162% | 0.009269% |  | 383 | 5556 | 0.014% | 0.01239%
| Jan | 16 | 23 | 384 | 617.8779 | 526.7044 | 532.7869 | 0.01319% | 0.01073% | 0.01059% | 0.01414% | 4192 | 0.01372% | 0.01393% |  | 9.4166 | 18.6917 | 18.3287 |  | 384 | 608.4613 | 508.0126 | 514.4582 |  | 384 | 0.01324% | 0.01078% | 0.01065% | 0.01029% | 0.009379% | 0.009161% |  | 384 | 0.01078% | 0.01065% | 384 | 5277 | 0.01422% | 4816 | 0.01377% | 0.014% |  | 384 | 0.009379% | 0.009161% | 0.00927% |  | 384 | 4192 | 0.014% | 0.0126%
| Jan | 17 | 0 | 385 | 613.3185 | 522.0962 | 532.5618 | 0.01309% | 0.01063% | 0.01059% | 0.01414% | 5703 | 0.01372% | 0.01393% |  | 9.4157 | 18.6961 | 18.3262 |  | 385 | 603.9029 | 503.4 | 514.2356 |  | 385 | 0.01315% | 0.01068% | 0.01065% | 0.01029% | 0.009381% | 0.00916% |  | 385 | 0.01068% | 0.01065% | 385 | 4905 | 0.01422% | 5533 | 0.01377% | 0.014% |  | 385 | 0.009381% | 0.00916% | 0.00927% |  | 385 | 5703 | 0.014% | 0.01231%
| Jan | 17 | 1 | 386 | 616.1765 | 517.4693 | 533.2933 | 0.01315% | 0.01054% | 0.0106% | 0.01414% | 4071 | 0.01372% | 0.01393% |  | 9.4148 | 18.7005 | 18.3238 |  | 386 | 606.7618 | 498.7688 | 514.9695 |  | 386 | 0.01321% | 0.01059% | 0.01066% | 0.01029% | 0.009383% | 0.009158% |  | 386 | 0.01059% | 0.01066% | 386 | 4311 | 0.01422% | 4980 | 0.01377% | 0.01399% |  | 386 | 0.009383% | 0.009158% | 0.009271% |  | 386 | 4071 | 0.01399% | 0.01254%
| Jan | 17 | 2 | 387 | 620.7845 | 521.4724 | 533.0495 | 0.01325% | 0.01062% | 0.0106% | 0.01414% | 3591 | 0.01372% | 0.01393% |  | 9.4138 | 18.7049 | 18.3214 |  | 387 | 611.3706 | 502.7675 | 514.7281 |  | 387 | 0.01331% | 0.01067% | 0.01066% | 0.01029% | 0.009386% | 0.009157% |  | 387 | 0.01067% | 0.01066% | 387 | 4700 | 0.01422% | 3857 | 0.01377% | 0.01399% |  | 387 | 0.009386% | 0.009157% | 0.009271% |  | 387 | 3591 | 0.01399% | 0.01216%
| Jan | 17 | 3 | 388 | 629.3405 | 526.5554 | 537.1286 | 0.01343% | 0.01072% | 0.01068% | 0.01413% | 3956 | 0.01372% | 0.01393% |  | 9.4129 | 18.7093 | 18.3189 |  | 388 | 619.9275 | 507.8461 | 518.8096 |  | 388 | 0.01349% | 0.01078% | 0.01074% | 0.01029% | 0.009388% | 0.009156% |  | 388 | 0.01078% | 0.01074% | 388 | 4810 | 0.01421% | 5172 | 0.01377% | 0.01399% |  | 388 | 0.009388% | 0.009156% | 0.009272% |  | 388 | 3956 | 0.01399% | 0.01247%
| Jan | 17 | 4 | 389 | 638.5114 | 533.8541 | 549.816 | 0.01363% | 0.01087% | 0.01093% | 0.01413% | 3857 | 0.01371% | 0.01392% |  | 9.412 | 18.7137 | 18.3165 |  | 389 | 629.0993 | 515.1404 | 531.4995 |  | 389 | 0.01369% | 0.01093% | 0.01101% | 0.01029% | 0.00939% | 0.009155% |  | 389 | 0.01093% | 0.01101% | 389 | 4142 | 0.01421% | 5194 | 0.01377% | 0.01399% |  | 389 | 0.00939% | 0.009155% | 0.009272% |  | 389 | 3857 | 0.01399% | 0.01239%
| Jan | 17 | 5 | 390 | 654.1868 | 550.3226 | 572.3682 | 0.01396% | 0.01121% | 0.01138% | 0.01413% | 824 | 0.01371% | 0.01392% |  | 9.4111 | 18.7181 | 18.3141 |  | 390 | 644.7757 | 531.6045 | 554.0542 |  | 390 | 0.01404% | 0.01128% | 0.01147% | 0.01029% | 0.009392% | 0.009154% |  | 390 | 0.01128% | 0.01147% | 390 | 4976 | 0.01421% | 4985 | 0.01377% | 0.01399% |  | 390 | 0.009392% | 0.009154% | 0.009273% |  | 390 | 824 | 0.01399% | 0.009545%
| Jan | 17 | 6 | 391 | 673.5642 | 577.9626 | 595.7926 | 0.01438% | 0.01177% | 0.01185% | 0.01413% | 4915 | 0.01371% | 0.01392% |  | 9.4102 | 18.7225 | 18.3117 |  | 391 | 664.154 | 559.2401 | 577.4809 |  | 391 | 0.01446% | 0.01187% | 0.01196% | 0.01029% | 0.009394% | 0.009152% |  | 391 | 0.01187% | 0.01196% | 391 | 5487 | 0.01421% | 3956 | 0.01376% | 0.01399% |  | 391 | 0.009394% | 0.009152% | 0.009273% |  | 391 | 4915 | 0.01399% | 0.01268%
| Jan | 17 | 7 | 392 | 673.8601 | 582.5615 | 605.0667 | 0.01438% | 0.01186% | 0.01203% | 0.01413% | 4625 | 0.01371% | 0.01392% |  | 9.4093 | 18.7269 | 18.3093 |  | 392 | 664.4508 | 563.8346 | 586.7574 |  | 392 | 0.01446% | 0.01197% | 0.01215% | 0.01028% | 0.009397% | 0.009151% |  | 392 | 0.01197% | 0.01215% | 392 | 5173 | 0.01421% | 829 | 0.01376% | 0.01399% |  | 392 | 0.009397% | 0.009151% | 0.009274% |  | 392 | 4625 | 0.01399% | 0.01271%
| Jan | 17 | 8 | 393 | 669.4252 | 570.9525 | 594.2641 | 0.01429% | 0.01163% | 0.01182% | 0.01413% | 3933 | 0.01371% | 0.01392% |  | 9.4084 | 18.7313 | 18.3068 |  | 393 | 660.0168 | 552.2212 | 575.9573 |  | 393 | 0.01437% | 0.01172% | 0.01193% | 0.01028% | 0.009399% | 0.00915% |  | 393 | 0.01172% | 0.01193% | 393 | 4918 | 0.01421% | 4071 | 0.01376% | 0.01399% |  | 393 | 0.009399% | 0.00915% | 0.009274% |  | 393 | 3933 | 0.01399% | 0.01245%
| Jan | 17 | 9 | 394 | 658.8717 | 560.47 | 583.7522 | 0.01406% | 0.01141% | 0.01161% | 0.01413% | 3592 | 0.01371% | 0.01392% |  | 9.4075 | 18.7357 | 18.3044 |  | 394 | 649.4642 | 541.7343 | 565.4478 |  | 394 | 0.01414% | 0.0115% | 0.01171% | 0.01028% | 0.009401% | 0.009149% |  | 394 | 0.0115% | 0.01171% | 394 | 4141 | 0.01421% | 5556 | 0.01376% | 0.01399% |  | 394 | 0.009401% | 0.009149% | 0.009275% |  | 394 | 3592 | 0.01399% | 0.01216%
| Jan | 17 | 10 | 395 | 641.3748 | 553.1899 | 576.2692 | 0.01369% | 0.01126% | 0.01146% | 0.01413% | 3858 | 0.01371% | 0.01392% |  | 9.4066 | 18.74 | 18.302 |  | 395 | 631.9681 | 534.4499 | 557.9671 |  | 395 | 0.01376% | 0.01134% | 0.01155% | 0.01028% | 0.009403% | 0.009148% |  | 395 | 0.01134% | 0.01155% | 395 | 4675 | 0.01421% | 3858 | 0.01376% | 0.01398% |  | 395 | 0.009403% | 0.009148% | 0.009275% |  | 395 | 3858 | 0.01398% | 0.01239%
| Jan | 17 | 11 | 396 | 628.1608 | 545.7609 | 569.4801 | 0.01341% | 0.01111% | 0.01132% | 0.01412% | 4190 | 0.0137% | 0.01391% |  | 9.4057 | 18.7444 | 18.2996 |  | 396 | 618.7551 | 527.0165 | 551.1804 |  | 396 | 0.01347% | 0.01119% | 0.01141% | 0.01028% | 0.009405% | 0.009146% |  | 396 | 0.01119% | 0.01141% | 396 | 4641 | 0.0142% | 5703 | 0.01376% | 0.01398% |  | 396 | 0.009405% | 0.009146% | 0.009276% |  | 396 | 4190 | 0.01398% | 0.0126%
| Jan | 17 | 12 | 397 | 625.5992 | 537.0286 | 558.64 | 0.01335% | 0.01094% | 0.01111% | 0.01412% | 5074 | 0.0137% | 0.01391% |  | 9.4048 | 18.7488 | 18.2973 |  | 397 | 616.1943 | 518.2798 | 540.3427 |  | 397 | 0.01341% | 0.011% | 0.01119% | 0.01028% | 0.009408% | 0.009145% |  | 397 | 0.011% | 0.01119% | 397 | 4265 | 0.0142% | 4192 | 0.01376% | 0.01398% |  | 397 | 0.009408% | 0.009145% | 0.009276% |  | 397 | 5074 | 0.01398% | 0.01263%
| Jan | 17 | 13 | 398 | 624.9953 | 535.7253 | 549.3565 | 0.01334% | 0.01091% | 0.01092% | 0.01412% | 847 | 0.0137% | 0.01391% |  | 9.4039 | 18.7532 | 18.2949 |  | 398 | 615.5914 | 516.9721 | 531.0616 |  | 398 | 0.0134% | 0.01097% | 0.011% | 0.01028% | 0.00941% | 0.009144% |  | 398 | 0.01097% | 0.011% | 398 | 5132 | 0.0142% | 5148 | 0.01376% | 0.01398% |  | 398 | 0.00941% | 0.009144% | 0.009277% |  | 398 | 847 | 0.01398% | 0.009562%
| Jan | 17 | 14 | 399 | 630.4309 | 537.1496 | 548.7563 | 0.01346% | 0.01094% | 0.01091% | 0.01412% | 4602 | 0.0137% | 0.01391% |  | 9.403 | 18.7576 | 18.2925 |  | 399 | 621.0278 | 518.3921 | 530.4639 |  | 399 | 0.01352% | 0.011% | 0.01099% | 0.01028% | 0.009412% | 0.009143% |  | 399 | 0.011% | 0.01099% | 399 | 5342 | 0.0142% | 3933 | 0.01376% | 0.01398% |  | 399 | 0.009412% | 0.009143% | 0.009277% |  | 399 | 4602 | 0.01398% | 0.01271%
| Jan | 17 | 15 | 400 | 633.5266 | 544.4204 | 550.2379 | 0.01352% | 0.01109% | 0.01094% | 0.01412% | 4965 | 0.0137% | 0.01391% |  | 9.4021 | 18.762 | 18.2901 |  | 400 | 624.1244 | 525.6584 | 531.9478 |  | 400 | 0.01359% | 0.01116% | 0.01102% | 0.01028% | 0.009414% | 0.009142% |  | 400 | 0.01116% | 0.01102% | 400 | 4192 | 0.01419% | 830 | 0.01375% | 0.01397% |  | 400 | 0.009414% | 0.009142% | 0.009278% |  | 400 | 4965 | 0.01397% | 0.01266%
| Jan | 17 | 16 | 401 | 640.7507 | 552.8362 | 560.6936 | 0.01368% | 0.01126% | 0.01115% | 0.01411% | 825 | 0.0137% | 0.0139% |  | 9.4013 | 18.7663 | 18.2877 |  | 401 | 631.3494 | 534.0698 | 542.4058 |  | 401 | 0.01374% | 0.01134% | 0.01123% | 0.01028% | 0.009416% | 0.00914% |  | 401 | 0.01134% | 0.01123% | 401 | 4310 | 0.01419% | 5266 | 0.01375% | 0.01397% |  | 401 | 0.009416% | 0.00914% | 0.009278% |  | 401 | 825 | 0.01397% | 0.009546%
| Jan | 17 | 17 | 402 | 640.3417 | 557.6585 | 566.695 | 0.01367% | 0.01136% | 0.01127% | 0.01411% | 5778 | 0.01369% | 0.0139% |  | 9.4004 | 18.7707 | 18.2854 |  | 402 | 630.9413 | 538.8878 | 548.4096 |  | 402 | 0.01373% | 0.01144% | 0.01136% | 0.01027% | 0.009419% | 0.009139% |  | 402 | 0.01144% | 0.01136% | 402 | 4140 | 0.01419% | 3615 | 0.01375% | 0.01397% |  | 402 | 0.009419% | 0.009139% | 0.009279% |  | 402 | 5778 | 0.01397% | 0.01227%
| Jan | 17 | 18 | 403 | 629.3959 | 554.2792 | 563.1973 | 0.01343% | 0.01129% | 0.0112% | 0.01411% | 4858 | 0.01369% | 0.0139% |  | 9.3995 | 18.7751 | 18.283 |  | 403 | 619.9964 | 535.504 | 544.9143 |  | 403 | 0.0135% | 0.01137% | 0.01128% | 0.01027% | 0.009421% | 0.009138% |  | 403 | 0.01137% | 0.01128% | 403 | 5061 | 0.01419% | 4696 | 0.01375% | 0.01397% |  | 403 | 0.009421% | 0.009138% | 0.009279% |  | 403 | 4858 | 0.01397% | 0.01269%
| Jan | 17 | 19 | 404 | 621.4716 | 546.3102 | 560.9093 | 0.01326% | 0.01112% | 0.01115% | 0.01411% | 4406 | 0.01369% | 0.0139% |  | 9.3986 | 18.7795 | 18.2806 |  | 404 | 612.073 | 527.5307 | 542.6286 |  | 404 | 0.01332% | 0.0112% | 0.01124% | 0.01027% | 0.009423% | 0.009137% |  | 404 | 0.0112% | 0.01124% | 404 | 4577 | 0.01419% | 4768 | 0.01375% | 0.01397% |  | 404 | 0.009423% | 0.009137% | 0.00928% |  | 404 | 4406 | 0.01397% | 0.01268%
| Jan | 17 | 20 | 405 | 612.1286 | 542.4933 | 559.8496 | 0.01306% | 0.01105% | 0.01113% | 0.01411% | 4743 | 0.01369% | 0.0139% |  | 9.3977 | 18.7839 | 18.2783 |  | 405 | 602.7309 | 523.7094 | 541.5713 |  | 405 | 0.01312% | 0.01112% | 0.01122% | 0.01027% | 0.009425% | 0.009136% |  | 405 | 0.01112% | 0.01122% | 405 | 4074 | 0.01418% | 3594 | 0.01374% | 0.01396% |  | 405 | 0.009425% | 0.009136% | 0.00928% |  | 405 | 4743 | 0.01396% | 0.01271%
| Jan | 17 | 21 | 406 | 595.2225 | 532.8487 | 555.8362 | 0.0127% | 0.01085% | 0.01105% | 0.0141% | 5776 | 0.01369% | 0.0139% |  | 9.3968 | 18.7882 | 18.2759 |  | 406 | 585.8256 | 514.0604 | 537.5602 |  | 406 | 0.01275% | 0.01091% | 0.01113% | 0.01027% | 0.009427% | 0.009135% |  | 406 | 0.01091% | 0.01113% | 406 | 3807 | 0.01418% | 4190 | 0.01374% | 0.01396% |  | 406 | 0.009427% | 0.009135% | 0.009281% |  | 406 | 5776 | 0.01396% | 0.01227%
| Jan | 17 | 22 | 407 | 577.8899 | 518.754 | 540.8513 | 0.01233% | 0.01056% | 0.01075% | 0.0141% | 5274 | 0.01369% | 0.0139% |  | 9.396 | 18.7926 | 18.2736 |  | 407 | 568.494 | 499.9614 | 522.5778 |  | 407 | 0.01237% | 0.01061% | 0.01082% | 0.01027% | 0.00943% | 0.009133% |  | 407 | 0.01061% | 0.01082% | 407 | 5341 | 0.01418% | 3875 | 0.01374% | 0.01396% |  | 407 | 0.00943% | 0.009133% | 0.009281% |  | 407 | 5274 | 0.01396% | 0.01254%
| Jan | 17 | 23 | 408 | 564.5557 | 508.5229 | 530.0206 | 0.01205% | 0.01036% | 0.01054% | 0.0141% | 3946 | 0.01369% | 0.01389% |  | 9.3951 | 18.797 | 18.2712 |  | 408 | 555.1607 | 489.7259 | 511.7494 |  | 408 | 0.01208% | 0.01039% | 0.0106% | 0.01027% | 0.009432% | 0.009132% |  | 408 | 0.01039% | 0.0106% | 408 | 4843 | 0.01418% | 827 | 0.01374% | 0.01396% |  | 408 | 0.009432% | 0.009132% | 0.009282% |  | 408 | 3946 | 0.01396% | 0.01246%
| Jan | 18 | 0 | 409 | 559.7583 | 505.5159 | 529.6643 | 0.01195% | 0.01029% | 0.01053% | 0.0141% | 5204 | 0.01369% | 0.01389% |  | 9.3942 | 18.8014 | 18.2689 |  | 409 | 550.3641 | 486.7146 | 511.3954 |  | 409 | 0.01198% | 0.01033% | 0.01059% | 0.01027% | 0.009434% | 0.009131% |  | 409 | 0.01033% | 0.01059% | 409 | 4548 | 0.01417% | 3946 | 0.01374% | 0.01396% |  | 409 | 0.009434% | 0.009131% | 0.009282% |  | 409 | 5204 | 0.01396% | 0.01257%
| Jan | 18 | 1 | 410 | 560.1213 | 503.7192 | 532.5712 | 0.01195% | 0.01026% | 0.01059% | 0.0141% | 3875 | 0.01369% | 0.01389% |  | 9.3933 | 18.8057 | 18.2665 |  | 410 | 550.728 | 484.9134 | 514.3047 |  | 410 | 0.01199% | 0.01029% | 0.01065% | 0.01027% | 0.009436% | 0.00913% |  | 410 | 0.01029% | 0.01065% | 410 | 4286 | 0.01417% | 3614 | 0.01374% | 0.01395% |  | 410 | 0.009436% | 0.00913% | 0.009283% |  | 410 | 3875 | 0.01395% | 0.01241%
| Jan | 18 | 2 | 411 | 562.8809 | 501.7642 | 533.6402 | 0.01201% | 0.01022% | 0.01061% | 0.0141% | 3615 | 0.01369% | 0.01389% |  | 9.3924 | 18.8101 | 18.2642 |  | 411 | 553.4884 | 482.9541 | 515.376 |  | 411 | 0.01205% | 0.01025% | 0.01067% | 0.01027% | 0.009438% | 0.009129% |  | 411 | 0.01025% | 0.01067% | 411 | 4481 | 0.01417% | 5778 | 0.01373% | 0.01395% |  | 411 | 0.009438% | 0.009129% | 0.009284% |  | 411 | 3615 | 0.01395% | 0.01218%
| Jan | 18 | 3 | 412 | 567.6102 | 506.2607 | 535.9845 | 0.01211% | 0.01031% | 0.01066% | 0.01409% | 4954 | 0.01369% | 0.01389% |  | 9.3916 | 18.8145 | 18.2619 |  | 412 | 558.2186 | 487.4462 | 517.7226 |  | 412 | 0.01215% | 0.01035% | 0.01072% | 0.01027% | 0.009441% | 0.009127% |  | 412 | 0.01035% | 0.01072% | 412 | 4312 | 0.01417% | 3593 | 0.01373% | 0.01395% |  | 412 | 0.009441% | 0.009127% | 0.009284% |  | 412 | 4954 | 0.01395% | 0.01267%
| Jan | 18 | 4 | 413 | 577.801 | 514.3786 | 552.9667 | 0.01233% | 0.01047% | 0.011% | 0.01409% | 4697 | 0.01369% | 0.01389% |  | 9.3907 | 18.8188 | 18.2596 |  | 413 | 568.4103 | 495.5597 | 534.7072 |  | 413 | 0.01237% | 0.01052% | 0.01107% | 0.01026% | 0.009443% | 0.009126% |  | 413 | 0.01052% | 0.01107% | 413 | 5325 | 0.01417% | 4625 | 0.01373% | 0.01395% |  | 413 | 0.009443% | 0.009126% | 0.009285% |  | 413 | 4697 | 0.01395% | 0.01272%
| Jan | 18 | 5 | 414 | 588.0798 | 537.7268 | 572.1526 | 0.01255% | 0.01095% | 0.01138% | 0.01409% | 5295 | 0.01368% | 0.01389% |  | 9.3898 | 18.8232 | 18.2572 |  | 414 | 578.6899 | 518.9036 | 553.8953 |  | 414 | 0.0126% | 0.01101% | 0.01147% | 0.01026% | 0.009445% | 0.009125% |  | 414 | 0.01101% | 0.01147% | 414 | 3808 | 0.01417% | 4915 | 0.01373% | 0.01395% |  | 414 | 0.009445% | 0.009125% | 0.009285% |  | 414 | 5295 | 0.01395% | 0.01253%
| Jan | 18 | 6 | 415 | 602.2625 | 566.1767 | 596.7585 | 0.01285% | 0.01153% | 0.01187% | 0.01409% | 5606 | 0.01368% | 0.01388% |  | 9.389 | 18.8276 | 18.2549 |  | 415 | 592.8735 | 547.3491 | 578.5035 |  | 415 | 0.01291% | 0.01162% | 0.01198% | 0.01026% | 0.009447% | 0.009124% |  | 415 | 0.01162% | 0.01198% | 415 | 4459 | 0.01416% | 5776 | 0.01373% | 0.01395% |  | 415 | 0.009447% | 0.009124% | 0.009286% |  | 415 | 5606 | 0.01395% | 0.01236%
| Jan | 18 | 7 | 416 | 603.4717 | 569.8726 | 602.5442 | 0.01288% | 0.0116% | 0.01198% | 0.01408% | 4363 | 0.01368% | 0.01388% |  | 9.3881 | 18.832 | 18.2526 |  | 416 | 594.0836 | 551.0406 | 584.2916 |  | 416 | 0.01293% | 0.0117% | 0.0121% | 0.01026% | 0.009449% | 0.009123% |  | 416 | 0.0117% | 0.0121% | 416 | 4261 | 0.01416% | 5074 | 0.01373% | 0.01394% |  | 416 | 0.009449% | 0.009123% | 0.009286% |  | 416 | 4363 | 0.01394% | 0.01266%
| Jan | 18 | 8 | 417 | 597.0613 | 556.29 | 593.3076 | 0.01274% | 0.01133% | 0.0118% | 0.01408% | 5895 | 0.01368% | 0.01388% |  | 9.3872 | 18.8363 | 18.2503 |  | 417 | 587.6741 | 537.4537 | 575.0573 |  | 417 | 0.01279% | 0.01141% | 0.01191% | 0.01026% | 0.009452% | 0.009122% |  | 417 | 0.01141% | 0.01191% | 417 | 4860 | 0.01416% | 3617 | 0.01373% | 0.01394% |  | 417 | 0.009452% | 0.009122% | 0.009287% |  | 417 | 5895 | 0.01394% | 0.01221%
| Jan | 18 | 9 | 418 | 588.5885 | 543.0146 | 583.1427 | 0.01256% | 0.01106% | 0.0116% | 0.01408% | 4457 | 0.01367% | 0.01388% |  | 9.3864 | 18.8407 | 18.248 |  | 418 | 579.2021 | 524.174 | 564.8947 |  | 418 | 0.01261% | 0.01113% | 0.0117% | 0.01026% | 0.009454% | 0.009121% |  | 418 | 0.01113% | 0.0117% | 418 | 4115 | 0.01415% | 4602 | 0.01372% | 0.01394% |  | 418 | 0.009454% | 0.009121% | 0.009287% |  | 418 | 4457 | 0.01394% | 0.01269%
| Jan | 18 | 10 | 419 | 573.03 | 543.899 | 577.1319 | 0.01223% | 0.01108% | 0.01148% | 0.01407% | 3594 | 0.01367% | 0.01387% |  | 9.3855 | 18.845 | 18.2457 |  | 419 | 563.6445 | 525.054 | 558.8862 |  | 419 | 0.01227% | 0.01114% | 0.01157% | 0.01026% | 0.009456% | 0.009119% |  | 419 | 0.01114% | 0.01157% | 419 | 5050 | 0.01415% | 4406 | 0.01372% | 0.01393% |  | 419 | 0.009456% | 0.009119% | 0.009288% |  | 419 | 3594 | 0.01393% | 0.01216%
| Jan | 18 | 11 | 420 | 561.061 | 536.1256 | 560.5998 | 0.01197% | 0.01092% | 0.01115% | 0.01407% | 4408 | 0.01367% | 0.01387% |  | 9.3846 | 18.8494 | 18.2434 |  | 420 | 551.6764 | 517.2762 | 542.3564 |  | 420 | 0.01201% | 0.01098% | 0.01123% | 0.01026% | 0.009458% | 0.009118% |  | 420 | 0.01098% | 0.01123% | 420 | 5343 | 0.01415% | 828 | 0.01372% | 0.01393% |  | 420 | 0.009458% | 0.009118% | 0.009288% |  | 420 | 4408 | 0.01393% | 0.01268%
| Jan | 18 | 12 | 421 | 552.7276 | 529.2645 | 547.181 | 0.0118% | 0.01078% | 0.01088% | 0.01407% | 3996 | 0.01367% | 0.01387% |  | 9.3838 | 18.8538 | 18.2411 |  | 421 | 543.3439 | 510.4107 | 528.9399 |  | 421 | 0.01183% | 0.01083% | 0.01095% | 0.01026% | 0.00946% | 0.009117% |  | 421 | 0.01083% | 0.01095% | 421 | 4476 | 0.01415% | 1002 | 0.01372% | 0.01393% |  | 421 | 0.00946% | 0.009117% | 0.009289% |  | 421 | 3996 | 0.01393% | 0.01249%
| Jan | 18 | 13 | 422 | 558.7093 | 523.8184 | 538.282 | 0.01192% | 0.01067% | 0.0107% | 0.01407% | 3614 | 0.01367% | 0.01387% |  | 9.3829 | 18.8581 | 18.2388 |  | 422 | 549.3264 | 504.9603 | 520.0431 |  | 422 | 0.01196% | 0.01072% | 0.01077% | 0.01026% | 0.009462% | 0.009116% |  | 422 | 0.01072% | 0.01077% | 422 | 4240 | 0.01414% | 4965 | 0.01372% | 0.01393% |  | 422 | 0.009462% | 0.009116% | 0.009289% |  | 422 | 3614 | 0.01393% | 0.01218%
| Jan | 18 | 14 | 423 | 559.257 | 512.6377 | 537.4474 | 0.01194% | 0.01044% | 0.01069% | 0.01406% | 5050 | 0.01367% | 0.01386% |  | 9.3821 | 18.8625 | 18.2365 |  | 423 | 549.875 | 493.7752 | 519.2108 |  | 423 | 0.01197% | 0.01048% | 0.01075% | 0.01025% | 0.009465% | 0.009115% |  | 423 | 0.01048% | 0.01075% | 423 | 4124 | 0.01414% | 5895 | 0.01372% | 0.01393% |  | 423 | 0.009465% | 0.009115% | 0.00929% |  | 423 | 5050 | 0.01393% | 0.01264%
| Jan | 18 | 15 | 424 | 561.3302 | 507.1823 | 538.4508 | 0.01198% | 0.01033% | 0.01071% | 0.01406% | 4695 | 0.01367% | 0.01386% |  | 9.3812 | 18.8669 | 18.2343 |  | 424 | 551.949 | 488.3155 | 520.2165 |  | 424 | 0.01201% | 0.01036% | 0.01077% | 0.01025% | 0.009467% | 0.009114% |  | 424 | 0.01036% | 0.01077% | 424 | 5393 | 0.01414% | 5274 | 0.01372% | 0.01393% |  | 424 | 0.009467% | 0.009114% | 0.00929% |  | 424 | 4695 | 0.01393% | 0.01272%
| Jan | 18 | 16 | 425 | 572.9669 | 521.9007 | 551.4851 | 0.01223% | 0.01063% | 0.01097% | 0.01406% | 3593 | 0.01367% | 0.01386% |  | 9.3803 | 18.8712 | 18.232 |  | 425 | 563.5865 | 503.0294 | 533.2531 |  | 425 | 0.01227% | 0.01068% | 0.01104% | 0.01025% | 0.009469% | 0.009113% |  | 425 | 0.01068% | 0.01104% | 425 | 4555 | 0.01413% | 4858 | 0.01372% | 0.01392% |  | 425 | 0.009469% | 0.009113% | 0.009291% |  | 425 | 3593 | 0.01392% | 0.01216%
| Jan | 18 | 17 | 426 | 578.4996 | 541.5903 | 558.9869 | 0.01235% | 0.01103% | 0.01112% | 0.01406% | 5824 | 0.01367% | 0.01386% |  | 9.3795 | 18.8756 | 18.2297 |  | 426 | 569.1201 | 522.7147 | 540.7572 |  | 426 | 0.01239% | 0.01109% | 0.0112% | 0.01025% | 0.009471% | 0.009111% |  | 426 | 0.01109% | 0.0112% | 426 | 5437 | 0.01413% | 4743 | 0.01371% | 0.01392% |  | 426 | 0.009471% | 0.009111% | 0.009291% |  | 426 | 5824 | 0.01392% | 0.01224%
| Jan | 18 | 18 | 427 | 571.2269 | 544.2156 | 559.3339 | 0.01219% | 0.01108% | 0.01112% | 0.01405% | 3920 | 0.01367% | 0.01386% |  | 9.3786 | 18.8799 | 18.2275 |  | 427 | 561.8483 | 525.3356 | 541.1064 |  | 427 | 0.01223% | 0.01115% | 0.01121% | 0.01025% | 0.009473% | 0.00911% |  | 427 | 0.01115% | 0.01121% | 427 | 4099 | 0.01413% | 3996 | 0.01371% | 0.01392% |  | 427 | 0.009473% | 0.00911% | 0.009292% |  | 427 | 3920 | 0.01392% | 0.01244%
| Jan | 18 | 19 | 428 | 567.5181 | 545.5096 | 552.3572 | 0.01211% | 0.01111% | 0.01098% | 0.01405% | 4723 | 0.01367% | 0.01386% |  | 9.3778 | 18.8843 | 18.2252 |  | 428 | 558.1403 | 526.6253 | 534.132 |  | 428 | 0.01215% | 0.01118% | 0.01106% | 0.01025% | 0.009476% | 0.009109% |  | 428 | 0.01118% | 0.01106% | 428 | 4952 | 0.01413% | 5606 | 0.01371% | 0.01392% |  | 428 | 0.009476% | 0.009109% | 0.009292% |  | 428 | 4723 | 0.01392% | 0.01271%
| Jan | 18 | 20 | 429 | 558.6203 | 542.6702 | 547.1622 | 0.01192% | 0.01105% | 0.01088% | 0.01405% | 5417 | 0.01366% | 0.01386% |  | 9.3769 | 18.8886 | 18.2229 |  | 429 | 549.2433 | 523.7815 | 528.9393 |  | 429 | 0.01196% | 0.01112% | 0.01095% | 0.01025% | 0.009478% | 0.009108% |  | 429 | 0.01112% | 0.01095% | 429 | 4069 | 0.01413% | 5204 | 0.01371% | 0.01392% |  | 429 | 0.009478% | 0.009108% | 0.009293% |  | 429 | 5417 | 0.01392% | 0.01247%
| Jan | 18 | 21 | 430 | 547.502 | 534.394 | 539.154 | 0.01169% | 0.01088% | 0.01072% | 0.01405% | 4620 | 0.01366% | 0.01385% |  | 9.3761 | 18.893 | 18.2207 |  | 430 | 538.1259 | 515.501 | 520.9334 |  | 430 | 0.01171% | 0.01094% | 0.01079% | 0.01025% | 0.00948% | 0.009107% |  | 430 | 0.01094% | 0.01079% | 430 | 4193 | 0.01412% | 3920 | 0.01371% | 0.01392% |  | 430 | 0.00948% | 0.009107% | 0.009293% |  | 430 | 4620 | 0.01392% | 0.01271%
| Jan | 18 | 22 | 431 | 531.8664 | 524.6377 | 526.8605 | 0.01135% | 0.01068% | 0.01048% | 0.01405% | 4766 | 0.01366% | 0.01385% |  | 9.3752 | 18.8974 | 18.2184 |  | 431 | 522.4912 | 505.7403 | 508.642 |  | 431 | 0.01137% | 0.01073% | 0.01053% | 0.01025% | 0.009482% | 0.009106% |  | 431 | 0.01073% | 0.01053% | 431 | 4288 | 0.01412% | 4697 | 0.01371% | 0.01391% |  | 431 | 0.009482% | 0.009106% | 0.009294% |  | 431 | 4766 | 0.01391% | 0.01271%
| Jan | 18 | 23 | 432 | 520.582 | 517.5252 | 517.23 | 0.01111% | 0.01054% | 0.01028% | 0.01404% | 4793 | 0.01366% | 0.01385% |  | 9.3744 | 18.9017 | 18.2162 |  | 432 | 511.2076 | 498.6235 | 499.0139 |  | 432 | 0.01113% | 0.01058% | 0.01033% | 0.01025% | 0.009484% | 0.009105% |  | 432 | 0.01058% | 0.01033% | 432 | 4139 | 0.01412% | 4363 | 0.01371% | 0.01391% |  | 432 | 0.009484% | 0.009105% | 0.009294% |  | 432 | 4793 | 0.01391% | 0.01271%
| Jan | 19 | 0 | 433 | 516.526 | 515.4026 | 512.0069 | 0.01102% | 0.0105% | 0.01018% | 0.01404% | 3617 | 0.01366% | 0.01385% |  | 9.3735 | 18.9061 | 18.2139 |  | 433 | 507.1524 | 496.4966 | 493.793 |  | 433 | 0.01104% | 0.01054% | 0.01023% | 0.01025% | 0.009487% | 0.009104% |  | 433 | 0.01054% | 0.01023% | 433 | 4835 | 0.01412% | 4954 | 0.01371% | 0.01391% |  | 433 | 0.009487% | 0.009104% | 0.009295% |  | 433 | 3617 | 0.01391% | 0.01218%
| Jan | 19 | 1 | 434 | 517.4623 | 514.4624 | 512.4101 | 0.01104% | 0.01048% | 0.01019% | 0.01404% | 4716 | 0.01366% | 0.01385% |  | 9.3727 | 18.9104 | 18.2117 |  | 434 | 508.0896 | 495.5519 | 494.1984 |  | 434 | 0.01106% | 0.01052% | 0.01023% | 0.01024% | 0.009489% | 0.009102% |  | 434 | 0.01052% | 0.01023% | 434 | 4576 | 0.01411% | 5295 | 0.01371% | 0.01391% |  | 434 | 0.009489% | 0.009102% | 0.009296% |  | 434 | 4716 | 0.01391% | 0.01271%
| Jan | 19 | 2 | 435 | 522.7127 | 523.9301 | 510.0283 | 0.01116% | 0.01067% | 0.01014% | 0.01403% | 4002 | 0.01365% | 0.01384% |  | 9.3719 | 18.9148 | 18.2095 |  | 435 | 513.3408 | 505.0154 | 491.8189 |  | 435 | 0.01117% | 0.01072% | 0.01018% | 0.01024% | 0.009491% | 0.009101% |  | 435 | 0.01072% | 0.01018% | 435 | 4146 | 0.0141% | 5824 | 0.01371% | 0.0139% |  | 435 | 0.009491% | 0.009101% | 0.009296% |  | 435 | 4002 | 0.0139% | 0.0125%
| Jan | 19 | 3 | 436 | 528.2452 | 531.0612 | 508.7249 | 0.01127% | 0.01081% | 0.01012% | 0.01403% | 4769 | 0.01365% | 0.01384% |  | 9.371 | 18.9191 | 18.2072 |  | 436 | 518.8742 | 512.1421 | 490.5176 |  | 436 | 0.01129% | 0.01087% | 0.01016% | 0.01024% | 0.009493% | 0.0091% |  | 436 | 0.01087% | 0.01016% | 436 | 5609 | 0.0141% | 4457 | 0.0137% | 0.0139% |  | 436 | 0.009493% | 0.0091% | 0.009297% |  | 436 | 4769 | 0.0139% | 0.01271%
| Jan | 19 | 4 | 437 | 537.6577 | 543.7222 | 512.6258 | 0.01148% | 0.01107% | 0.01019% | 0.01402% | 994 | 0.01365% | 0.01383% |  | 9.3702 | 18.9235 | 18.205 |  | 437 | 528.2875 | 524.7987 | 494.4208 |  | 437 | 0.0115% | 0.01114% | 0.01024% | 0.01024% | 0.009495% | 0.009099% |  | 437 | 0.01114% | 0.01024% | 437 | 5197 | 0.0141% | 850 | 0.0137% | 0.0139% |  | 437 | 0.009495% | 0.009099% | 0.009297% |  | 437 | 994 | 0.0139% | 0.009677%
| Jan | 19 | 5 | 438 | 557.7138 | 563.058 | 522.9408 | 0.0119% | 0.01147% | 0.0104% | 0.01401% | 5297 | 0.01364% | 0.01383% |  | 9.3693 | 18.9278 | 18.2028 |  | 438 | 548.3445 | 544.1302 | 504.738 |  | 438 | 0.01194% | 0.01155% | 0.01045% | 0.01024% | 0.009497% | 0.009098% |  | 438 | 0.01155% | 0.01045% | 438 | 5488 | 0.0141% | 4408 | 0.0137% | 0.0139% |  | 438 | 0.009497% | 0.009098% | 0.009298% |  | 438 | 5297 | 0.0139% | 0.01253%
| Jan | 19 | 6 | 439 | 575.2439 | 589.4226 | 535.8157 | 0.01228% | 0.012% | 0.01065% | 0.01401% | 849 | 0.01364% | 0.01383% |  | 9.3685 | 18.9322 | 18.2006 |  | 439 | 565.8754 | 570.4904 | 517.6152 |  | 439 | 0.01232% | 0.01211% | 0.01072% | 0.01024% | 0.0095% | 0.009097% |  | 439 | 0.01211% | 0.01072% | 439 | 4309 | 0.0141% | 1280 | 0.0137% | 0.0139% |  | 439 | 0.0095% | 0.009097% | 0.009298% |  | 439 | 849 | 0.0139% | 0.009564%
| Jan | 19 | 7 | 440 | 578.9713 | 597.196 | 544.3865 | 0.01236% | 0.01216% | 0.01082% | 0.01401% | 5803 | 0.01364% | 0.01383% |  | 9.3677 | 18.9365 | 18.1984 |  | 440 | 569.6036 | 578.2595 | 526.1882 |  | 440 | 0.0124% | 0.01227% | 0.0109% | 0.01024% | 0.009502% | 0.009096% |  | 440 | 0.01227% | 0.0109% | 440 | 5584 | 0.0141% | 4002 | 0.0137% | 0.0139% |  | 440 | 0.009502% | 0.009096% | 0.009299% |  | 440 | 5803 | 0.0139% | 0.01225%
| Jan | 19 | 8 | 441 | 577.2349 | 585.8198 | 549.0002 | 0.01232% | 0.01193% | 0.01092% | 0.01401% | 4454 | 0.01364% | 0.01382% |  | 9.3668 | 18.9408 | 18.1962 |  | 441 | 567.8681 | 566.8789 | 530.804 |  | 441 | 0.01236% | 0.01203% | 0.01099% | 0.01024% | 0.009504% | 0.009095% |  | 441 | 0.01203% | 0.01099% | 441 | 5486 | 0.0141% | 5417 | 0.01369% | 0.01389% |  | 441 | 0.009504% | 0.009095% | 0.009299% |  | 441 | 4454 | 0.01389% | 0.01269%
| Jan | 19 | 9 | 442 | 571.0646 | 568.5413 | 550.6318 | 0.01219% | 0.01158% | 0.01095% | 0.01401% | 4220 | 0.01364% | 0.01382% |  | 9.366 | 18.9452 | 18.194 |  | 442 | 561.6986 | 549.5961 | 532.4378 |  | 442 | 0.01223% | 0.01167% | 0.01103% | 0.01024% | 0.009506% | 0.009094% |  | 442 | 0.01167% | 0.01103% | 442 | 5583 | 0.01408% | 5050 | 0.01369% | 0.01389% |  | 442 | 0.009506% | 0.009094% | 0.0093% |  | 442 | 4220 | 0.01389% | 0.01261%
| Jan | 19 | 10 | 443 | 561.6612 | 549.9875 | 544.6772 | 0.01199% | 0.0112% | 0.01083% | 0.014% | 4744 | 0.01363% | 0.01382% |  | 9.3651 | 18.9495 | 18.1918 |  | 443 | 552.2961 | 531.0379 | 526.4855 |  | 443 | 0.01202% | 0.01127% | 0.0109% | 0.01024% | 0.009508% | 0.009092% |  | 443 | 0.01127% | 0.0109% | 443 | 4575 | 0.01408% | 4695 | 0.01369% | 0.01389% |  | 443 | 0.009508% | 0.009092% | 0.0093% |  | 443 | 4744 | 0.01389% | 0.01271%
| Jan | 19 | 11 | 444 | 553.0474 | 528.5011 | 537.3817 | 0.0118% | 0.01076% | 0.01069% | 0.014% | 4193 | 0.01363% | 0.01382% |  | 9.3643 | 18.9539 | 18.1896 |  | 444 | 543.6831 | 509.5472 | 519.1922 |  | 444 | 0.01183% | 0.01082% | 0.01075% | 0.01024% | 0.009511% | 0.009091% |  | 444 | 0.01082% | 0.01075% | 444 | 4285 | 0.01407% | 4723 | 0.01369% | 0.01388% |  | 444 | 0.009511% | 0.009091% | 0.009301% |  | 444 | 4193 | 0.01388% | 0.0126%
| Jan | 19 | 12 | 445 | 546.3167 | 516.5756 | 533.387 | 0.01166% | 0.01052% | 0.01061% | 0.01399% | 4095 | 0.01363% | 0.01381% |  | 9.3635 | 18.9582 | 18.1874 |  | 445 | 536.9532 | 497.6174 | 515.1997 |  | 445 | 0.01169% | 0.01056% | 0.01067% | 0.01023% | 0.009513% | 0.00909% |  | 445 | 0.01056% | 0.01067% | 445 | 5253 | 0.01407% | 4620 | 0.01368% | 0.01388% |  | 445 | 0.009513% | 0.00909% | 0.009301% |  | 445 | 4095 | 0.01388% | 0.01255%
| Jan | 19 | 13 | 446 | 543.5722 | 503.0117 | 527.3856 | 0.0116% | 0.01024% | 0.01049% | 0.01399% | 3897 | 0.01363% | 0.01381% |  | 9.3627 | 18.9626 | 18.1852 |  | 446 | 534.2096 | 484.0491 | 509.2004 |  | 446 | 0.01163% | 0.01027% | 0.01054% | 0.01023% | 0.009515% | 0.009089% |  | 446 | 0.01027% | 0.01054% | 446 | 4191 | 0.01407% | 4766 | 0.01368% | 0.01388% |  | 446 | 0.009515% | 0.009089% | 0.009302% |  | 446 | 3897 | 0.01388% | 0.01242%
| Jan | 19 | 14 | 447 | 546.2436 | 500.4143 | 522.1906 | 0.01166% | 0.01019% | 0.01038% | 0.01399% | 4790 | 0.01363% | 0.01381% |  | 9.3618 | 18.9669 | 18.183 |  | 447 | 536.8817 | 481.4474 | 504.0076 |  | 447 | 0.01169% | 0.01022% | 0.01044% | 0.01023% | 0.009517% | 0.009088% |  | 447 | 0.01022% | 0.01044% | 447 | 5155 | 0.01407% | 4793 | 0.01368% | 0.01387% |  | 447 | 0.009517% | 0.009088% | 0.009303% |  | 447 | 4790 | 0.01387% | 0.01271%
| Jan | 19 | 15 | 448 | 552.8412 | 505.3949 | 519.987 | 0.0118% | 0.01029% | 0.01034% | 0.01398% | 5132 | 0.01363% | 0.0138% |  | 9.361 | 18.9712 | 18.1808 |  | 448 | 543.4802 | 486.4237 | 501.8061 |  | 448 | 0.01183% | 0.01032% | 0.01039% | 0.01023% | 0.009519% | 0.009087% |  | 448 | 0.01032% | 0.01039% | 448 | 4726 | 0.01405% | 5803 | 0.01368% | 0.01386% |  | 448 | 0.009519% | 0.009087% | 0.009303% |  | 448 | 5132 | 0.01386% | 0.0126%
| Jan | 19 | 16 | 449 | 564.9097 | 517.609 | 530.0675 | 0.01206% | 0.01054% | 0.01054% | 0.01397% | 4814 | 0.01362% | 0.0138% |  | 9.3602 | 18.9756 | 18.1786 |  | 449 | 555.5496 | 498.6334 | 511.8889 |  | 449 | 0.01209% | 0.01058% | 0.0106% | 0.01023% | 0.009521% | 0.009086% |  | 449 | 0.01058% | 0.0106% | 449 | 5390 | 0.01405% | 4716 | 0.01368% | 0.01386% |  | 449 | 0.009521% | 0.009086% | 0.009304% |  | 449 | 4814 | 0.01386% | 0.0127%
| Jan | 19 | 17 | 450 | 575.8263 | 535.8929 | 545.8213 | 0.01229% | 0.01091% | 0.01085% | 0.01397% | 5026 | 0.01362% | 0.0138% |  | 9.3593 | 18.9799 | 18.1765 |  | 450 | 566.467 | 516.913 | 527.6448 |  | 450 | 0.01233% | 0.01097% | 0.01093% | 0.01023% | 0.009524% | 0.009085% |  | 450 | 0.01097% | 0.01093% | 450 | 5485 | 0.01405% | 833 | 0.01368% | 0.01386% |  | 450 | 0.009524% | 0.009085% | 0.009304% |  | 450 | 5026 | 0.01386% | 0.01264%
| Jan | 19 | 18 | 451 | 576.2131 | 538.5181 | 546.1213 | 0.0123% | 0.01097% | 0.01086% | 0.01396% | 4910 | 0.01362% | 0.01379% |  | 9.3585 | 18.9842 | 18.1743 |  | 451 | 566.8546 | 519.5339 | 527.947 |  | 451 | 0.01234% | 0.01103% | 0.01093% | 0.01023% | 0.009526% | 0.009084% |  | 451 | 0.01103% | 0.01093% | 451 | 4239 | 0.01404% | 1591 | 0.01368% | 0.01386% |  | 451 | 0.009526% | 0.009084% | 0.009305% |  | 451 | 4910 | 0.01386% | 0.01268%
| Jan | 19 | 19 | 452 | 571.7883 | 534.7385 | 545.1086 | 0.0122% | 0.01089% | 0.01084% | 0.01396% | 826 | 0.01362% | 0.01379% |  | 9.3577 | 18.9886 | 18.1721 |  | 452 | 562.4306 | 515.7499 | 526.9365 |  | 452 | 0.01224% | 0.01095% | 0.01091% | 0.01023% | 0.009528% | 0.009083% |  | 452 | 0.01095% | 0.01091% | 452 | 4075 | 0.01404% | 3897 | 0.01368% | 0.01386% |  | 452 | 0.009528% | 0.009083% | 0.009305% |  | 452 | 826 | 0.01386% | 0.009547%
| Jan | 19 | 20 | 453 | 569.8846 | 534.003 | 544.2365 | 0.01216% | 0.01087% | 0.01082% | 0.01396% | 4212 | 0.01362% | 0.01379% |  | 9.3569 | 18.9929 | 18.17 |  | 453 | 560.5277 | 515.0101 | 526.0665 |  | 453 | 0.0122% | 0.01093% | 0.01089% | 0.01023% | 0.00953% | 0.009082% |  | 453 | 0.01093% | 0.01089% | 453 | 5219 | 0.01404% | 836 | 0.01368% | 0.01386% |  | 453 | 0.00953% | 0.009082% | 0.009306% |  | 453 | 4212 | 0.01386% | 0.01261%
| Jan | 19 | 21 | 454 | 560.6461 | 528.9666 | 541.4233 | 0.01197% | 0.01077% | 0.01077% | 0.01396% | 3972 | 0.01362% | 0.01379% |  | 9.356 | 18.9972 | 18.1678 |  | 454 | 551.29 | 509.9693 | 523.2555 |  | 454 | 0.012% | 0.01082% | 0.01084% | 0.01023% | 0.009532% | 0.00908% |  | 454 | 0.01082% | 0.01084% | 454 | 3806 | 0.01403% | 1493 | 0.01367% | 0.01385% |  | 454 | 0.009532% | 0.00908% | 0.009306% |  | 454 | 3972 | 0.01385% | 0.01248%
| Jan | 19 | 22 | 455 | 547.4132 | 521.0442 | 530.2082 | 0.01168% | 0.01061% | 0.01054% | 0.01396% | 4817 | 0.01361% | 0.01378% |  | 9.3552 | 19.0016 | 18.1657 |  | 455 | 538.058 | 502.0426 | 512.0425 |  | 455 | 0.01171% | 0.01066% | 0.0106% | 0.01023% | 0.009534% | 0.009079% |  | 455 | 0.01066% | 0.0106% | 455 | 4452 | 0.01403% | 4769 | 0.01367% | 0.01385% |  | 455 | 0.009534% | 0.009079% | 0.009307% |  | 455 | 4817 | 0.01385% | 0.0127%
| Jan | 19 | 23 | 456 | 536.5163 | 515.6354 | 524.3661 | 0.01145% | 0.0105% | 0.01043% | 0.01396% | 4931 | 0.01361% | 0.01378% |  | 9.3544 | 19.0059 | 18.1635 |  | 456 | 527.1619 | 496.6294 | 506.2026 |  | 456 | 0.01148% | 0.01054% | 0.01048% | 0.01022% | 0.009537% | 0.009078% |  | 456 | 0.01054% | 0.01048% | 456 | 4595 | 0.01403% | 4220 | 0.01367% | 0.01385% |  | 456 | 0.009537% | 0.009078% | 0.009307% |  | 456 | 4931 | 0.01385% | 0.01267%
| Jan | 20 | 0 | 457 | 533.5525 | 512.7587 | 523.0627 | 0.01139% | 0.01044% | 0.0104% | 0.01395% | 3979 | 0.01361% | 0.01378% |  | 9.3536 | 19.0102 | 18.1614 |  | 457 | 524.199 | 493.7485 | 504.9013 |  | 457 | 0.01141% | 0.01048% | 0.01046% | 0.01022% | 0.009539% | 0.009077% |  | 457 | 0.01048% | 0.01046% | 457 | 4784 | 0.01402% | 5297 | 0.01367% | 0.01385% |  | 457 | 0.009539% | 0.009077% | 0.009308% |  | 457 | 3979 | 0.01385% | 0.01248%
| Jan | 20 | 1 | 458 | 535.869 | 512.2839 | 524.1692 | 0.01144% | 0.01043% | 0.01042% | 0.01395% | 5823 | 0.01361% | 0.01378% |  | 9.3528 | 19.0146 | 18.1593 |  | 458 | 526.5162 | 493.2694 | 506.01 |  | 458 | 0.01146% | 0.01047% | 0.01048% | 0.01022% | 0.009541% | 0.009076% |  | 458 | 0.01047% | 0.01048% | 458 | 4868 | 0.01402% | 4095 | 0.01367% | 0.01385% |  | 458 | 0.009541% | 0.009076% | 0.009309% |  | 458 | 5823 | 0.01385% | 0.01224%
| Jan | 20 | 2 | 459 | 539.8877 | 513.1404 | 526.5885 | 0.01152% | 0.01045% | 0.01047% | 0.01395% | 5581 | 0.01361% | 0.01378% |  | 9.3519 | 19.0189 | 18.1571 |  | 459 | 530.5358 | 494.1215 | 508.4314 |  | 459 | 0.01155% | 0.01049% | 0.01053% | 0.01022% | 0.009543% | 0.009075% |  | 459 | 0.01049% | 0.01053% | 459 | 3809 | 0.01402% | 4454 | 0.01367% | 0.01384% |  | 459 | 0.009543% | 0.009075% | 0.009309% |  | 459 | 5581 | 0.01384% | 0.01237%
| Jan | 20 | 3 | 460 | 548.3397 | 519.2661 | 527.5263 | 0.0117% | 0.01057% | 0.01049% | 0.01395% | 4041 | 0.01361% | 0.01378% |  | 9.3511 | 19.0232 | 18.155 |  | 460 | 538.9886 | 500.2428 | 509.3713 |  | 460 | 0.01173% | 0.01062% | 0.01055% | 0.01022% | 0.009545% | 0.009074% |  | 460 | 0.01062% | 0.01055% | 460 | 4260 | 0.01402% | 4193 | 0.01367% | 0.01384% |  | 460 | 0.009545% | 0.009074% | 0.00931% |  | 460 | 4041 | 0.01384% | 0.01252%
| Jan | 20 | 4 | 461 | 557.4106 | 525.0193 | 531.1646 | 0.0119% | 0.01069% | 0.01056% | 0.01395% | 4843 | 0.01361% | 0.01378% |  | 9.3503 | 19.0276 | 18.1529 |  | 461 | 548.0603 | 505.9918 | 513.0118 |  | 461 | 0.01193% | 0.01074% | 0.01062% | 0.01022% | 0.009547% | 0.009073% |  | 461 | 0.01074% | 0.01062% | 461 | 4821 | 0.01402% | 832 | 0.01366% | 0.01384% |  | 461 | 0.009547% | 0.009073% | 0.00931% |  | 461 | 4843 | 0.01384% | 0.0127%
| Jan | 20 | 5 | 462 | 571.1263 | 537.2893 | 540.7107 | 0.01219% | 0.01094% | 0.01075% | 0.01395% | 5705 | 0.01361% | 0.01378% |  | 9.3495 | 19.0319 | 18.1507 |  | 462 | 561.7768 | 518.2574 | 522.5599 |  | 462 | 0.01223% | 0.011% | 0.01082% | 0.01022% | 0.00955% | 0.009072% |  | 462 | 0.011% | 0.01082% | 462 | 4284 | 0.01402% | 3972 | 0.01366% | 0.01384% |  | 462 | 0.00955% | 0.009072% | 0.009311% |  | 462 | 5705 | 0.01384% | 0.01231%
| Jan | 20 | 6 | 463 | 593.3272 | 546.9898 | 550.8006 | 0.01266% | 0.01114% | 0.01095% | 0.01394% | 835 | 0.0136% | 0.01377% |  | 9.3487 | 19.0362 | 18.1486 |  | 463 | 583.9785 | 527.9536 | 532.652 |  | 463 | 0.01271% | 0.01121% | 0.01103% | 0.01022% | 0.009552% | 0.009071% |  | 463 | 0.01121% | 0.01103% | 463 | 5344 | 0.01402% | 4744 | 0.01365% | 0.01383% |  | 463 | 0.009552% | 0.009071% | 0.009311% |  | 463 | 835 | 0.01383% | 0.009553%
| Jan | 20 | 7 | 464 | 598.6568 | 557.221 | 558.5274 | 0.01278% | 0.01135% | 0.01111% | 0.01394% | 4072 | 0.0136% | 0.01377% |  | 9.3479 | 19.0405 | 18.1465 |  | 464 | 589.3089 | 538.1804 | 540.3809 |  | 464 | 0.01283% | 0.01142% | 0.01119% | 0.01022% | 0.009554% | 0.00907% |  | 464 | 0.01142% | 0.01119% | 464 | 5340 | 0.01402% | 3979 | 0.01365% | 0.01383% |  | 464 | 0.009554% | 0.00907% | 0.009312% |  | 464 | 4072 | 0.01383% | 0.01254%
| Jan | 20 | 8 | 465 | 589.261 | 558.5429 | 565.0727 | 0.01258% | 0.01137% | 0.01124% | 0.01394% | 5918 | 0.0136% | 0.01377% |  | 9.3471 | 19.0449 | 18.1444 |  | 465 | 579.9139 | 539.4981 | 546.9283 |  | 465 | 0.01262% | 0.01145% | 0.01133% | 0.01022% | 0.009556% | 0.009069% |  | 465 | 0.01145% | 0.01133% | 465 | 5242 | 0.01402% | 946 | 0.01365% | 0.01383% |  | 465 | 0.009556% | 0.009069% | 0.009312% |  | 465 | 5918 | 0.01383% | 0.0122%
| Jan | 20 | 9 | 466 | 573.4587 | 549.1403 | 568.9737 | 0.01224% | 0.01118% | 0.01131% | 0.01393% | 5942 | 0.0136% | 0.01377% |  | 9.3462 | 19.0492 | 18.1423 |  | 466 | 564.1125 | 530.0911 | 550.8314 |  | 466 | 0.01228% | 0.01125% | 0.01141% | 0.01022% | 0.009558% | 0.009068% |  | 466 | 0.01125% | 0.01141% | 466 | 5302 | 0.01402% | 1004 | 0.01365% | 0.01383% |  | 466 | 0.009558% | 0.009068% | 0.009313% |  | 466 | 5942 | 0.01383% | 0.01219%
| Jan | 20 | 10 | 467 | 553.6582 | 535.2133 | 568.3548 | 0.01182% | 0.0109% | 0.0113% | 0.01393% | 4234 | 0.0136% | 0.01377% |  | 9.3454 | 19.0535 | 18.1402 |  | 467 | 544.3127 | 516.1598 | 550.2146 |  | 467 | 0.01185% | 0.01096% | 0.01139% | 0.01021% | 0.009561% | 0.009067% |  | 467 | 0.01096% | 0.01139% | 467 | 3784 | 0.01401% | 4212 | 0.01365% | 0.01383% |  | 467 | 0.009561% | 0.009067% | 0.009314% |  | 467 | 4234 | 0.01383% | 0.01262%
| Jan | 20 | 11 | 468 | 536.112 | 517.8883 | 562.3815 | 0.01144% | 0.01055% | 0.01118% | 0.01393% | 3856 | 0.0136% | 0.01377% |  | 9.3446 | 19.0578 | 18.1381 |  | 468 | 526.7674 | 498.8304 | 544.2434 |  | 468 | 0.01147% | 0.01059% | 0.01127% | 0.01021% | 0.009563% | 0.009066% |  | 468 | 0.01059% | 0.01127% | 468 | 5074 | 0.01401% | 3590 | 0.01365% | 0.01383% |  | 468 | 0.009563% | 0.009066% | 0.009314% |  | 468 | 3856 | 0.01383% | 0.01239%
| Jan | 20 | 12 | 469 | 526.5015 | 503.775 | 557.2521 | 0.01124% | 0.01026% | 0.01108% | 0.01393% | 5061 | 0.0136% | 0.01376% |  | 9.3438 | 19.0621 | 18.136 |  | 469 | 517.1577 | 484.7129 | 539.1161 |  | 469 | 0.01126% | 0.01029% | 0.01116% | 0.01021% | 0.009565% | 0.009065% |  | 469 | 0.01029% | 0.01116% | 469 | 4928 | 0.01401% | 4790 | 0.01365% | 0.01383% |  | 469 | 0.009565% | 0.009065% | 0.009315% |  | 469 | 5061 | 0.01383% | 0.01263%
| Jan | 20 | 13 | 470 | 522.0982 | 495.7968 | 546.4308 | 0.01114% | 0.0101% | 0.01087% | 0.01393% | 4383 | 0.0136% | 0.01376% |  | 9.343 | 19.0665 | 18.1339 |  | 470 | 512.7552 | 476.7303 | 528.2969 |  | 470 | 0.01116% | 0.01012% | 0.01094% | 0.01021% | 0.009567% | 0.009064% |  | 470 | 0.01012% | 0.01094% | 470 | 5313 | 0.014% | 5132 | 0.01365% | 0.01383% |  | 470 | 0.009567% | 0.009064% | 0.009315% |  | 470 | 4383 | 0.01383% | 0.01267%
| Jan | 20 | 14 | 471 | 525.5026 | 493.3298 | 541.0482 | 0.01122% | 0.01005% | 0.01076% | 0.01393% | 5756 | 0.0136% | 0.01376% |  | 9.3422 | 19.0708 | 18.1318 |  | 471 | 516.1604 | 474.259 | 522.9164 |  | 471 | 0.01124% | 0.01007% | 0.01083% | 0.01021% | 0.009569% | 0.009062% |  | 471 | 0.01007% | 0.01083% | 471 | 4308 | 0.014% | 3856 | 0.01365% | 0.01382% |  | 471 | 0.009569% | 0.009062% | 0.009316% |  | 471 | 5756 | 0.01382% | 0.01228%
| Jan | 20 | 15 | 472 | 529.2365 | 495.1172 | 541.5734 | 0.0113% | 0.01008% | 0.01077% | 0.01393% | 5011 | 0.01359% | 0.01376% |  | 9.3414 | 19.0751 | 18.1298 |  | 472 | 519.8951 | 476.0421 | 523.4436 |  | 472 | 0.01132% | 0.0101% | 0.01084% | 0.01021% | 0.009571% | 0.009061% |  | 472 | 0.0101% | 0.01084% | 472 | 4991 | 0.014% | 4041 | 0.01365% | 0.01382% |  | 472 | 0.009571% | 0.009061% | 0.009316% |  | 472 | 5011 | 0.01382% | 0.01265%
| Jan | 20 | 16 | 473 | 538.2668 | 508.8115 | 547.4904 | 0.01149% | 0.01036% | 0.01089% | 0.01393% | 5732 | 0.01359% | 0.01376% |  | 9.3406 | 19.0794 | 18.1277 |  | 473 | 528.9262 | 489.7321 | 529.3627 |  | 473 | 0.01151% | 0.01039% | 0.01096% | 0.01021% | 0.009574% | 0.00906% |  | 473 | 0.01039% | 0.01096% | 473 | 5418 | 0.014% | 5823 | 0.01365% | 0.01382% |  | 473 | 0.009574% | 0.00906% | 0.009317% |  | 473 | 5732 | 0.01382% | 0.01229%
| Jan | 20 | 17 | 474 | 547.2041 | 523.837 | 553.8388 | 0.01168% | 0.01067% | 0.01101% | 0.01393% | 4650 | 0.01359% | 0.01376% |  | 9.3398 | 19.0837 | 18.1256 |  | 474 | 537.8643 | 504.7533 | 535.7132 |  | 474 | 0.01171% | 0.01071% | 0.01109% | 0.01021% | 0.009576% | 0.009059% |  | 474 | 0.01071% | 0.01109% | 474 | 4605 | 0.014% | 5918 | 0.01364% | 0.01382% |  | 474 | 0.009576% | 0.009059% | 0.009318% |  | 474 | 4650 | 0.01382% | 0.01272%
| Jan | 20 | 18 | 475 | 542.6595 | 530.3258 | 550.2286 | 0.01158% | 0.0108% | 0.01094% | 0.01393% | 3590 | 0.01359% | 0.01376% |  | 9.339 | 19.088 | 18.1235 |  | 475 | 533.3205 | 511.2377 | 532.105 |  | 475 | 0.01161% | 0.01085% | 0.01102% | 0.01021% | 0.009578% | 0.009058% |  | 475 | 0.01085% | 0.01102% | 475 | 4241 | 0.014% | 4814 | 0.01364% | 0.01382% |  | 475 | 0.009578% | 0.009058% | 0.009318% |  | 475 | 3590 | 0.01382% | 0.01216%
| Jan | 20 | 19 | 476 | 536.4409 | 533.6679 | 550.2379 | 0.01145% | 0.01087% | 0.01094% | 0.01392% | 3859 | 0.01358% | 0.01375% |  | 9.3382 | 19.0923 | 18.1215 |  | 476 | 527.1027 | 514.5755 | 532.1165 |  | 476 | 0.01147% | 0.01092% | 0.01102% | 0.01021% | 0.00958% | 0.009057% |  | 476 | 0.01092% | 0.01102% | 476 | 5394 | 0.014% | 5942 | 0.01364% | 0.01382% |  | 476 | 0.00958% | 0.009057% | 0.009319% |  | 476 | 3859 | 0.01382% | 0.01239%
| Jan | 20 | 20 | 477 | 530.9846 | 533.0348 | 549.0564 | 0.01133% | 0.01085% | 0.01092% | 0.01392% | 4644 | 0.01358% | 0.01375% |  | 9.3374 | 19.0967 | 18.1194 |  | 477 | 521.6472 | 513.9382 | 530.937 |  | 477 | 0.01136% | 0.01091% | 0.01099% | 0.01021% | 0.009582% | 0.009056% |  | 477 | 0.01091% | 0.01099% | 477 | 4654 | 0.014% | 4072 | 0.01364% | 0.01382% |  | 477 | 0.009582% | 0.009056% | 0.009319% |  | 477 | 4644 | 0.01382% | 0.01271%
| Jan | 20 | 21 | 478 | 524.852 | 531.266 | 545.8494 | 0.0112% | 0.01082% | 0.01085% | 0.01392% | 1003 | 0.01358% | 0.01375% |  | 9.3366 | 19.101 | 18.1174 |  | 478 | 515.5154 | 512.1651 | 527.732 |  | 478 | 0.01122% | 0.01087% | 0.01093% | 0.01021% | 0.009584% | 0.009055% |  | 478 | 0.01087% | 0.01093% | 478 | 4667 | 0.01399% | 5026 | 0.01364% | 0.01382% |  | 478 | 0.009584% | 0.009055% | 0.00932% |  | 478 | 1003 | 0.01382% | 0.009684%
| Jan | 20 | 22 | 479 | 510.276 | 523.5112 | 539.3603 | 0.01089% | 0.01066% | 0.01072% | 0.01392% | 834 | 0.01358% | 0.01375% |  | 9.3358 | 19.1053 | 18.1153 |  | 479 | 500.9402 | 504.4059 | 521.245 |  | 479 | 0.0109% | 0.01071% | 0.01079% | 0.0102% | 0.009586% | 0.009054% |  | 479 | 0.01071% | 0.01079% | 479 | 3783 | 0.01399% | 4910 | 0.01364% | 0.01381% |  | 479 | 0.009586% | 0.009054% | 0.00932% |  | 479 | 834 | 0.01381% | 0.009553%
| Jan | 20 | 23 | 480 | 501.0956 | 522.8316 | 536.0127 | 0.01069% | 0.01065% | 0.01066% | 0.01392% | 4189 | 0.01358% | 0.01375% |  | 9.335 | 19.1096 | 18.1133 |  | 480 | 491.7606 | 503.722 | 517.8994 |  | 480 | 0.0107% | 0.01069% | 0.01072% | 0.0102% | 0.009589% | 0.009053% |  | 480 | 0.01069% | 0.01072% | 480 | 4167 | 0.01399% | 5705 | 0.01364% | 0.01381% |  | 480 | 0.009589% | 0.009053% | 0.009321% |  | 480 | 4189 | 0.01381% | 0.0126%
| Jan | 21 | 0 | 481 | 496.0298 | 520.1877 | 538.0757 | 0.01059% | 0.01059% | 0.0107% | 0.01391% | 4409 | 0.01358% | 0.01375% |  | 9.3342 | 19.1139 | 18.1112 |  | 481 | 486.6956 | 501.0738 | 519.9644 |  | 481 | 0.01059% | 0.01064% | 0.01077% | 0.0102% | 0.009591% | 0.009052% |  | 481 | 0.01064% | 0.01077% | 481 | 1231 | 0.01399% | 5581 | 0.01364% | 0.01381% |  | 481 | 0.009591% | 0.009052% | 0.009322% |  | 481 | 4409 | 0.01381% | 0.01268%
| Jan | 21 | 1 | 482 | 495.8266 | 520.9976 | 541.8734 | 0.01058% | 0.01061% | 0.01077% | 0.01391% | 4698 | 0.01358% | 0.01375% |  | 9.3334 | 19.1182 | 18.1092 |  | 482 | 486.4932 | 501.8794 | 523.7643 |  | 482 | 0.01059% | 0.01065% | 0.01085% | 0.0102% | 0.009593% | 0.009051% |  | 482 | 0.01065% | 0.01085% | 482 | 5178 | 0.01398% | 1423 | 0.01363% | 0.01381% |  | 482 | 0.009593% | 0.009051% | 0.009322% |  | 482 | 4698 | 0.01381% | 0.01272%
| Jan | 21 | 2 | 483 | 497.5003 | 522.1241 | 547.8843 | 0.01062% | 0.01063% | 0.01089% | 0.01391% | 5580 | 0.01357% | 0.01374% |  | 9.3326 | 19.1225 | 18.1072 |  | 483 | 488.1677 | 503.0016 | 529.7771 |  | 483 | 0.01063% | 0.01068% | 0.01097% | 0.0102% | 0.009595% | 0.00905% |  | 483 | 0.01068% | 0.01097% | 483 | 4194 | 0.01398% | 5756 | 0.01363% | 0.01381% |  | 483 | 0.009595% | 0.00905% | 0.009323% |  | 483 | 5580 | 0.01381% | 0.01238%
| Jan | 21 | 3 | 484 | 499.996 | 524.5818 | 556.8583 | 0.01067% | 0.01068% | 0.01107% | 0.01391% | 4837 | 0.01357% | 0.01374% |  | 9.3318 | 19.1268 | 18.1051 |  | 484 | 490.6641 | 505.455 | 538.7532 |  | 484 | 0.01068% | 0.01073% | 0.01116% | 0.0102% | 0.009597% | 0.009049% |  | 484 | 0.01073% | 0.01116% | 484 | 4475 | 0.01398% | 3859 | 0.01363% | 0.01381% |  | 484 | 0.009597% | 0.009049% | 0.009323% |  | 484 | 4837 | 0.01381% | 0.0127%
| Jan | 21 | 4 | 485 | 506.0999 | 526.993 | 569.9958 | 0.0108% | 0.01073% | 0.01133% | 0.0139% | 3854 | 0.01357% | 0.01374% |  | 9.331 | 19.1311 | 18.1031 |  | 485 | 496.7689 | 507.8618 | 551.8927 |  | 485 | 0.01081% | 0.01078% | 0.01143% | 0.0102% | 0.009599% | 0.009048% |  | 485 | 0.01078% | 0.01143% | 485 | 5202 | 0.01398% | 4234 | 0.01363% | 0.0138% |  | 485 | 0.009599% | 0.009048% | 0.009324% |  | 485 | 3854 | 0.0138% | 0.01239%
| Jan | 21 | 5 | 486 | 516.9795 | 535.1853 | 586.0215 | 0.01103% | 0.0109% | 0.01165% | 0.0139% | 4385 | 0.01357% | 0.01374% |  | 9.3299 | 19.1354 | 18.1011 |  | 486 | 507.6496 | 516.0499 | 567.9204 |  | 486 | 0.01105% | 0.01095% | 0.01176% | 0.0102% | 0.009602% | 0.009047% |  | 486 | 0.01095% | 0.01176% | 486 | 4967 | 0.01398% | 4817 | 0.01363% | 0.0138% |  | 486 | 0.009602% | 0.009047% | 0.009324% |  | 486 | 4385 | 0.0138% | 0.01267%
| Jan | 21 | 6 | 487 | 529.367 | 544.951 | 608.0111 | 0.0113% | 0.0111% | 0.01209% | 0.0139% | 4979 | 0.01357% | 0.01374% |  | 9.3291 | 19.1397 | 18.0991 |  | 487 | 520.038 | 525.8113 | 589.9121 |  | 487 | 0.01132% | 0.01116% | 0.01222% | 0.0102% | 0.009604% | 0.009046% |  | 487 | 0.01116% | 0.01222% | 487 | 4190 | 0.01398% | 823 | 0.01363% | 0.0138% |  | 487 | 0.009604% | 0.009046% | 0.009325% |  | 487 | 4979 | 0.0138% | 0.01266%
| Jan | 21 | 7 | 488 | 533.8829 | 555.0518 | 613.4312 | 0.01139% | 0.0113% | 0.0122% | 0.0139% | 5563 | 0.01357% | 0.01373% |  | 9.3282 | 19.144 | 18.097 |  | 488 | 524.5547 | 535.9078 | 595.3342 |  | 488 | 0.01142% | 0.01137% | 0.01233% | 0.0102% | 0.009606% | 0.009045% |  | 488 | 0.01137% | 0.01233% | 488 | 5460 | 0.01397% | 4931 | 0.01363% | 0.0138% |  | 488 | 0.009606% | 0.009045% | 0.009326% |  | 488 | 5563 | 0.0138% | 0.01239%
| Jan | 21 | 8 | 489 | 534.1261 | 558.1891 | 603.9977 | 0.0114% | 0.01137% | 0.01201% | 0.0139% | 4603 | 0.01357% | 0.01373% |  | 9.3273 | 19.1483 | 18.095 |  | 489 | 524.7987 | 539.0408 | 585.9027 |  | 489 | 0.01142% | 0.01144% | 0.01213% | 0.01019% | 0.009608% | 0.009044% |  | 489 | 0.01144% | 0.01213% | 489 | 5585 | 0.01397% | 945 | 0.01363% | 0.0138% |  | 489 | 0.009608% | 0.009044% | 0.009326% |  | 489 | 4603 | 0.0138% | 0.01271%
| Jan | 21 | 9 | 490 | 528.7158 | 559.3621 | 587.4656 | 0.01128% | 0.01139% | 0.01168% | 0.0139% | 829 | 0.01356% | 0.01373% |  | 9.3265 | 19.1526 | 18.093 |  | 490 | 519.3894 | 540.2095 | 569.3726 |  | 490 | 0.01131% | 0.01147% | 0.01179% | 0.01019% | 0.00961% | 0.009043% |  | 490 | 0.01147% | 0.01179% | 490 | 4894 | 0.01397% | 831 | 0.01363% | 0.0138% |  | 490 | 0.00961% | 0.009043% | 0.009327% |  | 490 | 829 | 0.0138% | 0.009549%
| Jan | 21 | 10 | 491 | 522.3478 | 558.0588 | 568.0453 | 0.01115% | 0.01136% | 0.0113% | 0.01389% | 5609 | 0.01356% | 0.01373% |  | 9.3256 | 19.1569 | 18.091 |  | 491 | 513.0221 | 538.9019 | 549.9543 |  | 491 | 0.01117% | 0.01144% | 0.01139% | 0.01019% | 0.009612% | 0.009042% |  | 491 | 0.01144% | 0.01139% | 491 | 5121 | 0.01397% | 5732 | 0.01363% | 0.0138% |  | 491 | 0.009612% | 0.009042% | 0.009327% |  | 491 | 5609 | 0.0138% | 0.01236%
| Jan | 21 | 11 | 492 | 503.9507 | 550.3319 | 552.0009 | 0.01076% | 0.01121% | 0.01098% | 0.01389% | 4694 | 0.01356% | 0.01372% |  | 9.3248 | 19.1612 | 18.089 |  | 492 | 494.6259 | 531.1707 | 533.9119 |  | 492 | 0.01077% | 0.01127% | 0.01106% | 0.01019% | 0.009615% | 0.009041% |  | 492 | 0.01127% | 0.01106% | 492 | 5038 | 0.01397% | 4843 | 0.01362% | 0.0138% |  | 492 | 0.009615% | 0.009041% | 0.009328% |  | 492 | 4694 | 0.0138% | 0.01272%
| Jan | 21 | 12 | 493 | 494.9846 | 546.6081 | 539.2197 | 0.01056% | 0.01113% | 0.01072% | 0.01389% | 830 | 0.01356% | 0.01372% |  | 9.3239 | 19.1655 | 18.087 |  | 493 | 485.6606 | 527.4426 | 521.1327 |  | 493 | 0.01057% | 0.01119% | 0.01079% | 0.01019% | 0.009617% | 0.00904% |  | 493 | 0.01119% | 0.01079% | 493 | 4168 | 0.01396% | 990 | 0.01362% | 0.01379% |  | 493 | 0.009617% | 0.00904% | 0.009328% |  | 493 | 830 | 0.01379% | 0.00955%
| Jan | 21 | 13 | 494 | 492.6899 | 542.8564 | 531.671 | 0.01052% | 0.01105% | 0.01057% | 0.01389% | 4941 | 0.01356% | 0.01372% |  | 9.3231 | 19.1698 | 18.085 |  | 494 | 483.3668 | 523.6866 | 513.586 |  | 494 | 0.01052% | 0.01112% | 0.01064% | 0.01019% | 0.009619% | 0.009039% |  | 494 | 0.01112% | 0.01064% | 494 | 4761 | 0.01396% | 4383 | 0.01362% | 0.01379% |  | 494 | 0.009619% | 0.009039% | 0.009329% |  | 494 | 4941 | 0.01379% | 0.01267%
| Jan | 21 | 14 | 495 | 495.7365 | 536.4887 | 522.9127 | 0.01058% | 0.01092% | 0.0104% | 0.01389% | 4194 | 0.01355% | 0.01372% |  | 9.3222 | 19.1741 | 18.083 |  | 495 | 486.4143 | 517.3146 | 504.8297 |  | 495 | 0.01059% | 0.01098% | 0.01045% | 0.01019% | 0.009621% | 0.009038% |  | 495 | 0.01098% | 0.01045% | 495 | 4100 | 0.01396% | 3854 | 0.01362% | 0.01379% |  | 495 | 0.009621% | 0.009038% | 0.00933% |  | 495 | 4194 | 0.01379% | 0.0126%
| Jan | 21 | 15 | 496 | 501.4057 | 532.4856 | 521.8624 | 0.0107% | 0.01084% | 0.01038% | 0.01389% | 5922 | 0.01355% | 0.01372% |  | 9.3214 | 19.1784 | 18.081 |  | 496 | 492.0843 | 513.3072 | 503.7814 |  | 496 | 0.01071% | 0.01089% | 0.01043% | 0.01019% | 0.009623% | 0.009037% |  | 496 | 0.01089% | 0.01043% | 496 | 4313 | 0.01396% | 5061 | 0.01362% | 0.01379% |  | 496 | 0.009623% | 0.009037% | 0.00933% |  | 496 | 5922 | 0.01379% | 0.0122%
| Jan | 21 | 16 | 497 | 511.1095 | 535.5484 | 540.4481 | 0.01091% | 0.01091% | 0.01075% | 0.01388% | 4626 | 0.01355% | 0.01372% |  | 9.3205 | 19.1827 | 18.079 |  | 497 | 501.7889 | 516.3658 | 522.3691 |  | 497 | 0.01092% | 0.01096% | 0.01082% | 0.01019% | 0.009625% | 0.009036% |  | 497 | 0.01096% | 0.01082% | 497 | 4630 | 0.01395% | 1279 | 0.01361% | 0.01378% |  | 497 | 0.009625% | 0.009036% | 0.009331% |  | 497 | 4626 | 0.01378% | 0.01271%
| Jan | 21 | 17 | 498 | 523.7315 | 546.9526 | 566.7607 | 0.01118% | 0.01114% | 0.01127% | 0.01388% | 5795 | 0.01355% | 0.01372% |  | 9.3197 | 19.1869 | 18.077 |  | 498 | 514.4118 | 527.7656 | 548.6836 |  | 498 | 0.0112% | 0.0112% | 0.01136% | 0.01019% | 0.009627% | 0.009035% |  | 498 | 0.0112% | 0.01136% | 498 | 4138 | 0.01395% | 4189 | 0.01361% | 0.01378% |  | 498 | 0.009627% | 0.009035% | 0.009331% |  | 498 | 5795 | 0.01378% | 0.01226%
| Jan | 21 | 18 | 499 | 521.5903 | 547.2691 | 576.6255 | 0.01113% | 0.01114% | 0.01147% | 0.01388% | 4094 | 0.01355% | 0.01372% |  | 9.3188 | 19.1912 | 18.0751 |  | 499 | 512.2714 | 528.0779 | 558.5505 |  | 499 | 0.01115% | 0.01121% | 0.01157% | 0.01019% | 0.00963% | 0.009034% |  | 499 | 0.01121% | 0.01157% | 499 | 4617 | 0.01395% | 5011 | 0.01361% | 0.01378% |  | 499 | 0.00963% | 0.009034% | 0.009332% |  | 499 | 4094 | 0.01378% | 0.01255%
| Jan | 21 | 19 | 500 | 519.2113 | 545.4351 | 583.5647 | 0.01108% | 0.01111% | 0.0116% | 0.01388% | 4382 | 0.01354% | 0.01371% |  | 9.318 | 19.1955 | 18.0731 |  | 500 | 509.8933 | 526.2396 | 565.4916 |  | 500 | 0.0111% | 0.01117% | 0.01171% | 0.01018% | 0.009632% | 0.009033% |  | 500 | 0.01117% | 0.01171% | 500 | 4242 | 0.01395% | 4650 | 0.01361% | 0.01378% |  | 500 | 0.009632% | 0.009033% | 0.009332% |  | 500 | 4382 | 0.01378% | 0.01267%
| Jan | 21 | 20 | 501 | 515.9663 | 541.9068 | 584.1648 | 0.01101% | 0.01104% | 0.01162% | 0.01388% | 827 | 0.01354% | 0.01371% |  | 9.3171 | 19.1998 | 18.0711 |  | 501 | 506.6492 | 522.707 | 566.0937 |  | 501 | 0.01103% | 0.01109% | 0.01172% | 0.01018% | 0.009634% | 0.009032% |  | 501 | 0.01109% | 0.01172% | 501 | 4238 | 0.01394% | 4409 | 0.01361% | 0.01377% |  | 501 | 0.009634% | 0.009032% | 0.009333% |  | 501 | 827 | 0.01377% | 0.009547%
| Jan | 21 | 21 | 502 | 512.503 | 535.446 | 575.9691 | 0.01094% | 0.0109% | 0.01145% | 0.01388% | 4073 | 0.01354% | 0.01371% |  | 9.3163 | 19.2041 | 18.0691 |  | 502 | 503.1868 | 516.2419 | 557.9 |  | 502 | 0.01095% | 0.01096% | 0.01155% | 0.01018% | 0.009636% | 0.009031% |  | 502 | 0.01096% | 0.01155% | 502 | 4736 | 0.01394% | 4644 | 0.0136% | 0.01377% |  | 502 | 0.009636% | 0.009031% | 0.009334% |  | 502 | 4073 | 0.01377% | 0.01254%
| Jan | 21 | 22 | 503 | 504.9681 | 527.7284 | 564.2382 | 0.01078% | 0.01075% | 0.01122% | 0.01387% | 5155 | 0.01354% | 0.0137% |  | 9.3154 | 19.2083 | 18.0672 |  | 503 | 495.6527 | 508.5201 | 546.171 |  | 503 | 0.01079% | 0.01079% | 0.01131% | 0.01018% | 0.009638% | 0.00903% |  | 503 | 0.01079% | 0.01131% | 503 | 4091 | 0.01394% | 1351 | 0.0136% | 0.01377% |  | 503 | 0.009638% | 0.00903% | 0.009334% |  | 503 | 5155 | 0.01377% | 0.0126%
| Jan | 21 | 23 | 504 | 497.5718 | 522.5989 | 553.5294 | 0.01062% | 0.01064% | 0.01101% | 0.01387% | 4070 | 0.01353% | 0.0137% |  | 9.3146 | 19.2126 | 18.0652 |  | 504 | 488.2573 | 503.3863 | 535.4642 |  | 504 | 0.01063% | 0.01068% | 0.01109% | 0.01018% | 0.00964% | 0.009029% |  | 504 | 0.01068% | 0.01109% | 504 | 4809 | 0.01394% | 5580 | 0.0136% | 0.01377% |  | 504 | 0.00964% | 0.009029% | 0.009335% |  | 504 | 4070 | 0.01377% | 0.01254%
| Jan | 22 | 0 | 505 | 496.1648 | 524.7587 | 549.5722 | 0.01059% | 0.01069% | 0.01093% | 0.01387% | 4096 | 0.01353% | 0.0137% |  | 9.3137 | 19.2169 | 18.0632 |  | 505 | 486.851 | 505.5418 | 531.5089 |  | 505 | 0.0106% | 0.01073% | 0.01101% | 0.01018% | 0.009643% | 0.009028% |  | 505 | 0.01073% | 0.01101% | 505 | 5228 | 0.01394% | 893 | 0.0136% | 0.01377% |  | 505 | 0.009643% | 0.009028% | 0.009335% |  | 505 | 4096 | 0.01377% | 0.01255%
| Jan | 22 | 1 | 506 | 498.2813 | 527.6353 | 552.5447 | 0.01063% | 0.01074% | 0.01099% | 0.01386% | 4765 | 0.01353% | 0.0137% |  | 9.3129 | 19.2212 | 18.0613 |  | 506 | 488.9684 | 508.4142 | 534.4835 |  | 506 | 0.01064% | 0.01079% | 0.01107% | 0.01018% | 0.009645% | 0.009027% |  | 506 | 0.01079% | 0.01107% | 506 | 5196 | 0.01394% | 947 | 0.0136% | 0.01377% |  | 506 | 0.009645% | 0.009027% | 0.009336% |  | 506 | 4765 | 0.01377% | 0.01271%
| Jan | 22 | 2 | 507 | 499.3992 | 533.3514 | 557.3271 | 0.01066% | 0.01086% | 0.01108% | 0.01386% | 3613 | 0.01353% | 0.0137% |  | 9.312 | 19.2254 | 18.0593 |  | 507 | 490.0871 | 514.1259 | 539.2678 |  | 507 | 0.01067% | 0.01091% | 0.01117% | 0.01018% | 0.009647% | 0.009026% |  | 507 | 0.01091% | 0.01117% | 507 | 5147 | 0.01394% | 4698 | 0.0136% | 0.01377% |  | 507 | 0.009647% | 0.009026% | 0.009337% |  | 507 | 3613 | 0.01377% | 0.01218%
| Jan | 22 | 3 | 508 | 499.8762 | 542.3071 | 560.7311 | 0.01067% | 0.01104% | 0.01115% | 0.01386% | 7255 | 0.01353% | 0.0137% |  | 9.3112 | 19.2297 | 18.0574 |  | 508 | 490.565 | 523.0774 | 542.6737 |  | 508 | 0.01068% | 0.0111% | 0.01124% | 0.01018% | 0.009649% | 0.009025% |  | 508 | 0.0111% | 0.01124% | 508 | 4574 | 0.01393% | 5563 | 0.0136% | 0.01377% |  | 508 | 0.009649% | 0.009025% | 0.009337% |  | 508 | 7255 | 0.01377% | 0.01189%
| Jan | 22 | 4 | 509 | 505.9619 | 553.5251 | 570.6428 | 0.0108% | 0.01127% | 0.01135% | 0.01386% | 5605 | 0.01353% | 0.01369% |  | 9.3103 | 19.234 | 18.0554 |  | 509 | 496.6515 | 534.2911 | 552.5874 |  | 509 | 0.01081% | 0.01134% | 0.01144% | 0.01018% | 0.009651% | 0.009024% |  | 509 | 0.01134% | 0.01144% | 509 | 5266 | 0.01393% | 4385 | 0.01359% | 0.01376% |  | 509 | 0.009651% | 0.009024% | 0.009338% |  | 509 | 5605 | 0.01376% | 0.01236%
| Jan | 22 | 5 | 510 | 519.3752 | 575.7097 | 589.1348 | 0.01108% | 0.01172% | 0.01171% | 0.01386% | 5110 | 0.01353% | 0.01369% |  | 9.3095 | 19.2382 | 18.0535 |  | 510 | 510.0657 | 556.4714 | 571.0813 |  | 510 | 0.0111% | 0.01181% | 0.01183% | 0.01018% | 0.009653% | 0.009023% |  | 510 | 0.01181% | 0.01183% | 510 | 4147 | 0.01393% | 5609 | 0.01359% | 0.01376% |  | 510 | 0.009653% | 0.009023% | 0.009338% |  | 510 | 5110 | 0.01376% | 0.01261%
| Jan | 22 | 6 | 511 | 531.8692 | 603.4055 | 609.7928 | 0.01135% | 0.01229% | 0.01213% | 0.01386% | 5120 | 0.01353% | 0.01369% |  | 9.3086 | 19.2425 | 18.0515 |  | 511 | 522.5605 | 584.1629 | 591.7413 |  | 511 | 0.01138% | 0.0124% | 0.01225% | 0.01017% | 0.009655% | 0.009022% |  | 511 | 0.0124% | 0.01225% | 511 | 5172 | 0.01393% | 870 | 0.01359% | 0.01376% |  | 511 | 0.009655% | 0.009022% | 0.009339% |  | 511 | 5120 | 0.01376% | 0.01261%
| Jan | 22 | 7 | 512 | 538.6224 | 613.9345 | 616.46 | 0.0115% | 0.0125% | 0.01226% | 0.01386% | 4405 | 0.01353% | 0.01369% |  | 9.3078 | 19.2468 | 18.0496 |  | 512 | 529.3146 | 594.6877 | 598.4104 |  | 512 | 0.01152% | 0.01262% | 0.01239% | 0.01017% | 0.009657% | 0.009021% |  | 512 | 0.01262% | 0.01239% | 512 | 5467 | 0.01393% | 5922 | 0.01359% | 0.01376% |  | 512 | 0.009657% | 0.009021% | 0.009339% |  | 512 | 4405 | 0.01376% | 0.01268%
| Jan | 22 | 8 | 513 | 538.6716 | 598.2294 | 604.1571 | 0.0115% | 0.01218% | 0.01201% | 0.01385% | 4672 | 0.01353% | 0.01369% |  | 9.3069 | 19.251 | 18.0477 |  | 513 | 529.3647 | 578.9783 | 586.1094 |  | 513 | 0.01152% | 0.01229% | 0.01214% | 0.01017% | 0.00966% | 0.00902% |  | 513 | 0.01229% | 0.01214% | 513 | 5512 | 0.01393% | 3613 | 0.01359% | 0.01376% |  | 513 | 0.00966% | 0.00902% | 0.00934% |  | 513 | 4672 | 0.01376% | 0.01272%
| Jan | 22 | 9 | 514 | 534.2623 | 583.4738 | 594.236 | 0.0114% | 0.01188% | 0.01182% | 0.01385% | 4789 | 0.01353% | 0.01369% |  | 9.3061 | 19.2553 | 18.0457 |  | 514 | 524.9562 | 564.2185 | 576.1902 |  | 514 | 0.01143% | 0.01198% | 0.01193% | 0.01017% | 0.009662% | 0.009019% |  | 514 | 0.01198% | 0.01193% | 514 | 5110 | 0.01393% | 4837 | 0.01359% | 0.01376% |  | 514 | 0.009662% | 0.009019% | 0.009341% |  | 514 | 4789 | 0.01376% | 0.01271%
| Jan | 22 | 10 | 515 | 528.8348 | 568.9882 | 590.9821 | 0.01129% | 0.01159% | 0.01175% | 0.01385% | 828 | 0.01353% | 0.01369% |  | 9.3053 | 19.2596 | 18.0438 |  | 515 | 519.5295 | 549.7286 | 572.9383 |  | 515 | 0.01131% | 0.01167% | 0.01186% | 0.01017% | 0.009664% | 0.009018% |  | 515 | 0.01167% | 0.01186% | 515 | 5014 | 0.01392% | 4979 | 0.01359% | 0.01376% |  | 515 | 0.009664% | 0.009018% | 0.009341% |  | 515 | 828 | 0.01376% | 0.009548%
| Jan | 22 | 11 | 516 | 525.523 | 544.8021 | 588.9753 | 0.01122% | 0.01109% | 0.01171% | 0.01385% | 1002 | 0.01352% | 0.01369% |  | 9.3044 | 19.2638 | 18.0419 |  | 516 | 516.2186 | 525.5382 | 570.9335 |  | 516 | 0.01124% | 0.01115% | 0.01182% | 0.01017% | 0.009666% | 0.009018% |  | 516 | 0.01115% | 0.01182% | 516 | 4068 | 0.01392% | 4603 | 0.01359% | 0.01375% |  | 516 | 0.009666% | 0.009018% | 0.009342% |  | 516 | 1002 | 0.01375% | 0.009683%
| Jan | 22 | 12 | 517 | 526.8128 | 525.2055 | 590.0631 | 0.01124% | 0.0107% | 0.01173% | 0.01385% | 5097 | 0.01352% | 0.01369% |  | 9.3036 | 19.2681 | 18.04 |  | 517 | 517.5092 | 505.9375 | 572.0231 |  | 517 | 0.01127% | 0.01074% | 0.01185% | 0.01017% | 0.009668% | 0.009017% |  | 517 | 0.01074% | 0.01185% | 517 | 5413 | 0.01392% | 5795 | 0.01359% | 0.01375% |  | 517 | 0.009668% | 0.009017% | 0.009342% |  | 517 | 5097 | 0.01375% | 0.01262%
| Jan | 22 | 13 | 518 | 526.8737 | 518.8006 | 586.7342 | 0.01124% | 0.01056% | 0.01167% | 0.01385% | 4551 | 0.01352% | 0.01369% |  | 9.3027 | 19.2723 | 18.038 |  | 518 | 517.5709 | 499.5283 | 568.6961 |  | 518 | 0.01127% | 0.0106% | 0.01178% | 0.01017% | 0.00967% | 0.009016% |  | 518 | 0.0106% | 0.01178% | 518 | 5442 | 0.01392% | 4194 | 0.01358% | 0.01375% |  | 518 | 0.00967% | 0.009016% | 0.009343% |  | 518 | 4551 | 0.01375% | 0.01271%
| Jan | 22 | 14 | 519 | 523.8682 | 514.6113 | 580.4983 | 0.01118% | 0.01048% | 0.01154% | 0.01385% | 5037 | 0.01352% | 0.01368% |  | 9.3019 | 19.2766 | 18.0361 |  | 519 | 514.5663 | 495.3347 | 562.4622 |  | 519 | 0.0112% | 0.01051% | 0.01165% | 0.01017% | 0.009672% | 0.009015% |  | 519 | 0.01051% | 0.01165% | 519 | 4701 | 0.01392% | 4094 | 0.01358% | 0.01375% |  | 519 | 0.009672% | 0.009015% | 0.009344% |  | 519 | 5037 | 0.01375% | 0.01264%
| Jan | 22 | 15 | 520 | 523.1107 | 516.1101 | 585.3463 | 0.01116% | 0.01051% | 0.01164% | 0.01385% | 4742 | 0.01352% | 0.01368% |  | 9.301 | 19.2808 | 18.0342 |  | 520 | 513.8097 | 496.8293 | 567.3121 |  | 520 | 0.01118% | 0.01055% | 0.01175% | 0.01017% | 0.009675% | 0.009014% |  | 520 | 0.01055% | 0.01175% | 520 | 4904 | 0.01392% | 7255 | 0.01358% | 0.01375% |  | 520 | 0.009675% | 0.009014% | 0.009344% |  | 520 | 4742 | 0.01375% | 0.01271%
| Jan | 22 | 16 | 521 | 528.8296 | 530.1675 | 593.6358 | 0.01129% | 0.0108% | 0.0118% | 0.01385% | 3855 | 0.01352% | 0.01368% |  | 9.3002 | 19.2851 | 18.0323 |  | 521 | 519.5294 | 510.8824 | 575.6035 |  | 521 | 0.01131% | 0.01084% | 0.01192% | 0.01017% | 0.009677% | 0.009013% |  | 521 | 0.01084% | 0.01192% | 521 | 4214 | 0.01392% | 954 | 0.01358% | 0.01375% |  | 521 | 0.009677% | 0.009013% | 0.009345% |  | 521 | 3855 | 0.01375% | 0.01239%
| Jan | 22 | 17 | 522 | 539.4329 | 555.8525 | 596.6459 | 0.01151% | 0.01132% | 0.01186% | 0.01384% | 4356 | 0.01352% | 0.01368% |  | 9.2994 | 19.2893 | 18.0304 |  | 522 | 530.1336 | 536.5631 | 578.6155 |  | 522 | 0.01154% | 0.01139% | 0.01198% | 0.01016% | 0.009679% | 0.009012% |  | 522 | 0.01139% | 0.01198% | 522 | 3785 | 0.01391% | 920 | 0.01358% | 0.01374% |  | 522 | 0.009679% | 0.009012% | 0.009345% |  | 522 | 4356 | 0.01374% | 0.01266%
| Jan | 22 | 18 | 523 | 539.195 | 560.1348 | 592.4168 | 0.01151% | 0.01141% | 0.01178% | 0.01384% | 4916 | 0.01351% | 0.01368% |  | 9.2985 | 19.2936 | 18.0285 |  | 523 | 529.8965 | 540.8412 | 574.3883 |  | 523 | 0.01153% | 0.01148% | 0.01189% | 0.01016% | 0.009681% | 0.009011% |  | 523 | 0.01148% | 0.01189% | 523 | 4578 | 0.01391% | 4694 | 0.01358% | 0.01374% |  | 523 | 0.009681% | 0.009011% | 0.009346% |  | 523 | 4916 | 0.01374% | 0.01268%
| Jan | 22 | 19 | 524 | 537.3711 | 563.2256 | 588.7784 | 0.01147% | 0.01147% | 0.01171% | 0.01384% | 4745 | 0.01351% | 0.01368% |  | 9.2977 | 19.2978 | 18.0266 |  | 524 | 528.0734 | 543.9277 | 570.7518 |  | 524 | 0.0115% | 0.01154% | 0.01182% | 0.01016% | 0.009683% | 0.00901% |  | 524 | 0.01154% | 0.01182% | 524 | 5098 | 0.01391% | 4941 | 0.01357% | 0.01374% |  | 524 | 0.009683% | 0.00901% | 0.009347% |  | 524 | 4745 | 0.01374% | 0.01271%
| Jan | 22 | 20 | 525 | 533.765 | 559.3994 | 580.1982 | 0.01139% | 0.01139% | 0.01154% | 0.01384% | 4092 | 0.01351% | 0.01368% |  | 9.2968 | 19.3021 | 18.0247 |  | 525 | 524.4682 | 540.0973 | 562.1735 |  | 525 | 0.01142% | 0.01146% | 0.01164% | 0.01016% | 0.009685% | 0.009009% |  | 525 | 0.01146% | 0.01164% | 525 | 5000 | 0.0139% | 4073 | 0.01357% | 0.01374% |  | 525 | 0.009685% | 0.009009% | 0.009347% |  | 525 | 4092 | 0.01374% | 0.01255%
| Jan | 22 | 21 | 526 | 526.9288 | 550.304 | 567.8765 | 0.01125% | 0.01121% | 0.01129% | 0.01384% | 3618 | 0.01351% | 0.01367% |  | 9.296 | 19.3063 | 18.0228 |  | 526 | 517.6328 | 530.9977 | 549.8537 |  | 526 | 0.01127% | 0.01127% | 0.01139% | 0.01016% | 0.009687% | 0.009008% |  | 526 | 0.01127% | 0.01139% | 526 | 5025 | 0.0139% | 4626 | 0.01357% | 0.01374% |  | 526 | 0.009687% | 0.009008% | 0.009348% |  | 526 | 3618 | 0.01374% | 0.01219%
| Jan | 22 | 22 | 527 | 515.9521 | 537.131 | 550.1442 | 0.01101% | 0.01094% | 0.01094% | 0.01384% | 4453 | 0.01351% | 0.01367% |  | 9.2951 | 19.3106 | 18.0209 |  | 527 | 506.657 | 517.8204 | 532.1232 |  | 527 | 0.01103% | 0.01099% | 0.01102% | 0.01016% | 0.00969% | 0.009007% |  | 527 | 0.01099% | 0.01102% | 527 | 5133 | 0.0139% | 1424 | 0.01357% | 0.01374% |  | 527 | 0.00969% | 0.009007% | 0.009348% |  | 527 | 4453 | 0.01374% | 0.01269%
| Jan | 22 | 23 | 528 | 507.3503 | 531.8991 | 543.4957 | 0.01083% | 0.01083% | 0.01081% | 0.01383% | 5443 | 0.01351% | 0.01367% |  | 9.2943 | 19.3148 | 18.019 |  | 528 | 498.056 | 512.5843 | 525.4767 |  | 528 | 0.01084% | 0.01088% | 0.01088% | 0.01016% | 0.009692% | 0.009006% |  | 528 | 0.01088% | 0.01088% | 528 | 4528 | 0.0139% | 4070 | 0.01357% | 0.01374% |  | 528 | 0.009692% | 0.009006% | 0.009349% |  | 528 | 5443 | 0.01374% | 0.01245%
| Jan | 23 | 0 | 529 | 506.028 | 530.3072 | 539.5948 | 0.0108% | 0.0108% | 0.01073% | 0.01383% | 5872 | 0.01351% | 0.01367% |  | 9.2935 | 19.3191 | 18.0172 |  | 529 | 496.7345 | 510.9881 | 521.5776 |  | 529 | 0.01081% | 0.01085% | 0.0108% | 0.01016% | 0.009694% | 0.009005% |  | 529 | 0.01085% | 0.0108% | 529 | 4266 | 0.0139% | 3618 | 0.01357% | 0.01373% |  | 529 | 0.009694% | 0.009005% | 0.009349% |  | 529 | 5872 | 0.01373% | 0.01222%
| Jan | 23 | 1 | 530 | 508.4899 | 530.875 | 537.2411 | 0.01085% | 0.01081% | 0.01068% | 0.01383% | 5294 | 0.01351% | 0.01367% |  | 9.2926 | 19.3233 | 18.0153 |  | 530 | 499.1973 | 511.5517 | 519.2258 |  | 530 | 0.01087% | 0.01086% | 0.01075% | 0.01016% | 0.009696% | 0.009004% |  | 530 | 0.01086% | 0.01075% | 530 | 4259 | 0.0139% | 4382 | 0.01357% | 0.01373% |  | 530 | 0.009696% | 0.009004% | 0.00935% |  | 530 | 5294 | 0.01373% | 0.01253%
| Jan | 23 | 2 | 531 | 512.5636 | 531.4615 | 537.4193 | 0.01094% | 0.01082% | 0.01069% | 0.01383% | 5631 | 0.01351% | 0.01367% |  | 9.2918 | 19.3275 | 18.0134 |  | 531 | 503.2718 | 512.134 | 519.4058 |  | 531 | 0.01096% | 0.01087% | 0.01076% | 0.01016% | 0.009698% | 0.009003% |  | 531 | 0.01087% | 0.01076% | 531 | 5511 | 0.0139% | 4096 | 0.01357% | 0.01373% |  | 531 | 0.009698% | 0.009003% | 0.009351% |  | 531 | 5631 | 0.01373% | 0.01235%
| Jan | 23 | 3 | 532 | 519.8765 | 536.5818 | 541.8453 | 0.0111% | 0.01093% | 0.01077% | 0.01383% | 5702 | 0.01351% | 0.01367% |  | 9.2909 | 19.3318 | 18.0115 |  | 532 | 510.5856 | 517.25 | 523.8338 |  | 532 | 0.01111% | 0.01098% | 0.01085% | 0.01016% | 0.0097% | 0.009002% |  | 532 | 0.01098% | 0.01085% | 532 | 4798 | 0.0139% | 3855 | 0.01356% | 0.01373% |  | 532 | 0.0097% | 0.009002% | 0.009351% |  | 532 | 5702 | 0.01373% | 0.01231%
| Jan | 23 | 4 | 533 | 531.548 | 546.906 | 548.5876 | 0.01134% | 0.01114% | 0.01091% | 0.01383% | 850 | 0.0135% | 0.01366% |  | 9.2901 | 19.336 | 18.0097 |  | 533 | 522.2579 | 527.57 | 530.5779 |  | 533 | 0.01137% | 0.0112% | 0.01099% | 0.01015% | 0.009702% | 0.009001% |  | 533 | 0.0112% | 0.01099% | 533 | 5086 | 0.01389% | 995 | 0.01356% | 0.01373% |  | 533 | 0.009702% | 0.009001% | 0.009352% |  | 533 | 850 | 0.01373% | 0.009565%
| Jan | 23 | 5 | 534 | 548.4294 | 566.6887 | 575.6597 | 0.01171% | 0.01154% | 0.01145% | 0.01382% | 1280 | 0.0135% | 0.01366% |  | 9.2893 | 19.3402 | 18.0078 |  | 534 | 539.1402 | 547.3485 | 557.6518 |  | 534 | 0.01174% | 0.01162% | 0.01155% | 0.01015% | 0.009704% | 0.009% |  | 534 | 0.01162% | 0.01155% | 534 | 4504 | 0.01389% | 3589 | 0.01356% | 0.01372% |  | 534 | 0.009704% | 0.009% | 0.009352% |  | 534 | 1280 | 0.01372% | 0.009919%
| Jan | 23 | 6 | 535 | 573.3025 | 596.3209 | 593.392 | 0.01224% | 0.01214% | 0.0118% | 0.01382% | 4053 | 0.0135% | 0.01366% |  | 9.2884 | 19.3445 | 18.0059 |  | 535 | 564.0141 | 576.9764 | 575.3861 |  | 535 | 0.01228% | 0.01225% | 0.01192% | 0.01015% | 0.009707% | 0.009% |  | 535 | 0.01225% | 0.01192% | 535 | 4195 | 0.01389% | 1185 | 0.01356% | 0.01372% |  | 535 | 0.009707% | 0.009% | 0.009353% |  | 535 | 4053 | 0.01372% | 0.01253%
| Jan | 23 | 7 | 536 | 578.3472 | 601.0781 | 598.8121 | 0.01234% | 0.01224% | 0.01191% | 0.01382% | 5253 | 0.0135% | 0.01366% |  | 9.2876 | 19.3487 | 18.0041 |  | 536 | 569.0596 | 581.7294 | 580.808 |  | 536 | 0.01239% | 0.01235% | 0.01203% | 0.01015% | 0.009709% | 0.008999% |  | 536 | 0.01235% | 0.01203% | 536 | 4844 | 0.01389% | 5605 | 0.01356% | 0.01372% |  | 536 | 0.009709% | 0.008999% | 0.009354% |  | 536 | 5253 | 0.01372% | 0.01255%
| Jan | 23 | 8 | 537 | 572.5116 | 587.933 | 586.3497 | 0.01222% | 0.01197% | 0.01166% | 0.01382% | 3971 | 0.0135% | 0.01366% |  | 9.2868 | 19.3529 | 18.0022 |  | 537 | 563.2248 | 568.5801 | 568.3475 |  | 537 | 0.01226% | 0.01207% | 0.01177% | 0.01015% | 0.009711% | 0.008998% |  | 537 | 0.01207% | 0.01177% | 537 | 4713 | 0.01388% | 5155 | 0.01355% | 0.01372% |  | 537 | 0.009711% | 0.008998% | 0.009354% |  | 537 | 3971 | 0.01372% | 0.01248%
| Jan | 23 | 9 | 538 | 566.8966 | 580.7275 | 564.3601 | 0.0121% | 0.01183% | 0.01122% | 0.01382% | 5241 | 0.0135% | 0.01366% |  | 9.2859 | 19.3572 | 18.0004 |  | 538 | 557.6107 | 561.3703 | 546.3597 |  | 538 | 0.01214% | 0.01191% | 0.01131% | 0.01015% | 0.009713% | 0.008997% |  | 538 | 0.01191% | 0.01131% | 538 | 4189 | 0.01388% | 944 | 0.01355% | 0.01372% |  | 538 | 0.009713% | 0.008997% | 0.009355% |  | 538 | 5241 | 0.01372% | 0.01256%
| Jan | 23 | 10 | 539 | 556.8854 | 574.667 | 548.6438 | 0.01189% | 0.0117% | 0.01091% | 0.01382% | 3589 | 0.0135% | 0.01366% |  | 9.2851 | 19.3614 | 17.9985 |  | 539 | 547.6003 | 555.3056 | 530.6453 |  | 539 | 0.01192% | 0.01179% | 0.01099% | 0.01015% | 0.009715% | 0.008996% |  | 539 | 0.01179% | 0.01099% | 539 | 5339 | 0.01388% | 4405 | 0.01355% | 0.01371% |  | 539 | 0.009715% | 0.008996% | 0.009355% |  | 539 | 3589 | 0.01371% | 0.01216%
| Jan | 23 | 11 | 540 | 547.605 | 570.2357 | 536.6409 | 0.01169% | 0.01161% | 0.01067% | 0.01381% | 4093 | 0.0135% | 0.01366% |  | 9.2842 | 19.3656 | 17.9967 |  | 540 | 538.3208 | 550.87 | 518.6443 |  | 540 | 0.01172% | 0.01169% | 0.01074% | 0.01015% | 0.009717% | 0.008995% |  | 540 | 0.01169% | 0.01074% | 540 | 4166 | 0.01388% | 1231 | 0.01355% | 0.01371% |  | 540 | 0.009717% | 0.008995% | 0.009356% |  | 540 | 4093 | 0.01371% | 0.01255%
| Jan | 23 | 12 | 541 | 537.9306 | 570.878 | 535.2812 | 0.01148% | 0.01163% | 0.01064% | 0.01381% | 4671 | 0.0135% | 0.01365% |  | 9.2834 | 19.3698 | 17.9948 |  | 541 | 528.6471 | 551.5082 | 517.2864 |  | 541 | 0.01151% | 0.01171% | 0.01071% | 0.01015% | 0.009719% | 0.008994% |  | 541 | 0.01171% | 0.01071% | 541 | 4774 | 0.01388% | 837 | 0.01355% | 0.01371% |  | 541 | 0.009719% | 0.008994% | 0.009357% |  | 541 | 4671 | 0.01371% | 0.01272%
| Jan | 23 | 13 | 542 | 533.2057 | 569.0999 | 532.5993 | 0.01138% | 0.01159% | 0.01059% | 0.01381% | 4017 | 0.01349% | 0.01365% |  | 9.2826 | 19.3741 | 17.993 |  | 542 | 523.9231 | 549.7258 | 514.6063 |  | 542 | 0.0114% | 0.01167% | 0.01066% | 0.01015% | 0.009721% | 0.008993% |  | 542 | 0.01167% | 0.01066% | 542 | 4482 | 0.01388% | 4765 | 0.01355% | 0.01371% |  | 542 | 0.009721% | 0.008993% | 0.009357% |  | 542 | 4017 | 0.01371% | 0.01251%
| Jan | 23 | 14 | 543 | 529.9149 | 573.6429 | 520.6152 | 0.01131% | 0.01168% | 0.01035% | 0.01381% | 1591 | 0.01349% | 0.01365% |  | 9.2817 | 19.3783 | 17.9912 |  | 543 | 520.6332 | 554.2647 | 502.6241 |  | 543 | 0.01133% | 0.01176% | 0.01041% | 0.01015% | 0.009723% | 0.008992% |  | 543 | 0.01176% | 0.01041% | 543 | 4676 | 0.01388% | 4092 | 0.01355% | 0.01371% |  | 543 | 0.009723% | 0.008992% | 0.009358% |  | 543 | 1591 | 0.01371% | 0.01018%
| Jan | 23 | 15 | 544 | 531.5459 | 576.6872 | 520.5308 | 0.01134% | 0.01174% | 0.01035% | 0.01381% | 5779 | 0.01349% | 0.01365% |  | 9.2809 | 19.3825 | 17.9893 |  | 544 | 522.265 | 557.3046 | 502.5415 |  | 544 | 0.01137% | 0.01183% | 0.01041% | 0.01014% | 0.009726% | 0.008991% |  | 544 | 0.01183% | 0.01041% | 544 | 4943 | 0.01388% | 5110 | 0.01354% | 0.01371% |  | 544 | 0.009726% | 0.008991% | 0.009358% |  | 544 | 5779 | 0.01371% | 0.01227%
| Jan | 23 | 16 | 545 | 543.9896 | 580.4761 | 532.1024 | 0.01161% | 0.01182% | 0.01058% | 0.0138% | 3957 | 0.01349% | 0.01365% |  | 9.2801 | 19.3867 | 17.9875 |  | 545 | 534.7096 | 561.0894 | 514.1148 |  | 545 | 0.01164% | 0.01191% | 0.01065% | 0.01014% | 0.009728% | 0.00899% |  | 545 | 0.01191% | 0.01065% | 545 | 1232 | 0.01388% | 5120 | 0.01354% | 0.01371% |  | 545 | 0.009728% | 0.00899% | 0.009359% |  | 545 | 3957 | 0.01371% | 0.01247%
| Jan | 23 | 17 | 546 | 558.1111 | 582.3101 | 548.5407 | 0.01191% | 0.01186% | 0.01091% | 0.0138% | 833 | 0.01349% | 0.01364% |  | 9.2792 | 19.3909 | 17.9857 |  | 546 | 548.8319 | 562.9192 | 530.555 |  | 546 | 0.01195% | 0.01195% | 0.01099% | 0.01014% | 0.00973% | 0.008989% |  | 546 | 0.01195% | 0.01099% | 546 | 4114 | 0.01387% | 5872 | 0.01354% | 0.0137% |  | 546 | 0.00973% | 0.008989% | 0.00936% |  | 546 | 833 | 0.0137% | 0.009552%
| Jan | 23 | 18 | 547 | 559.4544 | 576.11 | 551.11 | 0.01194% | 0.01173% | 0.01096% | 0.0138% | 3910 | 0.01348% | 0.01364% |  | 9.2784 | 19.3952 | 17.9839 |  | 547 | 550.176 | 556.7148 | 533.1262 |  | 547 | 0.01198% | 0.01182% | 0.01104% | 0.01014% | 0.009732% | 0.008989% |  | 547 | 0.01182% | 0.01104% | 547 | 4215 | 0.01386% | 1518 | 0.01354% | 0.0137% |  | 547 | 0.009732% | 0.008989% | 0.00936% |  | 547 | 3910 | 0.0137% | 0.01243%
| Jan | 23 | 19 | 548 | 559.7102 | 570.3288 | 552.2447 | 0.01195% | 0.01161% | 0.01098% | 0.0138% | 4596 | 0.01348% | 0.01364% |  | 9.2776 | 19.3994 | 17.982 |  | 548 | 550.4326 | 550.9294 | 534.2626 |  | 548 | 0.01198% | 0.01169% | 0.01106% | 0.01014% | 0.009734% | 0.008988% |  | 548 | 0.01169% | 0.01106% | 548 | 4834 | 0.01386% | 4672 | 0.01354% | 0.0137% |  | 548 | 0.009734% | 0.008988% | 0.009361% |  | 548 | 4596 | 0.0137% | 0.01271%
| Jan | 23 | 20 | 549 | 557.5566 | 565.4319 | 558.4055 | 0.0119% | 0.01151% | 0.0111% | 0.0138% | 1493 | 0.01348% | 0.01364% |  | 9.2767 | 19.4036 | 17.9802 |  | 549 | 548.2798 | 546.0284 | 540.4253 |  | 549 | 0.01193% | 0.01159% | 0.01119% | 0.01014% | 0.009736% | 0.008987% |  | 549 | 0.01159% | 0.01119% | 549 | 3782 | 0.01386% | 4789 | 0.01354% | 0.0137% |  | 549 | 0.009736% | 0.008987% | 0.009361% |  | 549 | 1493 | 0.0137% | 0.0101%
| Jan | 23 | 21 | 550 | 548.5581 | 550.6205 | 547.8843 | 0.01171% | 0.01121% | 0.01089% | 0.01378% | 836 | 0.01348% | 0.01363% |  | 9.2759 | 19.4078 | 17.9784 |  | 550 | 539.2822 | 531.2127 | 529.9058 |  | 550 | 0.01174% | 0.01127% | 0.01097% | 0.01014% | 0.009738% | 0.008986% |  | 550 | 0.01127% | 0.01097% | 550 | 4213 | 0.01386% | 4551 | 0.01354% | 0.0137% |  | 550 | 0.009738% | 0.008986% | 0.009362% |  | 550 | 836 | 0.0137% | 0.009554%
| Jan | 23 | 22 | 551 | 535.8852 | 534.7012 | 538.4226 | 0.01144% | 0.01089% | 0.01071% | 0.01378% | 4242 | 0.01348% | 0.01363% |  | 9.2751 | 19.412 | 17.9766 |  | 551 | 526.6102 | 515.2892 | 520.446 |  | 551 | 0.01146% | 0.01094% | 0.01078% | 0.01014% | 0.00974% | 0.008985% |  | 551 | 0.01094% | 0.01078% | 551 | 5489 | 0.01385% | 5097 | 0.01354% | 0.0137% |  | 551 | 0.00974% | 0.008985% | 0.009363% |  | 551 | 4242 | 0.0137% | 0.01262%
| Jan | 23 | 23 | 552 | 531.2721 | 522.6827 | 531.6616 | 0.01134% | 0.01064% | 0.01057% | 0.01378% | 4881 | 0.01348% | 0.01363% |  | 9.2742 | 19.4162 | 17.9748 |  | 552 | 521.9978 | 503.2665 | 513.6868 |  | 552 | 0.01136% | 0.01068% | 0.01064% | 0.01014% | 0.009743% | 0.008984% |  | 552 | 0.01068% | 0.01064% | 552 | 5484 | 0.01385% | 4356 | 0.01354% | 0.01369% |  | 552 | 0.009743% | 0.008984% | 0.009363% |  | 552 | 4881 | 0.01369% | 0.01269%
| Jan | 24 | 0 | 553 | 528.5119 | 518.1024 | 529.9737 | 0.01128% | 0.01055% | 0.01054% | 0.01377% | 5392 | 0.01348% | 0.01363% |  | 9.2734 | 19.4204 | 17.973 |  | 553 | 519.2385 | 498.682 | 512.0007 |  | 553 | 0.0113% | 0.01058% | 0.0106% | 0.01014% | 0.009745% | 0.008983% |  | 553 | 0.01058% | 0.0106% | 553 | 5605 | 0.01385% | 3971 | 0.01354% | 0.01369% |  | 553 | 0.009745% | 0.008983% | 0.009364% |  | 553 | 5392 | 0.01369% | 0.01248%
| Jan | 24 | 1 | 554 | 532.0456 | 514.7975 | 534.1841 | 0.01136% | 0.01048% | 0.01062% | 0.01377% | 5822 | 0.01347% | 0.01362% |  | 9.2726 | 19.4246 | 17.9712 |  | 554 | 522.7731 | 495.3729 | 516.2129 |  | 554 | 0.01138% | 0.01051% | 0.01069% | 0.01014% | 0.009747% | 0.008982% |  | 554 | 0.01051% | 0.01069% | 554 | 5632 | 0.01384% | 4053 | 0.01354% | 0.01369% |  | 554 | 0.009747% | 0.008982% | 0.009364% |  | 554 | 5822 | 0.01369% | 0.01224%
| Jan | 24 | 2 | 555 | 536.6139 | 517.7393 | 542.0797 | 0.01145% | 0.01054% | 0.01078% | 0.01377% | 4410 | 0.01347% | 0.01362% |  | 9.2717 | 19.4288 | 17.9694 |  | 555 | 527.3421 | 498.3105 | 524.1103 |  | 555 | 0.01148% | 0.01058% | 0.01085% | 0.01013% | 0.009749% | 0.008981% |  | 555 | 0.01058% | 0.01085% | 555 | 4556 | 0.01384% | 5037 | 0.01354% | 0.01369% |  | 555 | 0.009749% | 0.008981% | 0.009365% |  | 555 | 4410 | 0.01369% | 0.01268%
| Jan | 24 | 3 | 556 | 548.3988 | 523.8929 | 547.3591 | 0.0117% | 0.01067% | 0.01088% | 0.01377% | 5583 | 0.01347% | 0.01362% |  | 9.2709 | 19.433 | 17.9676 |  | 556 | 539.1278 | 504.4599 | 529.3915 |  | 556 | 0.01174% | 0.01071% | 0.01096% | 0.01013% | 0.009751% | 0.00898% |  | 556 | 0.01071% | 0.01096% | 556 | 4460 | 0.01384% | 5702 | 0.01354% | 0.01369% |  | 556 | 0.009751% | 0.00898% | 0.009366% |  | 556 | 5583 | 0.01369% | 0.01237%
| Jan | 24 | 4 | 557 | 560.8031 | 530.3537 | 561.0968 | 0.01197% | 0.0108% | 0.01116% | 0.01377% | 832 | 0.01347% | 0.01362% |  | 9.2701 | 19.4372 | 17.9658 |  | 557 | 551.5331 | 510.9165 | 543.131 |  | 557 | 0.01201% | 0.01084% | 0.01125% | 0.01013% | 0.009753% | 0.00898% |  | 557 | 0.01084% | 0.01125% | 557 | 4076 | 0.01384% | 5631 | 0.01353% | 0.01369% |  | 557 | 0.009753% | 0.00898% | 0.009366% |  | 557 | 832 | 0.01369% | 0.009551%
| Jan | 24 | 5 | 558 | 580.8683 | 549.1496 | 590.0819 | 0.0124% | 0.01118% | 0.01173% | 0.01377% | 5147 | 0.01347% | 0.01362% |  | 9.2693 | 19.4414 | 17.964 |  | 558 | 571.599 | 529.7082 | 572.1178 |  | 558 | 0.01244% | 0.01124% | 0.01185% | 0.01013% | 0.009755% | 0.008979% |  | 558 | 0.01124% | 0.01185% | 558 | 4951 | 0.01384% | 4742 | 0.01353% | 0.01368% |  | 558 | 0.009755% | 0.008979% | 0.009367% |  | 558 | 5147 | 0.01368% | 0.0126%
| Jan | 24 | 6 | 559 | 606.1214 | 573.1775 | 614.6409 | 0.01294% | 0.01167% | 0.01222% | 0.01377% | 4673 | 0.01347% | 0.01362% |  | 9.2684 | 19.4456 | 17.9623 |  | 559 | 596.853 | 553.7318 | 596.6786 |  | 559 | 0.01299% | 0.01175% | 0.01236% | 0.01013% | 0.009757% | 0.008978% |  | 559 | 0.01175% | 0.01236% | 559 | 4529 | 0.01384% | 5443 | 0.01353% | 0.01368% |  | 559 | 0.009757% | 0.008978% | 0.009368% |  | 559 | 4673 | 0.01368% | 0.01272%
| Jan | 24 | 7 | 560 | 608.7935 | 577.5436 | 607.7111 | 0.01299% | 0.01176% | 0.01208% | 0.01377% | 3874 | 0.01347% | 0.01362% |  | 9.2676 | 19.4498 | 17.9605 |  | 560 | 599.5259 | 558.0938 | 589.7506 |  | 560 | 0.01305% | 0.01185% | 0.01221% | 0.01013% | 0.009759% | 0.008977% |  | 560 | 0.01185% | 0.01221% | 560 | 5289 | 0.01383% | 4093 | 0.01353% | 0.01368% |  | 560 | 0.009759% | 0.008977% | 0.009368% |  | 560 | 3874 | 0.01368% | 0.0124%
| Jan | 24 | 8 | 561 | 596.9288 | 567.3963 | 595.0049 | 0.01274% | 0.01155% | 0.01183% | 0.01377% | 5775 | 0.01347% | 0.01362% |  | 9.2668 | 19.454 | 17.9587 |  | 561 | 587.6621 | 547.9422 | 577.0462 |  | 561 | 0.01279% | 0.01163% | 0.01195% | 0.01013% | 0.009761% | 0.008976% |  | 561 | 0.01163% | 0.01195% | 561 | 3786 | 0.01383% | 4017 | 0.01353% | 0.01368% |  | 561 | 0.009761% | 0.008976% | 0.009369% |  | 561 | 5775 | 0.01368% | 0.01227%
| Jan | 24 | 9 | 562 | 583.7547 | 567.7686 | 570.5209 | 0.01246% | 0.01156% | 0.01134% | 0.01377% | 5391 | 0.01346% | 0.01361% |  | 9.2659 | 19.4582 | 17.9569 |  | 562 | 574.4888 | 548.3104 | 552.564 |  | 562 | 0.01251% | 0.01164% | 0.01144% | 0.01013% | 0.009764% | 0.008975% |  | 562 | 0.01164% | 0.01144% | 562 | 4503 | 0.01383% | 4453 | 0.01353% | 0.01368% |  | 562 | 0.009764% | 0.008975% | 0.009369% |  | 562 | 5391 | 0.01368% | 0.01248%
| Jan | 24 | 10 | 563 | 568.5218 | 560.8889 | 542.7643 | 0.01213% | 0.01142% | 0.01079% | 0.01376% | 3945 | 0.01346% | 0.01361% |  | 9.2651 | 19.4624 | 17.9552 |  | 563 | 559.2567 | 541.4265 | 524.8091 |  | 563 | 0.01217% | 0.01149% | 0.01087% | 0.01013% | 0.009766% | 0.008974% |  | 563 | 0.01149% | 0.01087% | 563 | 4289 | 0.01383% | 3957 | 0.01353% | 0.01368% |  | 563 | 0.009766% | 0.008974% | 0.00937% |  | 563 | 3945 | 0.01368% | 0.01246%
| Jan | 24 | 11 | 564 | 558.4036 | 555.8804 | 535.7782 | 0.01192% | 0.01132% | 0.01065% | 0.01376% | 5582 | 0.01346% | 0.01361% |  | 9.2643 | 19.4666 | 17.9534 |  | 564 | 549.1394 | 536.4138 | 517.8248 |  | 564 | 0.01195% | 0.01139% | 0.01072% | 0.01013% | 0.009768% | 0.008973% |  | 564 | 0.01139% | 0.01072% | 564 | 5631 | 0.01383% | 4916 | 0.01353% | 0.01368% |  | 564 | 0.009768% | 0.008973% | 0.009371% |  | 564 | 5582 | 0.01368% | 0.01237%
| Jan | 24 | 12 | 565 | 548.1108 | 548.228 | 527.123 | 0.0117% | 0.01116% | 0.01048% | 0.01376% | 4746 | 0.01346% | 0.01361% |  | 9.2635 | 19.4708 | 17.9516 |  | 565 | 538.8473 | 528.7572 | 509.1714 |  | 565 | 0.01173% | 0.01122% | 0.01054% | 0.01013% | 0.00977% | 0.008972% |  | 565 | 0.01122% | 0.01054% | 565 | 4237 | 0.01383% | 4745 | 0.01353% | 0.01368% |  | 565 | 0.00977% | 0.008972% | 0.009371% |  | 565 | 4746 | 0.01368% | 0.01271%
| Jan | 24 | 13 | 566 | 546.1493 | 541.19 | 516.5924 | 0.01166% | 0.01102% | 0.01027% | 0.01376% | 5004 | 0.01346% | 0.01361% |  | 9.2626 | 19.475 | 17.9499 |  | 566 | 536.8866 | 521.715 | 498.6425 |  | 566 | 0.01169% | 0.01107% | 0.01033% | 0.01012% | 0.009772% | 0.008972% |  | 566 | 0.01107% | 0.01033% | 566 | 4527 | 0.01383% | 5294 | 0.01353% | 0.01368% |  | 566 | 0.009772% | 0.008972% | 0.009372% |  | 566 | 5004 | 0.01368% | 0.01265%
| Jan | 24 | 14 | 567 | 544.0936 | 536.4701 | 511.3224 | 0.01161% | 0.01092% | 0.01017% | 0.01376% | 4986 | 0.01346% | 0.01361% |  | 9.2618 | 19.4792 | 17.9481 |  | 567 | 534.8318 | 516.9909 | 493.3743 |  | 567 | 0.01164% | 0.01097% | 0.01022% | 0.01012% | 0.009774% | 0.008971% |  | 567 | 0.01097% | 0.01022% | 567 | 4243 | 0.01382% | 3910 | 0.01352% | 0.01367% |  | 567 | 0.009774% | 0.008971% | 0.009372% |  | 567 | 4986 | 0.01367% | 0.01266%
| Jan | 24 | 15 | 568 | 554.3804 | 533.8448 | 520.2026 | 0.01183% | 0.01087% | 0.01034% | 0.01376% | 5460 | 0.01346% | 0.01361% |  | 9.261 | 19.4833 | 17.9464 |  | 568 | 545.1194 | 514.3614 | 502.2563 |  | 568 | 0.01187% | 0.01092% | 0.0104% | 0.01012% | 0.009776% | 0.00897% |  | 568 | 0.01092% | 0.0104% | 568 | 3805 | 0.01382% | 873 | 0.01352% | 0.01367% |  | 568 | 0.009776% | 0.00897% | 0.009373% |  | 568 | 5460 | 0.01367% | 0.01244%
| Jan | 24 | 16 | 569 | 567.336 | 538.9464 | 542.7549 | 0.01211% | 0.01097% | 0.01079% | 0.01376% | 946 | 0.01346% | 0.01361% |  | 9.2602 | 19.4875 | 17.9446 |  | 569 | 558.0758 | 519.4589 | 524.8103 |  | 569 | 0.01215% | 0.01103% | 0.01087% | 0.01012% | 0.009778% | 0.008969% |  | 569 | 0.01103% | 0.01087% | 569 | 5389 | 0.01382% | 5779 | 0.01352% | 0.01367% |  | 569 | 0.009778% | 0.008969% | 0.009374% |  | 569 | 946 | 0.01367% | 0.009638%
| Jan | 24 | 17 | 570 | 573.9625 | 549.1868 | 560.2622 | 0.01225% | 0.01118% | 0.01114% | 0.01376% | 5073 | 0.01346% | 0.01361% |  | 9.2593 | 19.4917 | 17.9429 |  | 570 | 564.7032 | 529.6951 | 542.3193 |  | 570 | 0.01229% | 0.01124% | 0.01123% | 0.01012% | 0.00978% | 0.008968% |  | 570 | 0.01124% | 0.01123% | 570 | 4125 | 0.01382% | 5253 | 0.01352% | 0.01367% |  | 570 | 0.00978% | 0.008968% | 0.009374% |  | 570 | 5073 | 0.01367% | 0.01263%
| Jan | 24 | 18 | 571 | 569.9296 | 550.6857 | 566.123 | 0.01216% | 0.01121% | 0.01126% | 0.01376% | 1004 | 0.01345% | 0.01361% |  | 9.2585 | 19.4959 | 17.9411 |  | 571 | 560.6711 | 531.1898 | 548.1819 |  | 571 | 0.0122% | 0.01127% | 0.01135% | 0.01012% | 0.009782% | 0.008967% |  | 571 | 0.01127% | 0.01135% | 571 | 4283 | 0.01382% | 948 | 0.01352% | 0.01367% |  | 571 | 0.009782% | 0.008967% | 0.009375% |  | 571 | 1004 | 0.01367% | 0.009685%
| Jan | 24 | 19 | 572 | 567.3311 | 547.7718 | 568.5142 | 0.01211% | 0.01115% | 0.0113% | 0.01375% | 4627 | 0.01345% | 0.0136% |  | 9.2577 | 19.5001 | 17.9394 |  | 572 | 558.0734 | 528.2717 | 550.5748 |  | 572 | 0.01215% | 0.01121% | 0.0114% | 0.01012% | 0.009785% | 0.008966% |  | 572 | 0.01121% | 0.0114% | 572 | 3804 | 0.01382% | 5241 | 0.01352% | 0.01367% |  | 572 | 0.009785% | 0.008966% | 0.009375% |  | 572 | 4627 | 0.01367% | 0.01271%
| Jan | 24 | 20 | 573 | 561.8229 | 548.1069 | 566.0949 | 0.01199% | 0.01116% | 0.01126% | 0.01375% | 4813 | 0.01345% | 0.0136% |  | 9.2569 | 19.5042 | 17.9377 |  | 573 | 552.566 | 528.6027 | 548.1572 |  | 573 | 0.01203% | 0.01122% | 0.01135% | 0.01012% | 0.009787% | 0.008965% |  | 573 | 0.01122% | 0.01135% | 573 | 4859 | 0.01382% | 1001 | 0.01351% | 0.01366% |  | 573 | 0.009787% | 0.008965% | 0.009376% |  | 573 | 4813 | 0.01366% | 0.0127%
| Jan | 24 | 21 | 574 | 551.3045 | 535.8929 | 556.3519 | 0.01177% | 0.01091% | 0.01106% | 0.01375% | 5780 | 0.01345% | 0.0136% |  | 9.256 | 19.5084 | 17.9359 |  | 574 | 542.0484 | 516.3844 | 538.416 |  | 574 | 0.0118% | 0.01096% | 0.01115% | 0.01012% | 0.009789% | 0.008965% |  | 574 | 0.01096% | 0.01115% | 574 | 4169 | 0.01381% | 4671 | 0.01351% | 0.01366% |  | 574 | 0.009789% | 0.008965% | 0.009377% |  | 574 | 5780 | 0.01366% | 0.01227%
| Jan | 24 | 22 | 575 | 531.3727 | 523.6322 | 543.4394 | 0.01134% | 0.01066% | 0.01081% | 0.01375% | 4619 | 0.01345% | 0.0136% |  | 9.2552 | 19.5126 | 17.9342 |  | 575 | 522.1175 | 504.1196 | 525.5052 |  | 575 | 0.01137% | 0.0107% | 0.01088% | 0.01012% | 0.009791% | 0.008964% |  | 575 | 0.0107% | 0.01088% | 575 | 4640 | 0.01381% | 3874 | 0.01351% | 0.01366% |  | 575 | 0.009791% | 0.008964% | 0.009377% |  | 575 | 4619 | 0.01366% | 0.01271%
| Jan | 24 | 23 | 576 | 521.7764 | 512.3863 | 540.3543 | 0.01114% | 0.01043% | 0.01074% | 0.01375% | 5180 | 0.01345% | 0.0136% |  | 9.2544 | 19.5168 | 17.9325 |  | 576 | 512.522 | 492.8696 | 522.4218 |  | 576 | 0.01116% | 0.01046% | 0.01082% | 0.01012% | 0.009793% | 0.008963% |  | 576 | 0.01046% | 0.01082% | 576 | 1279 | 0.01381% | 5822 | 0.01351% | 0.01366% |  | 576 | 0.009793% | 0.008963% | 0.009378% |  | 576 | 5180 | 0.01366% | 0.01258%
| Jan | 25 | 0 | 577 | 517.1605 | 506.1862 | 535.0749 | 0.01104% | 0.01031% | 0.01064% | 0.01374% | 4458 | 0.01345% | 0.01359% |  | 9.2536 | 19.5209 | 17.9308 |  | 577 | 507.9069 | 486.6653 | 517.1442 |  | 577 | 0.01106% | 0.01033% | 0.01071% | 0.01011% | 0.009795% | 0.008962% |  | 577 | 0.01033% | 0.01071% | 577 | 4216 | 0.01381% | 4242 | 0.01351% | 0.01366% |  | 577 | 0.009795% | 0.008962% | 0.009379% |  | 577 | 4458 | 0.01366% | 0.01269%
| Jan | 25 | 1 | 578 | 515.9014 | 509.3142 | 536.2002 | 0.01101% | 0.01037% | 0.01066% | 0.01373% | 4003 | 0.01345% | 0.01359% |  | 9.2527 | 19.5251 | 17.929 |  | 578 | 506.6487 | 489.7891 | 518.2712 |  | 578 | 0.01103% | 0.0104% | 0.01073% | 0.01011% | 0.009797% | 0.008961% |  | 578 | 0.0104% | 0.01073% | 578 | 3975 | 0.0138% | 4596 | 0.0135% | 0.01365% |  | 578 | 0.009797% | 0.008961% | 0.009379% |  | 578 | 4003 | 0.01365% | 0.0125%
| Jan | 25 | 2 | 579 | 519.8432 | 516.2498 | 540.2043 | 0.01109% | 0.01051% | 0.01074% | 0.01372% | 1423 | 0.01345% | 0.01358% |  | 9.2519 | 19.5293 | 17.9273 |  | 579 | 510.5913 | 496.7205 | 522.277 |  | 579 | 0.01111% | 0.01054% | 0.01082% | 0.01011% | 0.009799% | 0.00896% |  | 579 | 0.01054% | 0.01082% | 579 | 5582 | 0.0138% | 3595 | 0.0135% | 0.01365% |  | 579 | 0.009799% | 0.00896% | 0.00938% |  | 579 | 1423 | 0.01365% | 0.01004%
| Jan | 25 | 3 | 580 | 527.2954 | 520.3739 | 546.6558 | 0.01125% | 0.0106% | 0.01087% | 0.01372% | 4069 | 0.01345% | 0.01358% |  | 9.2511 | 19.5335 | 17.9256 |  | 580 | 518.0443 | 500.8404 | 528.7302 |  | 580 | 0.01128% | 0.01063% | 0.01095% | 0.01011% | 0.009801% | 0.008959% |  | 580 | 0.01063% | 0.01095% | 580 | 5156 | 0.01379% | 3945 | 0.0135% | 0.01364% |  | 580 | 0.009801% | 0.008959% | 0.00938% |  | 580 | 4069 | 0.01364% | 0.01254%
| Jan | 25 | 4 | 581 | 537.1197 | 532.7276 | 553.9701 | 0.01146% | 0.01085% | 0.01102% | 0.01371% | 4699 | 0.01344% | 0.01358% |  | 9.2503 | 19.5376 | 17.9239 |  | 581 | 527.8694 | 513.19 | 536.0462 |  | 581 | 0.01149% | 0.01089% | 0.0111% | 0.01011% | 0.009803% | 0.008959% |  | 581 | 0.01089% | 0.0111% | 581 | 3976 | 0.01378% | 5392 | 0.0135% | 0.01364% |  | 581 | 0.009803% | 0.008959% | 0.009381% |  | 581 | 4699 | 0.01364% | 0.01272%
| Jan | 25 | 5 | 582 | 557.2277 | 552.529 | 579.4762 | 0.01189% | 0.01125% | 0.01152% | 0.01371% | 4195 | 0.01344% | 0.01358% |  | 9.2495 | 19.5418 | 17.9222 |  | 582 | 547.9782 | 532.9872 | 561.554 |  | 582 | 0.01193% | 0.01131% | 0.01163% | 0.01011% | 0.009806% | 0.008958% |  | 582 | 0.01131% | 0.01163% | 582 | 5395 | 0.01378% | 5583 | 0.0135% | 0.01364% |  | 582 | 0.009806% | 0.008958% | 0.009382% |  | 582 | 4195 | 0.01364% | 0.0126%
| Jan | 25 | 6 | 583 | 584.9421 | 581.8074 | 603.8852 | 0.01248% | 0.01185% | 0.01201% | 0.01371% | 3595 | 0.01344% | 0.01358% |  | 9.2486 | 19.5459 | 17.9205 |  | 583 | 575.6935 | 562.2614 | 585.9647 |  | 583 | 0.01253% | 0.01193% | 0.01213% | 0.01011% | 0.009808% | 0.008957% |  | 583 | 0.01193% | 0.01213% | 583 | 4975 | 0.01378% | 5775 | 0.0135% | 0.01364% |  | 583 | 0.009808% | 0.008957% | 0.009382% |  | 583 | 3595 | 0.01364% | 0.01216%
| Jan | 25 | 7 | 584 | 587.3374 | 590.0742 | 606.9984 | 0.01254% | 0.01202% | 0.01207% | 0.01371% | 4770 | 0.01344% | 0.01358% |  | 9.2478 | 19.5501 | 17.9188 |  | 584 | 578.0896 | 570.5241 | 589.0796 |  | 584 | 0.01258% | 0.01211% | 0.0122% | 0.01011% | 0.00981% | 0.008956% |  | 584 | 0.01211% | 0.0122% | 584 | 5203 | 0.01378% | 4410 | 0.01349% | 0.01363% |  | 584 | 0.00981% | 0.008956% | 0.009383% |  | 584 | 4770 | 0.01363% | 0.01271%
| Jan | 25 | 8 | 585 | 572.7822 | 576.7616 | 596.9929 | 0.01222% | 0.01174% | 0.01187% | 0.01371% | 5564 | 0.01344% | 0.01358% |  | 9.247 | 19.5543 | 17.9171 |  | 585 | 563.5352 | 557.2074 | 579.0758 |  | 585 | 0.01227% | 0.01183% | 0.01199% | 0.01011% | 0.009812% | 0.008955% |  | 585 | 0.01183% | 0.01199% | 585 | 4869 | 0.01377% | 1375 | 0.01349% | 0.01363% |  | 585 | 0.009812% | 0.008955% | 0.009383% |  | 585 | 5564 | 0.01363% | 0.01238%
| Jan | 25 | 9 | 586 | 567.4042 | 555.4335 | 583.9023 | 0.01211% | 0.01131% | 0.01161% | 0.01371% | 5435 | 0.01344% | 0.01357% |  | 9.2462 | 19.5584 | 17.9154 |  | 586 | 558.158 | 535.8751 | 565.9868 |  | 586 | 0.01215% | 0.01137% | 0.01172% | 0.01011% | 0.009814% | 0.008954% |  | 586 | 0.01137% | 0.01172% | 586 | 5146 | 0.01377% | 4881 | 0.01349% | 0.01363% |  | 586 | 0.009814% | 0.008954% | 0.009384% |  | 586 | 5435 | 0.01363% | 0.01246%
| Jan | 25 | 10 | 587 | 559.4187 | 544.3552 | 569.8551 | 0.01194% | 0.01108% | 0.01133% | 0.0137% | 4030 | 0.01344% | 0.01357% |  | 9.2454 | 19.5626 | 17.9137 |  | 587 | 550.1734 | 524.7926 | 551.9414 |  | 587 | 0.01198% | 0.01114% | 0.01143% | 0.01011% | 0.009816% | 0.008953% |  | 587 | 0.01114% | 0.01143% | 587 | 4165 | 0.01377% | 5582 | 0.01349% | 0.01363% |  | 587 | 0.009816% | 0.008953% | 0.009385% |  | 587 | 4030 | 0.01363% | 0.01252%
| Jan | 25 | 11 | 588 | 549.5223 | 534.3289 | 547.3029 | 0.01173% | 0.01088% | 0.01088% | 0.0137% | 4857 | 0.01344% | 0.01357% |  | 9.2445 | 19.5667 | 17.912 |  | 588 | 540.2778 | 514.7621 | 529.3908 |  | 588 | 0.01176% | 0.01093% | 0.01096% | 0.0101% | 0.009818% | 0.008953% |  | 588 | 0.01093% | 0.01096% | 588 | 5278 | 0.01377% | 5147 | 0.01348% | 0.01363% |  | 588 | 0.009818% | 0.008953% | 0.009385% |  | 588 | 4857 | 0.01363% | 0.01269%
| Jan | 25 | 12 | 589 | 539.6616 | 522.7385 | 528.3327 | 0.01152% | 0.01064% | 0.01051% | 0.0137% | 5633 | 0.01344% | 0.01357% |  | 9.2437 | 19.5709 | 17.9104 |  | 589 | 530.4178 | 503.1676 | 510.4223 |  | 589 | 0.01155% | 0.01068% | 0.01057% | 0.0101% | 0.00982% | 0.008952% |  | 589 | 0.01068% | 0.01057% | 589 | 3803 | 0.01377% | 5391 | 0.01348% | 0.01362% |  | 589 | 0.00982% | 0.008952% | 0.009386% |  | 589 | 5633 | 0.01362% | 0.01234%
| Jan | 25 | 13 | 590 | 527.4322 | 519.0985 | 518.8617 | 0.01126% | 0.01057% | 0.01032% | 0.0137% | 823 | 0.01344% | 0.01357% |  | 9.2429 | 19.5751 | 17.9087 |  | 590 | 518.1893 | 499.5234 | 500.953 |  | 590 | 0.01128% | 0.0106% | 0.01037% | 0.0101% | 0.009822% | 0.008951% |  | 590 | 0.0106% | 0.01037% | 590 | 5345 | 0.01376% | 4003 | 0.01348% | 0.01362% |  | 590 | 0.009822% | 0.008951% | 0.009387% |  | 590 | 823 | 0.01362% | 0.009545%
| Jan | 25 | 14 | 591 | 520.647 | 520.2529 | 515.2421 | 0.01111% | 0.01059% | 0.01025% | 0.0137% | 831 | 0.01344% | 0.01357% |  | 9.2421 | 19.5792 | 17.907 |  | 591 | 511.405 | 500.6737 | 497.3351 |  | 591 | 0.01113% | 0.01063% | 0.0103% | 0.0101% | 0.009824% | 0.00895% |  | 591 | 0.01063% | 0.0103% | 591 | 4690 | 0.01376% | 4673 | 0.01348% | 0.01362% |  | 591 | 0.009824% | 0.00895% | 0.009387% |  | 591 | 831 | 0.01362% | 0.00955%
| Jan | 25 | 15 | 592 | 545.9705 | 521.3793 | 515.5328 | 0.01165% | 0.01062% | 0.01025% | 0.0137% | 4794 | 0.01344% | 0.01357% |  | 9.2413 | 19.5834 | 17.9053 |  | 592 | 536.7292 | 501.796 | 497.6274 |  | 592 | 0.01168% | 0.01065% | 0.01031% | 0.0101% | 0.009826% | 0.008949% |  | 592 | 0.01065% | 0.01031% | 592 | 4474 | 0.01376% | 5780 | 0.01348% | 0.01362% |  | 592 | 0.009826% | 0.008949% | 0.009388% |  | 592 | 4794 | 0.01362% | 0.01271%
| Jan | 25 | 16 | 593 | 560.0613 | 525.28 | 529.1298 | 0.01195% | 0.0107% | 0.01052% | 0.01369% | 945 | 0.01344% | 0.01356% |  | 9.2405 | 19.5875 | 17.9037 |  | 593 | 550.8208 | 505.6925 | 511.2261 |  | 593 | 0.01199% | 0.01073% | 0.01059% | 0.0101% | 0.009828% | 0.008948% |  | 593 | 0.01073% | 0.01059% | 593 | 1255 | 0.01376% | 1592 | 0.01348% | 0.01362% |  | 593 | 0.009828% | 0.008948% | 0.009388% |  | 593 | 945 | 0.01362% | 0.009638%
| Jan | 25 | 17 | 594 | 566.6947 | 551.1884 | 547.406 | 0.01209% | 0.01122% | 0.01088% | 0.01369% | 4909 | 0.01343% | 0.01356% |  | 9.2396 | 19.5917 | 17.902 |  | 594 | 557.455 | 531.5967 | 529.504 |  | 594 | 0.01213% | 0.01128% | 0.01097% | 0.0101% | 0.009831% | 0.008948% |  | 594 | 0.01128% | 0.01097% | 594 | 5510 | 0.01376% | 5460 | 0.01348% | 0.01362% |  | 594 | 0.009831% | 0.008948% | 0.009389% |  | 594 | 4909 | 0.01362% | 0.01268%
| Jan | 25 | 18 | 595 | 561.6086 | 559.6414 | 554.2889 | 0.01199% | 0.0114% | 0.01102% | 0.01369% | 4097 | 0.01343% | 0.01356% |  | 9.2388 | 19.5958 | 17.9003 |  | 595 | 552.3698 | 540.0456 | 536.3886 |  | 595 | 0.01202% | 0.01146% | 0.01111% | 0.0101% | 0.009833% | 0.008947% |  | 595 | 0.01146% | 0.01111% | 595 | 4307 | 0.01375% | 4069 | 0.01348% | 0.01361% |  | 595 | 0.009833% | 0.008947% | 0.00939% |  | 595 | 4097 | 0.01361% | 0.01255%
| Jan | 25 | 19 | 596 | 556.8121 | 561.6244 | 559.0901 | 0.01188% | 0.01144% | 0.01112% | 0.01369% | 4364 | 0.01343% | 0.01356% |  | 9.238 | 19.5999 | 17.8987 |  | 596 | 547.574 | 542.0244 | 541.1914 |  | 596 | 0.01192% | 0.0115% | 0.01121% | 0.0101% | 0.009835% | 0.008946% |  | 596 | 0.0115% | 0.01121% | 596 | 5436 | 0.01375% | 4746 | 0.01347% | 0.01361% |  | 596 | 0.009835% | 0.008946% | 0.00939% |  | 596 | 4364 | 0.01361% | 0.01266%
| Jan | 25 | 20 | 597 | 553.5595 | 560.9634 | 559.3339 | 0.01181% | 0.01142% | 0.01112% | 0.01368% | 5825 | 0.01343% | 0.01356% |  | 9.2372 | 19.6041 | 17.897 |  | 597 | 544.3223 | 541.3593 | 541.4369 |  | 597 | 0.01185% | 0.01149% | 0.01121% | 0.0101% | 0.009837% | 0.008945% |  | 597 | 0.01149% | 0.01121% | 597 | 4526 | 0.01375% | 4030 | 0.01347% | 0.01361% |  | 597 | 0.009837% | 0.008945% | 0.009391% |  | 597 | 5825 | 0.01361% | 0.01224%
| Jan | 25 | 21 | 598 | 542.2181 | 550.9743 | 553.8576 | 0.01157% | 0.01122% | 0.01101% | 0.01368% | 990 | 0.01343% | 0.01355% |  | 9.2364 | 19.6082 | 17.8954 |  | 598 | 532.9817 | 531.366 | 535.9622 |  | 598 | 0.0116% | 0.01128% | 0.0111% | 0.0101% | 0.009839% | 0.008944% |  | 598 | 0.01128% | 0.0111% | 598 | 4666 | 0.01375% | 5004 | 0.01347% | 0.01361% |  | 598 | 0.009839% | 0.008944% | 0.009392% |  | 598 | 990 | 0.01361% | 0.009673%
| Jan | 25 | 22 | 599 | 528.0755 | 539.3467 | 547.7717 | 0.01127% | 0.01098% | 0.01089% | 0.01368% | 4741 | 0.01343% | 0.01355% |  | 9.2356 | 19.6124 | 17.8937 |  | 599 | 518.84 | 519.7343 | 529.878 |  | 599 | 0.01129% | 0.01103% | 0.01097% | 0.01009% | 0.009841% | 0.008943% |  | 599 | 0.01103% | 0.01097% | 599 | 4845 | 0.01375% | 1005 | 0.01347% | 0.01361% |  | 599 | 0.009841% | 0.008943% | 0.009392% |  | 599 | 4741 | 0.01361% | 0.01271%
| Jan | 25 | 23 | 600 | 517.6118 | 530.9309 | 542.8581 | 0.01105% | 0.01081% | 0.01079% | 0.01367% | 5133 | 0.01343% | 0.01355% |  | 9.2347 | 19.6165 | 17.8921 |  | 600 | 508.377 | 511.3144 | 524.966 |  | 600 | 0.01107% | 0.01085% | 0.01087% | 0.01009% | 0.009843% | 0.008943% |  | 600 | 0.01085% | 0.01087% | 600 | 5419 | 0.01374% | 4986 | 0.01347% | 0.01361% |  | 600 | 0.009843% | 0.008943% | 0.009393% |  | 600 | 5133 | 0.01361% | 0.0126%
| Jan | 26 | 0 | 601 | 512.0791 | 530.3723 | 542.4736 | 0.01093% | 0.0108% | 0.01079% | 0.01367% | 5917 | 0.01343% | 0.01355% |  | 9.2339 | 19.6207 | 17.8904 |  | 601 | 502.8452 | 510.7517 | 524.5832 |  | 601 | 0.01095% | 0.01084% | 0.01086% | 0.01009% | 0.009845% | 0.008942% |  | 601 | 0.01084% | 0.01086% | 601 | 5468 | 0.01374% | 5073 | 0.01347% | 0.0136% |  | 601 | 0.009845% | 0.008942% | 0.009393% |  | 601 | 5917 | 0.0136% | 0.0122%
| Jan | 26 | 1 | 602 | 509.5726 | 531.5453 | 538.9853 | 0.01088% | 0.01082% | 0.01072% | 0.01367% | 5298 | 0.01343% | 0.01355% |  | 9.2331 | 19.6248 | 17.8888 |  | 602 | 500.3395 | 511.9205 | 521.0965 |  | 602 | 0.01089% | 0.01087% | 0.01079% | 0.01009% | 0.009847% | 0.008941% |  | 602 | 0.01087% | 0.01079% | 602 | 4579 | 0.01373% | 4195 | 0.01347% | 0.0136% |  | 602 | 0.009847% | 0.008941% | 0.009394% |  | 602 | 5298 | 0.0136% | 0.01253%
| Jan | 26 | 2 | 603 | 513.0428 | 534.8316 | 540.3168 | 0.01095% | 0.01089% | 0.01074% | 0.01367% | 4386 | 0.01342% | 0.01355% |  | 9.2323 | 19.6289 | 17.8872 |  | 603 | 503.8105 | 515.2027 | 522.4297 |  | 603 | 0.01097% | 0.01094% | 0.01082% | 0.01009% | 0.009849% | 0.00894% |  | 603 | 0.01094% | 0.01082% | 603 | 3781 | 0.01373% | 898 | 0.01347% | 0.0136% |  | 603 | 0.009849% | 0.00894% | 0.009395% |  | 603 | 4386 | 0.0136% | 0.01267%
| Jan | 26 | 3 | 604 | 519.8512 | 540.4173 | 540.4575 | 0.0111% | 0.011% | 0.01075% | 0.01367% | 5894 | 0.01342% | 0.01355% |  | 9.2315 | 19.6331 | 17.8855 |  | 604 | 510.6197 | 520.7842 | 522.572 |  | 604 | 0.01112% | 0.01105% | 0.01082% | 0.01009% | 0.009851% | 0.008939% |  | 604 | 0.01105% | 0.01082% | 604 | 4919 | 0.01373% | 4627 | 0.01347% | 0.0136% |  | 604 | 0.009851% | 0.008939% | 0.009395% |  | 604 | 5894 | 0.0136% | 0.01221%
| Jan | 26 | 4 | 605 | 530.129 | 552.6314 | 543.1956 | 0.01131% | 0.01125% | 0.0108% | 0.01367% | 1279 | 0.01342% | 0.01354% |  | 9.2307 | 19.6372 | 17.8839 |  | 605 | 520.8984 | 532.9942 | 525.3117 |  | 605 | 0.01134% | 0.01131% | 0.01088% | 0.01009% | 0.009853% | 0.008939% |  | 605 | 0.01131% | 0.01088% | 605 | 4594 | 0.01373% | 4458 | 0.01347% | 0.0136% |  | 605 | 0.009853% | 0.008939% | 0.009396% |  | 605 | 1279 | 0.0136% | 0.009918%
| Jan | 26 | 5 | 606 | 551.5715 | 571.5576 | 554.4671 | 0.01177% | 0.01164% | 0.01103% | 0.01366% | 5418 | 0.01342% | 0.01354% |  | 9.2299 | 19.6413 | 17.8823 |  | 606 | 542.3416 | 551.9163 | 536.5848 |  | 606 | 0.01181% | 0.01171% | 0.01111% | 0.01009% | 0.009855% | 0.008938% |  | 606 | 0.01171% | 0.01111% | 606 | 8168 | 0.01373% | 5564 | 0.01346% | 0.0136% |  | 606 | 0.009855% | 0.008938% | 0.009397% |  | 606 | 5418 | 0.0136% | 0.01247%
| Jan | 26 | 6 | 607 | 579.965 | 592.4109 | 563.4036 | 0.01238% | 0.01206% | 0.0112% | 0.01366% | 5724 | 0.01342% | 0.01354% |  | 9.2291 | 19.6455 | 17.8806 |  | 607 | 570.736 | 572.7655 | 545.5229 |  | 607 | 0.01242% | 0.01216% | 0.0113% | 0.01009% | 0.009858% | 0.008937% |  | 607 | 0.01216% | 0.0113% | 607 | 4783 | 0.01372% | 4813 | 0.01346% | 0.01359% |  | 607 | 0.009858% | 0.008937% | 0.009397% |  | 607 | 5724 | 0.01359% | 0.0123%
| Jan | 26 | 7 | 608 | 580.8996 | 601.4877 | 567.6421 | 0.0124% | 0.01225% | 0.01129% | 0.01366% | 4067 | 0.01342% | 0.01354% |  | 9.2282 | 19.6496 | 17.879 |  | 608 | 571.6713 | 581.8381 | 549.7631 |  | 608 | 0.01244% | 0.01235% | 0.01138% | 0.01009% | 0.00986% | 0.008936% |  | 608 | 0.01235% | 0.01138% | 608 | 3974 | 0.01372% | 5633 | 0.01346% | 0.01359% |  | 608 | 0.00986% | 0.008936% | 0.009398% |  | 608 | 4067 | 0.01359% | 0.01254%
| Jan | 26 | 8 | 609 | 568.2288 | 587.3093 | 568.3923 | 0.01213% | 0.01196% | 0.0113% | 0.01366% | 5217 | 0.01342% | 0.01354% |  | 9.2274 | 19.6537 | 17.8774 |  | 609 | 559.0014 | 567.6556 | 550.5149 |  | 609 | 0.01217% | 0.01205% | 0.0114% | 0.01009% | 0.009862% | 0.008935% |  | 609 | 0.01205% | 0.0114% | 609 | 3810 | 0.01372% | 4619 | 0.01346% | 0.01359% |  | 609 | 0.009862% | 0.008935% | 0.009399% |  | 609 | 5217 | 0.01359% | 0.01257%
| Jan | 26 | 9 | 610 | 561.2065 | 561.1682 | 570.9804 | 0.01198% | 0.01143% | 0.01135% | 0.01365% | 4670 | 0.01342% | 0.01353% |  | 9.2266 | 19.6578 | 17.8758 |  | 610 | 551.9799 | 541.5104 | 553.1046 |  | 610 | 0.01202% | 0.01149% | 0.01145% | 0.01008% | 0.009864% | 0.008935% |  | 610 | 0.01149% | 0.01145% | 610 | 4314 | 0.01372% | 5180 | 0.01346% | 0.01359% |  | 610 | 0.009864% | 0.008935% | 0.009399% |  | 610 | 4670 | 0.01359% | 0.01272%
| Jan | 26 | 10 | 611 | 550.0485 | 550.4809 | 571.468 | 0.01174% | 0.01121% | 0.01136% | 0.01365% | 4090 | 0.01341% | 0.01353% |  | 9.2258 | 19.662 | 17.8742 |  | 611 | 540.8227 | 530.8189 | 553.5938 |  | 611 | 0.01177% | 0.01127% | 0.01146% | 0.01008% | 0.009866% | 0.008934% |  | 611 | 0.01127% | 0.01146% | 611 | 4101 | 0.01371% | 4097 | 0.01346% | 0.01359% |  | 611 | 0.009866% | 0.008934% | 0.0094% |  | 611 | 4090 | 0.01359% | 0.01255%
| Jan | 26 | 11 | 612 | 542.9247 | 535.7905 | 567.6046 | 0.01159% | 0.01091% | 0.01129% | 0.01365% | 5205 | 0.01341% | 0.01353% |  | 9.225 | 19.6661 | 17.8726 |  | 612 | 533.6997 | 516.1244 | 549.732 |  | 612 | 0.01162% | 0.01095% | 0.01138% | 0.01008% | 0.009868% | 0.008933% |  | 612 | 0.01095% | 0.01138% | 612 | 1280 | 0.01371% | 5825 | 0.01346% | 0.01359% |  | 612 | 0.009868% | 0.008933% | 0.0094% |  | 612 | 5205 | 0.01359% | 0.01257%
| Jan | 26 | 12 | 613 | 536.2566 | 522.2451 | 561.3781 | 0.01145% | 0.01063% | 0.01116% | 0.01365% | 1351 | 0.01341% | 0.01353% |  | 9.2242 | 19.6702 | 17.871 |  | 613 | 527.0324 | 502.5749 | 543.5071 |  | 613 | 0.01147% | 0.01067% | 0.01126% | 0.01008% | 0.00987% | 0.008932% |  | 613 | 0.01067% | 0.01126% | 613 | 3424 | 0.01371% | 5435 | 0.01346% | 0.01359% |  | 613 | 0.00987% | 0.008932% | 0.009401% |  | 613 | 1351 | 0.01359% | 0.00998%
| Jan | 26 | 13 | 614 | 531.7606 | 514.6113 | 555.3767 | 0.01135% | 0.01048% | 0.01104% | 0.01365% | 5630 | 0.01341% | 0.01353% |  | 9.2234 | 19.6743 | 17.8694 |  | 614 | 522.5372 | 494.937 | 537.5073 |  | 614 | 0.01137% | 0.0105% | 0.01113% | 0.01008% | 0.009872% | 0.008931% |  | 614 | 0.0105% | 0.01113% | 614 | 4808 | 0.01371% | 1255 | 0.01346% | 0.01359% |  | 614 | 0.009872% | 0.008931% | 0.009402% |  | 614 | 5630 | 0.01359% | 0.01235%
| Jan | 26 | 14 | 615 | 529.1498 | 515.0209 | 551.7008 | 0.01129% | 0.01049% | 0.01097% | 0.01365% | 4747 | 0.01341% | 0.01353% |  | 9.2226 | 19.6784 | 17.8678 |  | 615 | 519.9272 | 495.3425 | 533.833 |  | 615 | 0.01132% | 0.01051% | 0.01105% | 0.01008% | 0.009874% | 0.008931% |  | 615 | 0.01051% | 0.01105% | 615 | 4505 | 0.01371% | 5917 | 0.01346% | 0.01358% |  | 615 | 0.009874% | 0.008931% | 0.009402% |  | 615 | 4747 | 0.01358% | 0.01271%
| Jan | 26 | 15 | 616 | 539.4041 | 514.2296 | 551.6164 | 0.01151% | 0.01047% | 0.01097% | 0.01364% | 893 | 0.01341% | 0.01353% |  | 9.2218 | 19.6826 | 17.8662 |  | 616 | 530.1823 | 494.5471 | 533.7502 |  | 616 | 0.01154% | 0.0105% | 0.01105% | 0.01008% | 0.009876% | 0.00893% |  | 616 | 0.0105% | 0.01105% | 616 | 4502 | 0.0137% | 3612 | 0.01346% | 0.01358% |  | 616 | 0.009876% | 0.00893% | 0.009403% |  | 616 | 893 | 0.01358% | 0.009597%
| Jan | 26 | 16 | 617 | 553.1279 | 528.92 | 557.4866 | 0.01181% | 0.01077% | 0.01109% | 0.01364% | 5898 | 0.01341% | 0.01353% |  | 9.221 | 19.6867 | 17.8646 |  | 617 | 543.907 | 509.2334 | 539.6219 |  | 617 | 0.01184% | 0.01081% | 0.01117% | 0.01008% | 0.009878% | 0.008929% |  | 617 | 0.01081% | 0.01117% | 617 | 4573 | 0.0137% | 4699 | 0.01346% | 0.01358% |  | 617 | 0.009878% | 0.008929% | 0.009404% |  | 617 | 5898 | 0.01358% | 0.01221%
| Jan | 26 | 17 | 618 | 561.7005 | 545.9285 | 561.7344 | 0.01199% | 0.01112% | 0.01117% | 0.01364% | 947 | 0.01341% | 0.01352% |  | 9.2201 | 19.6908 | 17.863 |  | 618 | 552.4804 | 526.2377 | 543.8714 |  | 618 | 0.01203% | 0.01117% | 0.01126% | 0.01008% | 0.00988% | 0.008928% |  | 618 | 0.01117% | 0.01126% | 618 | 4196 | 0.0137% | 5894 | 0.01345% | 0.01358% |  | 618 | 0.00988% | 0.008928% | 0.009404% |  | 618 | 947 | 0.01358% | 0.009639%
| Jan | 26 | 18 | 619 | 562.9311 | 545.6958 | 559.015 | 0.01201% | 0.01111% | 0.01112% | 0.01363% | 5412 | 0.0134% | 0.01352% |  | 9.2193 | 19.6949 | 17.8614 |  | 619 | 553.7118 | 526.0009 | 541.1536 |  | 619 | 0.01205% | 0.01116% | 0.01121% | 0.01008% | 0.009882% | 0.008927% |  | 619 | 0.01116% | 0.01121% | 619 | 4451 | 0.0137% | 4770 | 0.01345% | 0.01358% |  | 619 | 0.009882% | 0.008927% | 0.009405% |  | 619 | 5412 | 0.01358% | 0.01247%
| Jan | 26 | 19 | 620 | 559.0108 | 540.2963 | 554.8328 | 0.01193% | 0.011% | 0.01103% | 0.01363% | 7254 | 0.0134% | 0.01352% |  | 9.2185 | 19.699 | 17.8599 |  | 620 | 549.7923 | 520.5973 | 536.9729 |  | 620 | 0.01197% | 0.01105% | 0.01112% | 0.01008% | 0.009884% | 0.008927% |  | 620 | 0.01105% | 0.01112% | 620 | 4137 | 0.01369% | 4364 | 0.01345% | 0.01357% |  | 620 | 0.009884% | 0.008927% | 0.009405% |  | 620 | 7254 | 0.01357% | 0.01189%
| Jan | 26 | 20 | 621 | 552.5363 | 536.8517 | 552.0384 | 0.01179% | 0.01093% | 0.01098% | 0.01363% | 3612 | 0.0134% | 0.01351% |  | 9.2177 | 19.7031 | 17.8583 |  | 621 | 543.3186 | 517.1486 | 534.1801 |  | 621 | 0.01183% | 0.01098% | 0.01106% | 0.01008% | 0.009886% | 0.008926% |  | 621 | 0.01098% | 0.01106% | 621 | 5630 | 0.01369% | 4857 | 0.01345% | 0.01357% |  | 621 | 0.009886% | 0.008926% | 0.009406% |  | 621 | 3612 | 0.01357% | 0.01218%
| Jan | 26 | 21 | 622 | 541.576 | 530.7633 | 544.0208 | 0.01156% | 0.01081% | 0.01082% | 0.01363% | 5275 | 0.0134% | 0.01351% |  | 9.2169 | 19.7072 | 17.8567 |  | 622 | 532.3591 | 511.0561 | 526.1641 |  | 622 | 0.01159% | 0.01085% | 0.0109% | 0.01007% | 0.009889% | 0.008925% |  | 622 | 0.01085% | 0.0109% | 622 | 5513 | 0.01369% | 7254 | 0.01345% | 0.01357% |  | 622 | 0.009889% | 0.008925% | 0.009407% |  | 622 | 5275 | 0.01357% | 0.01254%
| Jan | 26 | 22 | 623 | 525.1378 | 521.1187 | 535.8533 | 0.01121% | 0.01061% | 0.01066% | 0.01362% | 5539 | 0.0134% | 0.01351% |  | 9.2161 | 19.7113 | 17.8551 |  | 623 | 515.9217 | 501.4073 | 517.9981 |  | 623 | 0.01123% | 0.01064% | 0.01073% | 0.01007% | 0.009891% | 0.008924% |  | 623 | 0.01064% | 0.01073% | 623 | 5610 | 0.01369% | 4067 | 0.01345% | 0.01357% |  | 623 | 0.009891% | 0.008924% | 0.009407% |  | 623 | 5539 | 0.01357% | 0.0124%
| Jan | 26 | 23 | 624 | 516.3956 | 509.0256 | 528.3983 | 0.01102% | 0.01037% | 0.01051% | 0.01362% | 4550 | 0.0134% | 0.01351% |  | 9.2153 | 19.7154 | 17.8536 |  | 624 | 507.1803 | 489.3102 | 510.5448 |  | 624 | 0.01104% | 0.01039% | 0.01057% | 0.01007% | 0.009893% | 0.008923% |  | 624 | 0.01039% | 0.01057% | 624 | 3977 | 0.01369% | 4794 | 0.01345% | 0.01357% |  | 624 | 0.009893% | 0.008923% | 0.009408% |  | 624 | 4550 | 0.01357% | 0.01271%
| Jan | 27 | 0 | 625 | 511.2123 | 502.5183 | 525.3132 | 0.01091% | 0.01023% | 0.01045% | 0.01362% | 5632 | 0.0134% | 0.01351% |  | 9.2145 | 19.7195 | 17.852 |  | 625 | 501.9978 | 482.7987 | 507.4612 |  | 625 | 0.01093% | 0.01025% | 0.01051% | 0.01007% | 0.009895% | 0.008923% |  | 625 | 0.01025% | 0.01051% | 625 | 4822 | 0.01369% | 5724 | 0.01345% | 0.01357% |  | 625 | 0.009895% | 0.008923% | 0.009409% |  | 625 | 5632 | 0.01357% | 0.01235%
| Jan | 27 | 1 | 626 | 509.751 | 498.6176 | 523.8691 | 0.01088% | 0.01015% | 0.01042% | 0.01362% | 4221 | 0.0134% | 0.01351% |  | 9.2137 | 19.7236 | 17.8505 |  | 626 | 500.5373 | 478.8939 | 506.0187 |  | 626 | 0.0109% | 0.01016% | 0.01048% | 0.01007% | 0.009897% | 0.008922% |  | 626 | 0.01016% | 0.01048% | 626 | 4927 | 0.01369% | 4909 | 0.01345% | 0.01357% |  | 626 | 0.009897% | 0.008922% | 0.009409% |  | 626 | 4221 | 0.01357% | 0.01261%
| Jan | 27 | 2 | 627 | 512.4631 | 498.0869 | 524.685 | 0.01094% | 0.01014% | 0.01043% | 0.01362% | 5265 | 0.0134% | 0.01351% |  | 9.2129 | 19.7277 | 17.8489 |  | 627 | 503.2502 | 478.3592 | 506.8361 |  | 627 | 0.01095% | 0.01015% | 0.0105% | 0.01007% | 0.009899% | 0.008921% |  | 627 | 0.01015% | 0.0105% | 627 | 5633 | 0.01368% | 4386 | 0.01344% | 0.01356% |  | 627 | 0.009899% | 0.008921% | 0.00941% |  | 627 | 5265 | 0.01356% | 0.01255%
| Jan | 27 | 3 | 628 | 518.8982 | 497.2304 | 526.4573 | 0.01107% | 0.01013% | 0.01047% | 0.01362% | 870 | 0.0134% | 0.01351% |  | 9.2121 | 19.7318 | 17.8474 |  | 628 | 509.6861 | 477.4986 | 508.6099 |  | 628 | 0.01109% | 0.01013% | 0.01053% | 0.01007% | 0.009901% | 0.00892% |  | 628 | 0.01013% | 0.01053% | 628 | 5179 | 0.01368% | 4090 | 0.01344% | 0.01356% |  | 628 | 0.009901% | 0.00892% | 0.009411% |  | 628 | 870 | 0.01356% | 0.00958%
| Jan | 27 | 4 | 629 | 529.9971 | 510.031 | 531.8492 | 0.01131% | 0.01039% | 0.01058% | 0.01361% | 4074 | 0.0134% | 0.01351% |  | 9.2113 | 19.7359 | 17.8458 |  | 629 | 520.7858 | 490.2951 | 514.0034 |  | 629 | 0.01134% | 0.01041% | 0.01064% | 0.01007% | 0.009903% | 0.00892% |  | 629 | 0.01041% | 0.01064% | 629 | 4164 | 0.01368% | 1256 | 0.01344% | 0.01356% |  | 629 | 0.009903% | 0.00892% | 0.009411% |  | 629 | 4074 | 0.01356% | 0.01254%
| Jan | 27 | 5 | 630 | 551.6711 | 520.2715 | 549.2815 | 0.01177% | 0.01059% | 0.01092% | 0.01361% | 5579 | 0.01339% | 0.0135% |  | 9.2105 | 19.74 | 17.8443 |  | 630 | 542.4606 | 500.5315 | 531.4372 |  | 630 | 0.01181% | 0.01062% | 0.01101% | 0.01007% | 0.009905% | 0.008919% |  | 630 | 0.01062% | 0.01101% | 630 | 5326 | 0.01368% | 5298 | 0.01344% | 0.01356% |  | 630 | 0.009905% | 0.008919% | 0.009412% |  | 630 | 5579 | 0.01356% | 0.01238%
| Jan | 27 | 6 | 631 | 575.045 | 533.4445 | 563.7412 | 0.01227% | 0.01086% | 0.01121% | 0.01361% | 4091 | 0.01339% | 0.0135% |  | 9.2097 | 19.7441 | 17.8427 |  | 631 | 565.8353 | 513.7003 | 545.8985 |  | 631 | 0.01232% | 0.0109% | 0.0113% | 0.01007% | 0.009907% | 0.008918% |  | 631 | 0.0109% | 0.0113% | 631 | 4212 | 0.01368% | 5418 | 0.01344% | 0.01356% |  | 631 | 0.009907% | 0.008918% | 0.009413% |  | 631 | 4091 | 0.01356% | 0.01255%
| Jan | 27 | 7 | 632 | 574.6902 | 542.726 | 572.4433 | 0.01227% | 0.01105% | 0.01138% | 0.01361% | 4575 | 0.01339% | 0.0135% |  | 9.2089 | 19.7482 | 17.8412 |  | 632 | 565.4813 | 522.9778 | 554.6021 |  | 632 | 0.01231% | 0.0111% | 0.01148% | 0.01007% | 0.009909% | 0.008917% |  | 632 | 0.0111% | 0.01148% | 632 | 4188 | 0.01368% | 4741 | 0.01344% | 0.01356% |  | 632 | 0.009909% | 0.008917% | 0.009413% |  | 632 | 4575 | 0.01356% | 0.01271%
| Jan | 27 | 8 | 633 | 569.2794 | 544.0852 | 577.9289 | 0.01215% | 0.01108% | 0.01149% | 0.01361% | 4693 | 0.01339% | 0.0135% |  | 9.2081 | 19.7523 | 17.8396 |  | 633 | 560.0713 | 524.3329 | 560.0893 |  | 633 | 0.01219% | 0.01113% | 0.0116% | 0.01006% | 0.009911% | 0.008916% |  | 633 | 0.01113% | 0.0116% | 633 | 3425 | 0.01367% | 5133 | 0.01344% | 0.01356% |  | 633 | 0.009911% | 0.008916% | 0.009414% |  | 633 | 4693 | 0.01356% | 0.01272%
| Jan | 27 | 9 | 634 | 561.7481 | 541.0317 | 580.0295 | 0.01199% | 0.01102% | 0.01153% | 0.01361% | 4188 | 0.01339% | 0.0135% |  | 9.2073 | 19.7564 | 17.8381 |  | 634 | 552.5408 | 521.2753 | 562.1913 |  | 634 | 0.01203% | 0.01106% | 0.01164% | 0.01006% | 0.009913% | 0.008916% |  | 634 | 0.01106% | 0.01164% | 634 | 4882 | 0.01367% | 1182 | 0.01344% | 0.01355% |  | 634 | 0.009913% | 0.008916% | 0.009414% |  | 634 | 4188 | 0.01355% | 0.0126%
| Jan | 27 | 10 | 635 | 557.5765 | 523.1202 | 572.9965 | 0.0119% | 0.01065% | 0.01139% | 0.01361% | 4715 | 0.01339% | 0.0135% |  | 9.2065 | 19.7605 | 17.8366 |  | 635 | 548.37 | 503.3597 | 555.1599 |  | 635 | 0.01194% | 0.01068% | 0.0115% | 0.01006% | 0.009915% | 0.008915% |  | 635 | 0.01068% | 0.0115% | 635 | 5443 | 0.01367% | 5898 | 0.01344% | 0.01355% |  | 635 | 0.009915% | 0.008915% | 0.009415% |  | 635 | 4715 | 0.01355% | 0.01271%
| Jan | 27 | 11 | 636 | 551.819 | 505.1715 | 566.6575 | 0.01178% | 0.01029% | 0.01127% | 0.0136% | 5871 | 0.01339% | 0.0135% |  | 9.2057 | 19.7646 | 17.8351 |  | 636 | 542.6134 | 485.4069 | 548.8224 |  | 636 | 0.01181% | 0.0103% | 0.01137% | 0.01006% | 0.009917% | 0.008914% |  | 636 | 0.0103% | 0.01137% | 636 | 4306 | 0.01367% | 5630 | 0.01344% | 0.01355% |  | 636 | 0.009917% | 0.008914% | 0.009416% |  | 636 | 5871 | 0.01355% | 0.01222%
| Jan | 27 | 12 | 637 | 545.1308 | 491.3561 | 554.2233 | 0.01163% | 0.01001% | 0.01102% | 0.0136% | 954 | 0.01339% | 0.0135% |  | 9.2049 | 19.7687 | 17.8335 |  | 637 | 535.926 | 471.5875 | 536.3897 |  | 637 | 0.01167% | 0.01001% | 0.01111% | 0.01006% | 0.009919% | 0.008913% |  | 637 | 0.01001% | 0.01111% | 637 | 8144 | 0.01367% | 1328 | 0.01343% | 0.01355% |  | 637 | 0.009919% | 0.008913% | 0.009416% |  | 637 | 954 | 0.01355% | 0.009645%
| Jan | 27 | 13 | 638 | 538.6609 | 478.9279 | 541.3671 | 0.0115% | 0.009753% | 0.01076% | 0.0136% | 5610 | 0.01339% | 0.01349% |  | 9.2041 | 19.7728 | 17.832 |  | 638 | 529.4568 | 459.1552 | 523.5351 |  | 638 | 0.01153% | 0.009745% | 0.01084% | 0.01006% | 0.009921% | 0.008913% |  | 638 | 0.009745% | 0.01084% | 638 | 4547 | 0.01367% | 955 | 0.01343% | 0.01355% |  | 638 | 0.009921% | 0.008913% | 0.009417% |  | 638 | 5610 | 0.01355% | 0.01236%
| Jan | 27 | 14 | 639 | 539.0263 | 477.997 | 528.5765 | 0.0115% | 0.009734% | 0.01051% | 0.0136% | 4384 | 0.01338% | 0.01349% |  | 9.2033 | 19.7768 | 17.8305 |  | 639 | 529.8231 | 458.2202 | 510.746 |  | 639 | 0.01153% | 0.009726% | 0.01058% | 0.01006% | 0.009923% | 0.008912% |  | 639 | 0.009726% | 0.01058% | 639 | 4968 | 0.01366% | 5217 | 0.01343% | 0.01355% |  | 639 | 0.009923% | 0.008912% | 0.009418% |  | 639 | 4384 | 0.01355% | 0.01267%
| Jan | 27 | 15 | 640 | 542.1471 | 479.7099 | 529.8612 | 0.01157% | 0.009769% | 0.01054% | 0.0136% | 4724 | 0.01338% | 0.01349% |  | 9.2025 | 19.7809 | 17.829 |  | 640 | 532.9447 | 459.929 | 512.0322 |  | 640 | 0.0116% | 0.009762% | 0.0106% | 0.01006% | 0.009926% | 0.008911% |  | 640 | 0.009762% | 0.0106% | 640 | 4077 | 0.01366% | 953 | 0.01343% | 0.01354% |  | 640 | 0.009926% | 0.008911% | 0.009418% |  | 640 | 4724 | 0.01354% | 0.01271%
| Jan | 27 | 16 | 641 | 555.3636 | 490.8814 | 539.7448 | 0.01185% | 0.009996% | 0.01073% | 0.0136% | 920 | 0.01338% | 0.01349% |  | 9.2017 | 19.785 | 17.8275 |  | 641 | 546.162 | 471.0964 | 521.9173 |  | 641 | 0.01189% | 0.009999% | 0.01081% | 0.01006% | 0.009928% | 0.00891% |  | 641 | 0.009999% | 0.01081% | 641 | 5229 | 0.01365% | 4074 | 0.01343% | 0.01354% |  | 641 | 0.009928% | 0.00891% | 0.009419% |  | 641 | 920 | 0.01354% | 0.009618%
| Jan | 27 | 17 | 642 | 562.7903 | 503.3003 | 562.7003 | 0.01201% | 0.01025% | 0.01119% | 0.01359% | 4788 | 0.01338% | 0.01349% |  | 9.2009 | 19.7891 | 17.826 |  | 642 | 553.5894 | 483.5112 | 544.8743 |  | 642 | 0.01205% | 0.01026% | 0.01128% | 0.01006% | 0.00993% | 0.00891% |  | 642 | 0.01026% | 0.01128% | 642 | 3787 | 0.01365% | 4670 | 0.01343% | 0.01354% |  | 642 | 0.00993% | 0.00891% | 0.00942% |  | 642 | 4788 | 0.01354% | 0.01271%
| Jan | 27 | 18 | 643 | 557.3286 | 505.0411 | 568.1391 | 0.01189% | 0.01028% | 0.0113% | 0.01359% | 1424 | 0.01338% | 0.01348% |  | 9.2001 | 19.7932 | 17.8245 |  | 643 | 548.1285 | 485.248 | 550.3146 |  | 643 | 0.01193% | 0.0103% | 0.0114% | 0.01006% | 0.009932% | 0.008909% |  | 643 | 0.0103% | 0.0114% | 643 | 5586 | 0.01365% | 1016 | 0.01343% | 0.01354% |  | 643 | 0.009932% | 0.008909% | 0.00942% |  | 643 | 1424 | 0.01354% | 0.01004%
| Jan | 27 | 19 | 644 | 552.9281 | 506.5679 | 570.0239 | 0.0118% | 0.01032% | 0.01133% | 0.01359% | 5086 | 0.01338% | 0.01348% |  | 9.1993 | 19.7972 | 17.823 |  | 644 | 543.7288 | 486.7707 | 552.201 |  | 644 | 0.01184% | 0.01033% | 0.01144% | 0.01005% | 0.009934% | 0.008908% |  | 644 | 0.01033% | 0.01144% | 644 | 4236 | 0.01365% | 5205 | 0.01343% | 0.01354% |  | 644 | 0.009934% | 0.008908% | 0.009421% |  | 644 | 5086 | 0.01354% | 0.01262%
| Jan | 27 | 20 | 645 | 547.0395 | 507.0706 | 568.8987 | 0.01168% | 0.01033% | 0.01131% | 0.01358% | 4818 | 0.01338% | 0.01348% |  | 9.1985 | 19.8013 | 17.8215 |  | 645 | 537.8411 | 487.2693 | 551.0772 |  | 645 | 0.01171% | 0.01034% | 0.01141% | 0.01005% | 0.009936% | 0.008907% |  | 645 | 0.01034% | 0.01141% | 645 | 4047 | 0.01364% | 1327 | 0.01342% | 0.01353% |  | 645 | 0.009936% | 0.008907% | 0.009422% |  | 645 | 4818 | 0.01353% | 0.0127%
| Jan | 27 | 21 | 646 | 537.233 | 504.315 | 561.3594 | 0.01147% | 0.01027% | 0.01116% | 0.01358% | 4576 | 0.01338% | 0.01348% |  | 9.1977 | 19.8054 | 17.82 |  | 646 | 528.0353 | 484.5096 | 543.5394 |  | 646 | 0.01149% | 0.01028% | 0.01126% | 0.01005% | 0.009938% | 0.008907% |  | 646 | 0.01028% | 0.01126% | 646 | 5062 | 0.01364% | 1232 | 0.01342% | 0.01353% |  | 646 | 0.009938% | 0.008907% | 0.009422% |  | 646 | 4576 | 0.01353% | 0.01271%
| Jan | 27 | 22 | 647 | 524.6093 | 499.8185 | 548.822 | 0.0112% | 0.01018% | 0.01091% | 0.01358% | 5747 | 0.01338% | 0.01348% |  | 9.1969 | 19.8095 | 17.8185 |  | 647 | 515.4125 | 480.009 | 531.0035 |  | 647 | 0.01122% | 0.01019% | 0.011% | 0.01005% | 0.00994% | 0.008906% |  | 647 | 0.01019% | 0.011% | 647 | 8167 | 0.01364% | 1376 | 0.01342% | 0.01353% |  | 647 | 0.00994% | 0.008906% | 0.009423% |  | 647 | 5747 | 0.01353% | 0.01228%
| Jan | 27 | 23 | 648 | 515.8987 | 496.8301 | 548.1562 | 0.01101% | 0.01012% | 0.0109% | 0.01358% | 3919 | 0.01338% | 0.01348% |  | 9.1961 | 19.8135 | 17.817 |  | 648 | 506.7027 | 477.0166 | 530.3392 |  | 648 | 0.01103% | 0.01012% | 0.01098% | 0.01005% | 0.009942% | 0.008905% |  | 648 | 0.01012% | 0.01098% | 648 | 5171 | 0.01364% | 5632 | 0.01342% | 0.01353% |  | 648 | 0.009942% | 0.008905% | 0.009424% |  | 648 | 3919 | 0.01353% | 0.01244%
| Jan | 28 | 0 | 649 | 510.8799 | 493.4042 | 549.3096 | 0.0109% | 0.01005% | 0.01092% | 0.01357% | 5804 | 0.01338% | 0.01348% |  | 9.1953 | 19.8176 | 17.8155 |  | 649 | 501.6846 | 473.5866 | 531.4941 |  | 649 | 0.01092% | 0.01005% | 0.01101% | 0.01005% | 0.009944% | 0.008904% |  | 649 | 0.01005% | 0.01101% | 649 | 4290 | 0.01364% | 4221 | 0.01342% | 0.01353% |  | 649 | 0.009944% | 0.008904% | 0.009424% |  | 649 | 5804 | 0.01353% | 0.01225%
| Jan | 28 | 1 | 650 | 509.4219 | 492.5478 | 548.3344 | 0.01087% | 0.01003% | 0.0109% | 0.01357% | 5946 | 0.01338% | 0.01348% |  | 9.1945 | 19.8217 | 17.814 |  | 650 | 500.2274 | 472.7261 | 530.5203 |  | 650 | 0.01089% | 0.01003% | 0.01099% | 0.01005% | 0.009946% | 0.008904% |  | 650 | 0.01003% | 0.01099% | 650 | 5073 | 0.01364% | 5412 | 0.01342% | 0.01353% |  | 650 | 0.009946% | 0.008904% | 0.009425% |  | 650 | 5946 | 0.01353% | 0.01219%
| Jan | 28 | 2 | 651 | 508.6558 | 493.4694 | 555.3861 | 0.01086% | 0.01005% | 0.01104% | 0.01357% | 3980 | 0.01337% | 0.01347% |  | 9.1937 | 19.8257 | 17.8126 |  | 651 | 499.4621 | 473.6437 | 537.5735 |  | 651 | 0.01087% | 0.01005% | 0.01113% | 0.01005% | 0.009948% | 0.008903% |  | 651 | 0.01005% | 0.01113% | 651 | 4903 | 0.01363% | 4747 | 0.01342% | 0.01353% |  | 651 | 0.009948% | 0.008903% | 0.009425% |  | 651 | 3980 | 0.01353% | 0.01248%
| Jan | 28 | 3 | 652 | 510.5948 | 493.9535 | 564.6414 | 0.0109% | 0.01006% | 0.01123% | 0.01357% | 5532 | 0.01337% | 0.01347% |  | 9.1929 | 19.8298 | 17.8111 |  | 652 | 501.4019 | 474.1237 | 546.8303 |  | 652 | 0.01091% | 0.01006% | 0.01132% | 0.01005% | 0.00995% | 0.008902% |  | 652 | 0.01006% | 0.01132% | 652 | 5157 | 0.01363% | 5539 | 0.01342% | 0.01353% |  | 652 | 0.00995% | 0.008902% | 0.009426% |  | 652 | 5532 | 0.01353% | 0.0124%
| Jan | 28 | 4 | 653 | 516.9885 | 497.9194 | 580.0763 | 0.01103% | 0.01014% | 0.01153% | 0.01357% | 995 | 0.01337% | 0.01347% |  | 9.1921 | 19.8339 | 17.8096 |  | 653 | 507.7964 | 478.0855 | 562.2667 |  | 653 | 0.01105% | 0.01015% | 0.01164% | 0.01005% | 0.009952% | 0.008901% |  | 653 | 0.01015% | 0.01164% | 653 | 5120 | 0.01363% | 846 | 0.01342% | 0.01353% |  | 653 | 0.009952% | 0.008901% | 0.009427% |  | 653 | 995 | 0.01353% | 0.009677%
| Jan | 28 | 5 | 654 | 528.4418 | 505.73 | 601.5877 | 0.01128% | 0.0103% | 0.01196% | 0.01357% | 4211 | 0.01337% | 0.01347% |  | 9.1913 | 19.8379 | 17.8082 |  | 654 | 519.2505 | 485.8921 | 583.7796 |  | 654 | 0.0113% | 0.01031% | 0.01209% | 0.01005% | 0.009954% | 0.008901% |  | 654 | 0.01031% | 0.01209% | 654 | 4992 | 0.01363% | 4091 | 0.01342% | 0.01352% |  | 654 | 0.009954% | 0.008901% | 0.009427% |  | 654 | 4211 | 0.01352% | 0.01261%
| Jan | 28 | 6 | 655 | 540.8569 | 516.2219 | 633.9017 | 0.01154% | 0.01051% | 0.0126% | 0.01357% | 4643 | 0.01337% | 0.01347% |  | 9.1905 | 19.842 | 17.8067 |  | 655 | 531.6664 | 496.3799 | 616.095 |  | 655 | 0.01157% | 0.01054% | 0.01276% | 0.01005% | 0.009956% | 0.0089% |  | 655 | 0.01054% | 0.01276% | 655 | 5490 | 0.01363% | 5871 | 0.01342% | 0.01352% |  | 655 | 0.009956% | 0.0089% | 0.009428% |  | 655 | 4643 | 0.01352% | 0.01271%
| Jan | 28 | 7 | 656 | 545.0051 | 523.4274 | 640.2407 | 0.01163% | 0.01066% | 0.01273% | 0.01357% | 4040 | 0.01337% | 0.01347% |  | 9.1897 | 19.846 | 17.8052 |  | 656 | 535.8154 | 503.5814 | 622.4355 |  | 656 | 0.01166% | 0.01069% | 0.01289% | 0.01004% | 0.009958% | 0.008899% |  | 656 | 0.01069% | 0.01289% | 656 | 4833 | 0.01363% | 5275 | 0.01342% | 0.01352% |  | 656 | 0.009958% | 0.008899% | 0.009429% |  | 656 | 4040 | 0.01352% | 0.01252%
| Jan | 28 | 8 | 657 | 546.6611 | 526.4437 | 623.5399 | 0.01167% | 0.01072% | 0.0124% | 0.01357% | 1185 | 0.01337% | 0.01347% |  | 9.1889 | 19.8501 | 17.8038 |  | 657 | 537.4721 | 506.5936 | 605.7361 |  | 657 | 0.0117% | 0.01075% | 0.01254% | 0.01004% | 0.00996% | 0.008899% |  | 657 | 0.01075% | 0.01254% | 657 | 3423 | 0.01363% | 1281 | 0.01342% | 0.01352% |  | 657 | 0.00996% | 0.008899% | 0.009429% |  | 657 | 1185 | 0.01352% | 0.009836%
| Jan | 28 | 9 | 658 | 545.3348 | 521.9938 | 599.7217 | 0.01164% | 0.01063% | 0.01193% | 0.01357% | 5873 | 0.01336% | 0.01347% |  | 9.1881 | 19.8542 | 17.8023 |  | 658 | 536.1467 | 502.1396 | 581.9193 |  | 658 | 0.01167% | 0.01066% | 0.01205% | 0.01004% | 0.009962% | 0.008898% |  | 658 | 0.01066% | 0.01205% | 658 | 4217 | 0.01363% | 3919 | 0.01341% | 0.01352% |  | 658 | 0.009962% | 0.008898% | 0.00943% |  | 658 | 5873 | 0.01352% | 0.01222%
| Jan | 28 | 10 | 659 | 537.6202 | 516.9201 | 579.3168 | 0.01147% | 0.01053% | 0.01152% | 0.01357% | 3970 | 0.01336% | 0.01347% |  | 9.1873 | 19.8582 | 17.8009 |  | 659 | 528.4329 | 497.0619 | 561.5159 |  | 659 | 0.0115% | 0.01055% | 0.01163% | 0.01004% | 0.009964% | 0.008897% |  | 659 | 0.01055% | 0.01163% | 659 | 4677 | 0.01362% | 5579 | 0.01341% | 0.01352% |  | 659 | 0.009964% | 0.008897% | 0.009431% |  | 659 | 3970 | 0.01352% | 0.01248%
| Jan | 28 | 11 | 660 | 528.8861 | 510.7292 | 567.2201 | 0.01129% | 0.0104% | 0.01128% | 0.01357% | 4917 | 0.01336% | 0.01347% |  | 9.1865 | 19.8623 | 17.7994 |  | 660 | 519.6995 | 490.867 | 549.4207 |  | 660 | 0.01131% | 0.01042% | 0.01138% | 0.01004% | 0.009966% | 0.008896% |  | 660 | 0.01042% | 0.01138% | 660 | 4282 | 0.01362% | 4550 | 0.01341% | 0.01352% |  | 660 | 0.009966% | 0.008896% | 0.009431% |  | 660 | 4917 | 0.01352% | 0.01268%
| Jan | 28 | 12 | 661 | 523.9169 | 506.2793 | 563.7318 | 0.01118% | 0.01031% | 0.01121% | 0.01357% | 3688 | 0.01336% | 0.01346% |  | 9.1857 | 19.8663 | 17.798 |  | 661 | 514.7311 | 486.413 | 545.9338 |  | 661 | 0.0112% | 0.01032% | 0.01131% | 0.01004% | 0.009968% | 0.008896% |  | 661 | 0.01032% | 0.01131% | 661 | 4048 | 0.01362% | 4188 | 0.01341% | 0.01352% |  | 661 | 0.009968% | 0.008896% | 0.009432% |  | 661 | 3688 | 0.01352% | 0.01225%
| Jan | 28 | 13 | 662 | 520.6472 | 501.4477 | 562.1189 | 0.01111% | 0.01021% | 0.01118% | 0.01357% | 944 | 0.01336% | 0.01346% |  | 9.185 | 19.8704 | 17.7966 |  | 662 | 511.4623 | 481.5773 | 544.3224 |  | 662 | 0.01113% | 0.01022% | 0.01127% | 0.01004% | 0.00997% | 0.008895% |  | 662 | 0.01022% | 0.01127% | 662 | 4067 | 0.01362% | 1015 | 0.01341% | 0.01352% |  | 662 | 0.00997% | 0.008895% | 0.009433% |  | 662 | 944 | 0.01352% | 0.009637%
| Jan | 28 | 14 | 663 | 518.7045 | 499.3251 | 559.709 | 0.01107% | 0.01017% | 0.01113% | 0.01356% | 3860 | 0.01336% | 0.01346% |  | 9.1842 | 19.8744 | 17.7951 |  | 663 | 509.5203 | 479.4507 | 541.9138 |  | 663 | 0.01109% | 0.01018% | 0.01122% | 0.01004% | 0.009972% | 0.008894% |  | 663 | 0.01018% | 0.01122% | 663 | 4267 | 0.01362% | 5265 | 0.01341% | 0.01352% |  | 663 | 0.009972% | 0.008894% | 0.009433% |  | 663 | 3860 | 0.01352% | 0.01239%
| Jan | 28 | 15 | 664 | 520.9857 | 497.6308 | 565.6916 | 0.01112% | 0.01013% | 0.01125% | 0.01356% | 1518 | 0.01336% | 0.01346% |  | 9.1834 | 19.8785 | 17.7937 |  | 664 | 511.8023 | 477.7523 | 547.898 |  | 664 | 0.01114% | 0.01014% | 0.01135% | 0.01004% | 0.009974% | 0.008893% |  | 664 | 0.01014% | 0.01135% | 664 | 3973 | 0.01362% | 3688 | 0.01341% | 0.01351% |  | 664 | 0.009974% | 0.008893% | 0.009434% |  | 664 | 1518 | 0.01351% | 0.01012%
| Jan | 28 | 16 | 665 | 529.4672 | 504.4453 | 582.852 | 0.0113% | 0.01027% | 0.01159% | 0.01356% | 837 | 0.01336% | 0.01346% |  | 9.1826 | 19.8825 | 17.7923 |  | 665 | 520.2846 | 484.5628 | 565.0597 |  | 665 | 0.01133% | 0.01028% | 0.0117% | 0.01004% | 0.009976% | 0.008893% |  | 665 | 0.01028% | 0.0117% | 665 | 4735 | 0.01362% | 5610 | 0.01341% | 0.01351% |  | 665 | 0.009976% | 0.008893% | 0.009435% |  | 665 | 837 | 0.01351% | 0.009555%
| Jan | 28 | 17 | 666 | 539.2596 | 512.9263 | 598.0431 | 0.01151% | 0.01044% | 0.01189% | 0.01356% | 1231 | 0.01336% | 0.01346% |  | 9.1818 | 19.8866 | 17.7908 |  | 666 | 530.0778 | 493.0397 | 580.2523 |  | 666 | 0.01154% | 0.01046% | 0.01202% | 0.01004% | 0.009979% | 0.008892% |  | 666 | 0.01046% | 0.01202% | 666 | 4244 | 0.01362% | 1521 | 0.01341% | 0.01351% |  | 666 | 0.009979% | 0.008892% | 0.009435% |  | 666 | 1231 | 0.01351% | 0.009876%
| Jan | 28 | 18 | 667 | 538.0418 | 512.6377 | 599.7686 | 0.01148% | 0.01044% | 0.01193% | 0.01356% | 4068 | 0.01336% | 0.01346% |  | 9.181 | 19.8906 | 17.7894 |  | 667 | 528.8608 | 492.7471 | 581.9791 |  | 667 | 0.01151% | 0.01046% | 0.01205% | 0.01003% | 0.009981% | 0.008891% |  | 667 | 0.01046% | 0.01205% | 667 | 5303 | 0.01362% | 919 | 0.01341% | 0.01351% |  | 667 | 0.009981% | 0.008891% | 0.009436% |  | 667 | 4068 | 0.01351% | 0.01254%
| Jan | 28 | 19 | 668 | 535.3134 | 511.3437 | 597.4524 | 0.01143% | 0.01041% | 0.01188% | 0.01356% | 3687 | 0.01336% | 0.01346% |  | 9.1802 | 19.8947 | 17.788 |  | 668 | 526.1332 | 491.449 | 579.6644 |  | 668 | 0.01145% | 0.01043% | 0.012% | 0.01003% | 0.009983% | 0.008891% |  | 668 | 0.01043% | 0.012% | 668 | 4525 | 0.01361% | 5946 | 0.01341% | 0.01351% |  | 668 | 0.009983% | 0.008891% | 0.009437% |  | 668 | 3687 | 0.01351% | 0.01225%
| Jan | 28 | 20 | 669 | 529.2218 | 509.7052 | 596.0177 | 0.0113% | 0.01038% | 0.01185% | 0.01355% | 3995 | 0.01336% | 0.01346% |  | 9.1794 | 19.8987 | 17.7866 |  | 669 | 520.0424 | 489.8065 | 578.2311 |  | 669 | 0.01132% | 0.0104% | 0.01197% | 0.01003% | 0.009985% | 0.00889% |  | 669 | 0.0104% | 0.01197% | 669 | 3927 | 0.01361% | 3980 | 0.01341% | 0.01351% |  | 669 | 0.009985% | 0.00889% | 0.009437% |  | 669 | 3995 | 0.01351% | 0.01249%
| Jan | 28 | 21 | 670 | 521.4532 | 505.1901 | 590.5226 | 0.01113% | 0.01029% | 0.01174% | 0.01355% | 4404 | 0.01335% | 0.01345% |  | 9.1786 | 19.9027 | 17.7852 |  | 670 | 512.2746 | 485.2873 | 572.7374 |  | 670 | 0.01115% | 0.0103% | 0.01186% | 0.01003% | 0.009987% | 0.008889% |  | 670 | 0.0103% | 0.01186% | 670 | 4170 | 0.01361% | 5804 | 0.01341% | 0.01351% |  | 670 | 0.009987% | 0.008889% | 0.009438% |  | 670 | 4404 | 0.01351% | 0.01268%
| Jan | 28 | 22 | 671 | 511.2298 | 494.6703 | 579.3543 | 0.01091% | 0.01007% | 0.01152% | 0.01355% | 3689 | 0.01335% | 0.01345% |  | 9.1778 | 19.9068 | 17.7837 |  | 671 | 502.0519 | 474.7636 | 561.5705 |  | 671 | 0.01093% | 0.01008% | 0.01163% | 0.01003% | 0.009989% | 0.008889% |  | 671 | 0.01008% | 0.01163% | 671 | 4483 | 0.01361% | 5747 | 0.01341% | 0.01351% |  | 671 | 0.009989% | 0.008889% | 0.009439% |  | 671 | 3689 | 0.01351% | 0.01225%
| Jan | 28 | 23 | 672 | 503.8577 | 487.0365 | 571.3649 | 0.01075% | 0.009918% | 0.01136% | 0.01355% | 4452 | 0.01335% | 0.01345% |  | 9.1771 | 19.9108 | 17.7823 |  | 672 | 494.6806 | 467.1257 | 553.5825 |  | 672 | 0.01077% | 0.009915% | 0.01146% | 0.01003% | 0.009991% | 0.008888% |  | 672 | 0.009915% | 0.01146% | 672 | 1256 | 0.01361% | 3687 | 0.01341% | 0.01351% |  | 672 | 0.009991% | 0.008888% | 0.009439% |  | 672 | 4452 | 0.01351% | 0.01269%
| Jan | 29 | 0 | 673 | 502.1709 | 486.6828 | 570.6428 | 0.01072% | 0.009911% | 0.01135% | 0.01355% | 4870 | 0.01335% | 0.01345% |  | 9.1763 | 19.9148 | 17.7809 |  | 673 | 492.9947 | 466.7679 | 552.8619 |  | 673 | 0.01073% | 0.009907% | 0.01145% | 0.01003% | 0.009993% | 0.008887% |  | 673 | 0.009907% | 0.01145% | 673 | 5265 | 0.01361% | 4575 | 0.0134% | 0.01351% |  | 673 | 0.009993% | 0.008887% | 0.00944% |  | 673 | 4870 | 0.01351% | 0.01269%
| Jan | 29 | 1 | 674 | 502.1269 | 486.6548 | 573.7842 | 0.01072% | 0.00991% | 0.01141% | 0.01354% | 3896 | 0.01335% | 0.01344% |  | 9.1755 | 19.9189 | 17.7795 |  | 674 | 492.9514 | 466.736 | 556.0047 |  | 674 | 0.01073% | 0.009906% | 0.01151% | 0.01003% | 0.009995% | 0.008886% |  | 674 | 0.009906% | 0.01151% | 674 | 5412 | 0.0136% | 3689 | 0.0134% | 0.0135% |  | 674 | 0.009995% | 0.008886% | 0.009441% |  | 674 | 3896 | 0.0135% | 0.01242%
| Jan | 29 | 2 | 675 | 504.163 | 488.554 | 576.0816 | 0.01076% | 0.009949% | 0.01146% | 0.01354% | 3853 | 0.01335% | 0.01344% |  | 9.1747 | 19.9229 | 17.7781 |  | 675 | 494.9883 | 468.6311 | 558.3035 |  | 675 | 0.01077% | 0.009947% | 0.01156% | 0.01003% | 0.009997% | 0.008886% |  | 675 | 0.009947% | 0.01156% | 675 | 4501 | 0.0136% | 4384 | 0.0134% | 0.0135% |  | 675 | 0.009997% | 0.008886% | 0.009441% |  | 675 | 3853 | 0.0135% | 0.01239%
| Jan | 29 | 3 | 676 | 506.2512 | 495.6106 | 582.8614 | 0.0108% | 0.01009% | 0.01159% | 0.01353% | 4740 | 0.01335% | 0.01344% |  | 9.1739 | 19.9269 | 17.7768 |  | 676 | 497.0773 | 475.6837 | 565.0846 |  | 676 | 0.01082% | 0.0101% | 0.0117% | 0.01003% | 0.009999% | 0.008885% |  | 676 | 0.0101% | 0.0117% | 676 | 5483 | 0.0136% | 4693 | 0.0134% | 0.0135% |  | 676 | 0.009999% | 0.008885% | 0.009442% |  | 676 | 4740 | 0.0135% | 0.01271%
| Jan | 29 | 4 | 677 | 513.0266 | 505.9255 | 593.0544 | 0.01095% | 0.0103% | 0.01179% | 0.01353% | 4066 | 0.01335% | 0.01344% |  | 9.1731 | 19.931 | 17.7754 |  | 677 | 503.8535 | 485.9946 | 575.2791 |  | 677 | 0.01097% | 0.01032% | 0.01191% | 0.01003% | 0.01% | 0.008884% |  | 677 | 0.01032% | 0.01191% | 677 | 5776 | 0.0136% | 1543 | 0.0134% | 0.0135% |  | 677 | 0.01% | 0.008884% | 0.009443% |  | 677 | 4066 | 0.0135% | 0.01254%
| Jan | 29 | 5 | 678 | 520.9921 | 522.5244 | 615.0347 | 0.01112% | 0.01064% | 0.01223% | 0.01353% | 5393 | 0.01335% | 0.01344% |  | 9.1723 | 19.935 | 17.774 |  | 678 | 511.8198 | 502.5894 | 597.2607 |  | 678 | 0.01114% | 0.01067% | 0.01237% | 0.01003% | 0.01% | 0.008884% |  | 678 | 0.01067% | 0.01237% | 678 | 4557 | 0.0136% | 3588 | 0.0134% | 0.0135% |  | 678 | 0.01% | 0.008884% | 0.009443% |  | 678 | 5393 | 0.0135% | 0.01248%
| Jan | 29 | 6 | 679 | 531.5724 | 545.8727 | 645.567 | 0.01135% | 0.01112% | 0.01284% | 0.01353% | 4844 | 0.01335% | 0.01344% |  | 9.1715 | 19.939 | 17.7726 |  | 679 | 522.4009 | 525.9336 | 627.7944 |  | 679 | 0.01137% | 0.01116% | 0.013% | 0.01002% | 0.01% | 0.008883% |  | 679 | 0.01116% | 0.013% | 679 | 5288 | 0.01359% | 851 | 0.0134% | 0.01349% |  | 679 | 0.01% | 0.008883% | 0.009444% |  | 679 | 4844 | 0.01349% | 0.01269%
| Jan | 29 | 7 | 680 | 540.0669 | 558.5988 | 647.1049 | 0.01153% | 0.01138% | 0.01287% | 0.01353% | 3588 | 0.01335% | 0.01344% |  | 9.1708 | 19.9431 | 17.7712 |  | 680 | 530.8961 | 538.6557 | 629.3337 |  | 680 | 0.01156% | 0.01143% | 0.01303% | 0.01002% | 0.01001% | 0.008882% |  | 680 | 0.01143% | 0.01303% | 680 | 5312 | 0.01359% | 4715 | 0.0134% | 0.01349% |  | 680 | 0.01001% | 0.008882% | 0.009445% |  | 680 | 3588 | 0.01349% | 0.01216%
| Jan | 29 | 8 | 681 | 544.6338 | 550.1085 | 622.6865 | 0.01162% | 0.0112% | 0.01238% | 0.01352% | 4549 | 0.01334% | 0.01343% |  | 9.17 | 19.9471 | 17.7698 |  | 681 | 535.4638 | 530.1614 | 604.9167 |  | 681 | 0.01166% | 0.01125% | 0.01253% | 0.01002% | 0.01001% | 0.008882% |  | 681 | 0.01125% | 0.01253% | 681 | 4580 | 0.01358% | 3860 | 0.0134% | 0.01349% |  | 681 | 0.01001% | 0.008882% | 0.009445% |  | 681 | 4549 | 0.01349% | 0.01271%
| Jan | 29 | 9 | 682 | 544.928 | 545.3606 | 592.5762 | 0.01163% | 0.01111% | 0.01178% | 0.01352% | 4381 | 0.01334% | 0.01343% |  | 9.1692 | 19.9511 | 17.7685 |  | 682 | 535.7588 | 525.4095 | 574.8077 |  | 682 | 0.01166% | 0.01115% | 0.0119% | 0.01002% | 0.01001% | 0.008881% |  | 682 | 0.01115% | 0.0119% | 682 | 4616 | 0.01358% | 4040 | 0.0134% | 0.01349% |  | 682 | 0.01001% | 0.008881% | 0.009446% |  | 682 | 4381 | 0.01349% | 0.01267%
| Jan | 29 | 10 | 683 | 542.0512 | 543.9642 | 572.734 | 0.01157% | 0.01108% | 0.01139% | 0.01352% | 4431 | 0.01334% | 0.01343% |  | 9.1684 | 19.9551 | 17.7671 |  | 683 | 532.8827 | 524.0091 | 554.9669 |  | 683 | 0.0116% | 0.01112% | 0.01149% | 0.01002% | 0.01001% | 0.00888% |  | 683 | 0.01112% | 0.01149% | 683 | 4258 | 0.01358% | 3970 | 0.01339% | 0.01349% |  | 683 | 0.01001% | 0.00888% | 0.009447% |  | 683 | 4431 | 0.01349% | 0.01268%
| Jan | 29 | 11 | 684 | 539.0616 | 540.6035 | 553.6044 | 0.01151% | 0.01101% | 0.01101% | 0.01352% | 4233 | 0.01334% | 0.01343% |  | 9.1676 | 19.9591 | 17.7657 |  | 684 | 529.894 | 520.6443 | 535.8386 |  | 684 | 0.01153% | 0.01105% | 0.0111% | 0.01002% | 0.01001% | 0.00888% |  | 684 | 0.01105% | 0.0111% | 684 | 5968 | 0.01358% | 4724 | 0.01339% | 0.01349% |  | 684 | 0.01001% | 0.00888% | 0.009447% |  | 684 | 4233 | 0.01349% | 0.01262%
| Jan | 29 | 12 | 685 | 539.7567 | 530.9588 | 539.998 | 0.01152% | 0.01081% | 0.01074% | 0.01351% | 4978 | 0.01334% | 0.01342% |  | 9.1668 | 19.9632 | 17.7644 |  | 685 | 530.5899 | 510.9957 | 522.2336 |  | 685 | 0.01155% | 0.01085% | 0.01081% | 0.01002% | 0.01002% | 0.008879% |  | 685 | 0.01085% | 0.01081% | 685 | 4148 | 0.01358% | 5086 | 0.01339% | 0.01348% |  | 685 | 0.01002% | 0.008879% | 0.009448% |  | 685 | 4978 | 0.01348% | 0.01266%
| Jan | 29 | 13 | 686 | 539.724 | 526.1272 | 526.7948 | 0.01152% | 0.01071% | 0.01048% | 0.01351% | 5193 | 0.01333% | 0.01342% |  | 9.1661 | 19.9672 | 17.763 |  | 686 | 530.5579 | 506.16 | 509.0318 |  | 686 | 0.01155% | 0.01074% | 0.01054% | 0.01002% | 0.01002% | 0.008878% |  | 686 | 0.01074% | 0.01054% | 686 | 5338 | 0.01357% | 4788 | 0.01339% | 0.01348% |  | 686 | 0.01002% | 0.008878% | 0.009449% |  | 686 | 5193 | 0.01348% | 0.01258%
| Jan | 29 | 14 | 687 | 537.6235 | 523.7253 | 516.6955 | 0.01147% | 0.01066% | 0.01027% | 0.01351% | 873 | 0.01333% | 0.01342% |  | 9.1653 | 19.9712 | 17.7617 |  | 687 | 528.4582 | 503.7541 | 498.9339 |  | 687 | 0.0115% | 0.01069% | 0.01033% | 0.01002% | 0.01002% | 0.008877% |  | 687 | 0.01069% | 0.01033% | 687 | 5396 | 0.01357% | 4576 | 0.01339% | 0.01348% |  | 687 | 0.01002% | 0.008877% | 0.009449% |  | 687 | 873 | 0.01348% | 0.009582%
| Jan | 29 | 15 | 688 | 535.4438 | 526.5833 | 523.4097 | 0.01143% | 0.01072% | 0.01041% | 0.01351% | 4432 | 0.01333% | 0.01342% |  | 9.1645 | 19.9752 | 17.7603 |  | 688 | 526.2793 | 506.6081 | 505.6494 |  | 688 | 0.01146% | 0.01075% | 0.01047% | 0.01002% | 0.01002% | 0.008877% |  | 688 | 0.01075% | 0.01047% | 688 | 8143 | 0.01357% | 4211 | 0.01339% | 0.01348% |  | 688 | 0.01002% | 0.008877% | 0.00945% |  | 688 | 4432 | 0.01348% | 0.01268%
| Jan | 29 | 16 | 689 | 542.1649 | 533.1466 | 545.7087 | 0.01157% | 0.01086% | 0.01085% | 0.01351% | 4577 | 0.01333% | 0.01342% |  | 9.1637 | 19.9792 | 17.7589 |  | 689 | 533.0012 | 513.1673 | 527.9498 |  | 689 | 0.0116% | 0.01089% | 0.01093% | 0.01002% | 0.01003% | 0.008876% |  | 689 | 0.01089% | 0.01093% | 689 | 4665 | 0.01357% | 5873 | 0.01339% | 0.01348% |  | 689 | 0.01003% | 0.008876% | 0.009451% |  | 689 | 4577 | 0.01348% | 0.01271%
| Jan | 29 | 17 | 690 | 555.7448 | 537.4755 | 580.714 | 0.01186% | 0.01094% | 0.01155% | 0.0135% | 4669 | 0.01333% | 0.01342% |  | 9.1629 | 19.9832 | 17.7576 |  | 690 | 546.5818 | 517.4923 | 562.9564 |  | 690 | 0.0119% | 0.01098% | 0.01166% | 0.01002% | 0.01003% | 0.008875% |  | 690 | 0.01098% | 0.01166% | 690 | 5218 | 0.01356% | 5532 | 0.01339% | 0.01348% |  | 690 | 0.01003% | 0.008875% | 0.009451% |  | 690 | 4669 | 0.01348% | 0.01272%
| Jan | 29 | 18 | 691 | 556.149 | 541.3203 | 591.1884 | 0.01187% | 0.01102% | 0.01176% | 0.0135% | 948 | 0.01333% | 0.01342% |  | 9.1621 | 19.9872 | 17.7563 |  | 691 | 546.9869 | 521.3331 | 573.4321 |  | 691 | 0.01191% | 0.01107% | 0.01187% | 0.01001% | 0.01003% | 0.008875% |  | 691 | 0.01107% | 0.01187% | 691 | 5581 | 0.01356% | 4818 | 0.01339% | 0.01348% |  | 691 | 0.01003% | 0.008875% | 0.009452% |  | 691 | 948 | 0.01348% | 0.00964%
| Jan | 29 | 19 | 692 | 553.9653 | 535.446 | 595.2956 | 0.01182% | 0.0109% | 0.01184% | 0.0135% | 4075 | 0.01333% | 0.01342% |  | 9.1614 | 19.9912 | 17.7549 |  | 692 | 544.8039 | 515.4548 | 577.5407 |  | 692 | 0.01186% | 0.01094% | 0.01196% | 0.01001% | 0.01003% | 0.008874% |  | 692 | 0.01094% | 0.01196% | 692 | 4046 | 0.01356% | 1544 | 0.01339% | 0.01348% |  | 692 | 0.01003% | 0.008874% | 0.009453% |  | 692 | 4075 | 0.01348% | 0.01254%
| Jan | 29 | 20 | 693 | 549.0926 | 527.4119 | 592.2855 | 0.01172% | 0.01074% | 0.01178% | 0.0135% | 3934 | 0.01333% | 0.01342% |  | 9.1606 | 19.9953 | 17.7536 |  | 693 | 539.932 | 507.4166 | 574.5319 |  | 693 | 0.01175% | 0.01077% | 0.0119% | 0.01001% | 0.01003% | 0.008873% |  | 693 | 0.01077% | 0.0119% | 693 | 5459 | 0.01356% | 996 | 0.01339% | 0.01347% |  | 693 | 0.01003% | 0.008873% | 0.009453% |  | 693 | 3934 | 0.01347% | 0.01245%
| Jan | 29 | 21 | 694 | 539.2337 | 518.2234 | 580.9015 | 0.01151% | 0.01055% | 0.01155% | 0.0135% | 4196 | 0.01333% | 0.01342% |  | 9.1598 | 19.9993 | 17.7523 |  | 694 | 530.0739 | 498.2241 | 563.1493 |  | 694 | 0.01154% | 0.01057% | 0.01166% | 0.01001% | 0.01004% | 0.008873% |  | 694 | 0.01057% | 0.01166% | 694 | 5195 | 0.01356% | 3995 | 0.01339% | 0.01347% |  | 694 | 0.01004% | 0.008873% | 0.009454% |  | 694 | 4196 | 0.01347% | 0.0126%
| Jan | 29 | 22 | 695 | 528.4219 | 509.3421 | 565.6541 | 0.01128% | 0.01037% | 0.01125% | 0.0135% | 4953 | 0.01333% | 0.01341% |  | 9.159 | 20.0033 | 17.7509 |  | 695 | 519.2629 | 489.3389 | 547.9032 |  | 695 | 0.0113% | 0.01039% | 0.01135% | 0.01001% | 0.01004% | 0.008872% |  | 695 | 0.01039% | 0.01135% | 695 | 5775 | 0.01356% | 4068 | 0.01339% | 0.01347% |  | 695 | 0.01004% | 0.008872% | 0.009455% |  | 695 | 4953 | 0.01347% | 0.01267%
| Jan | 29 | 23 | 696 | 521.4733 | 495.471 | 557.4584 | 0.01113% | 0.01009% | 0.01108% | 0.0135% | 1001 | 0.01332% | 0.01341% |  | 9.1582 | 20.0073 | 17.7496 |  | 696 | 512.3151 | 475.4637 | 539.7088 |  | 696 | 0.01115% | 0.01009% | 0.01118% | 0.01001% | 0.01004% | 0.008871% |  | 696 | 0.01009% | 0.01118% | 696 | 4163 | 0.01356% | 3853 | 0.01339% | 0.01347% |  | 696 | 0.01004% | 0.008871% | 0.009455% |  | 696 | 1001 | 0.01347% | 0.009682%
| Jan | 30 | 0 | 697 | 515.3632 | 501.5221 | 555.0203 | 0.011% | 0.01021% | 0.01104% | 0.0135% | 5444 | 0.01332% | 0.01341% |  | 9.1575 | 20.0113 | 17.7483 |  | 697 | 506.2057 | 481.5109 | 537.2721 |  | 697 | 0.01102% | 0.01022% | 0.01113% | 0.01001% | 0.01004% | 0.008871% |  | 697 | 0.01022% | 0.01113% | 697 | 5254 | 0.01356% | 3896 | 0.01339% | 0.01347% |  | 697 | 0.01004% | 0.008871% | 0.009456% |  | 697 | 5444 | 0.01347% | 0.01245%
| Jan | 30 | 1 | 698 | 517.4594 | 505.8604 | 553.2105 | 0.01104% | 0.0103% | 0.011% | 0.0135% | 4836 | 0.01332% | 0.01341% |  | 9.1567 | 20.0153 | 17.747 |  | 698 | 508.3028 | 485.8451 | 535.4636 |  | 698 | 0.01106% | 0.01031% | 0.01109% | 0.01001% | 0.01004% | 0.00887% |  | 698 | 0.01031% | 0.01109% | 698 | 4315 | 0.01355% | 950 | 0.01338% | 0.01347% |  | 698 | 0.01004% | 0.00887% | 0.009457% |  | 698 | 4836 | 0.01347% | 0.0127%
| Jan | 30 | 2 | 699 | 521.1628 | 511.9674 | 557.6085 | 0.01112% | 0.01043% | 0.01109% | 0.01349% | 5049 | 0.01332% | 0.01341% |  | 9.1559 | 20.0193 | 17.7456 |  | 699 | 512.0069 | 491.9481 | 539.8628 |  | 699 | 0.01115% | 0.01044% | 0.01118% | 0.01001% | 0.01005% | 0.008869% |  | 699 | 0.01044% | 0.01118% | 699 | 4211 | 0.01355% | 1492 | 0.01338% | 0.01347% |  | 699 | 0.01005% | 0.008869% | 0.009457% |  | 699 | 5049 | 0.01347% | 0.01264%
| Jan | 30 | 3 | 700 | 520.9095 | 515.2444 | 557.8804 | 0.01112% | 0.01049% | 0.01109% | 0.01349% | 4812 | 0.01332% | 0.01341% |  | 9.1551 | 20.0233 | 17.7443 |  | 700 | 511.7544 | 495.2211 | 540.1361 |  | 700 | 0.01114% | 0.01051% | 0.01119% | 0.01001% | 0.01005% | 0.008869% |  | 700 | 0.01051% | 0.01119% | 700 | 4113 | 0.01355% | 4643 | 0.01338% | 0.01346% |  | 700 | 0.01005% | 0.008869% | 0.009458% |  | 700 | 4812 | 0.01346% | 0.0127%
| Jan | 30 | 4 | 701 | 532.5874 | 516.6222 | 569.6113 | 0.01137% | 0.01052% | 0.01133% | 0.01349% | 4411 | 0.01332% | 0.0134% |  | 9.1544 | 20.0273 | 17.743 |  | 701 | 523.433 | 496.5949 | 551.8683 |  | 701 | 0.01139% | 0.01054% | 0.01143% | 0.01001% | 0.01005% | 0.008868% |  | 701 | 0.01054% | 0.01143% | 701 | 4727 | 0.01355% | 949 | 0.01338% | 0.01346% |  | 701 | 0.01005% | 0.008868% | 0.009459% |  | 701 | 4411 | 0.01346% | 0.01268%
| Jan | 30 | 5 | 702 | 556.2822 | 528.7711 | 593.8515 | 0.01187% | 0.01077% | 0.01181% | 0.01349% | 3944 | 0.01332% | 0.0134% |  | 9.1536 | 20.0313 | 17.7417 |  | 702 | 547.1286 | 508.7398 | 576.1098 |  | 702 | 0.01191% | 0.0108% | 0.01193% | 0.01% | 0.01005% | 0.008867% |  | 702 | 0.0108% | 0.01193% | 702 | 5992 | 0.01355% | 4066 | 0.01337% | 0.01346% |  | 702 | 0.01005% | 0.008867% | 0.009459% |  | 702 | 3944 | 0.01346% | 0.01246%
| Jan | 30 | 6 | 703 | 586.3998 | 555.4894 | 622.0114 | 0.01252% | 0.01131% | 0.01237% | 0.01349% | 5466 | 0.01331% | 0.0134% |  | 9.1528 | 20.0352 | 17.7404 |  | 703 | 577.247 | 535.4541 | 604.271 |  | 703 | 0.01257% | 0.01136% | 0.01251% | 0.01% | 0.01005% | 0.008867% |  | 703 | 0.01136% | 0.01251% | 703 | 4218 | 0.01355% | 1040 | 0.01337% | 0.01346% |  | 703 | 0.01005% | 0.008867% | 0.00946% |  | 703 | 5466 | 0.01346% | 0.01244%
| Jan | 30 | 7 | 704 | 591.0581 | 559.539 | 623.1648 | 0.01261% | 0.01139% | 0.01239% | 0.01349% | 5012 | 0.01331% | 0.0134% |  | 9.152 | 20.0392 | 17.7391 |  | 704 | 581.9061 | 539.4998 | 605.4257 |  | 704 | 0.01267% | 0.01145% | 0.01254% | 0.01% | 0.01006% | 0.008866% |  | 704 | 0.01145% | 0.01254% | 704 | 5049 | 0.01355% | 4917 | 0.01337% | 0.01346% |  | 704 | 0.01006% | 0.008866% | 0.009461% |  | 704 | 5012 | 0.01346% | 0.01265%
| Jan | 30 | 8 | 705 | 581.8126 | 540.5197 | 615.1285 | 0.01242% | 0.01101% | 0.01223% | 0.01349% | 4604 | 0.01331% | 0.0134% |  | 9.1512 | 20.0432 | 17.7378 |  | 705 | 572.6614 | 520.4765 | 597.3907 |  | 705 | 0.01247% | 0.01105% | 0.01237% | 0.01% | 0.01006% | 0.008866% |  | 705 | 0.01105% | 0.01237% | 705 | 4655 | 0.01354% | 4404 | 0.01337% | 0.01346% |  | 705 | 0.01006% | 0.008866% | 0.009461% |  | 705 | 4604 | 0.01346% | 0.01271%
| Jan | 30 | 9 | 706 | 573.2913 | 515.9333 | 608.5738 | 0.01224% | 0.01051% | 0.0121% | 0.01349% | 1375 | 0.01331% | 0.0134% |  | 9.1505 | 20.0472 | 17.7365 |  | 706 | 564.1408 | 495.8861 | 590.8373 |  | 706 | 0.01228% | 0.01053% | 0.01224% | 0.01% | 0.01006% | 0.008865% |  | 706 | 0.01053% | 0.01224% | 706 | 4858 | 0.01354% | 4452 | 0.01337% | 0.01345% |  | 706 | 0.01006% | 0.008865% | 0.009462% |  | 706 | 1375 | 0.01345% | 0.01%
| Jan | 30 | 10 | 707 | 564.4017 | 497.7332 | 606.3701 | 0.01205% | 0.01014% | 0.01206% | 0.01349% | 4930 | 0.01331% | 0.0134% |  | 9.1497 | 20.0512 | 17.7352 |  | 707 | 555.252 | 477.682 | 588.6349 |  | 707 | 0.01209% | 0.01014% | 0.01219% | 0.01% | 0.01006% | 0.008864% |  | 707 | 0.01014% | 0.01219% | 707 | 4530 | 0.01354% | 943 | 0.01337% | 0.01345% |  | 707 | 0.01006% | 0.008864% | 0.009463% |  | 707 | 4930 | 0.01345% | 0.01267%
| Jan | 30 | 11 | 708 | 561.1169 | 487.6417 | 601.3721 | 0.01198% | 0.00993% | 0.01196% | 0.01348% | 4574 | 0.0133% | 0.01339% |  | 9.1489 | 20.0552 | 17.7339 |  | 708 | 551.968 | 467.5865 | 583.6381 |  | 708 | 0.01202% | 0.009924% | 0.01209% | 0.01% | 0.01006% | 0.008864% |  | 708 | 0.009924% | 0.01209% | 708 | 4606 | 0.01354% | 4870 | 0.01336% | 0.01345% |  | 708 | 0.01006% | 0.008864% | 0.009463% |  | 708 | 4574 | 0.01345% | 0.01271%
| Jan | 30 | 12 | 709 | 559.1031 | 482.4935 | 598.4557 | 0.01193% | 0.009825% | 0.0119% | 0.01348% | 5701 | 0.0133% | 0.01339% |  | 9.1481 | 20.0592 | 17.7327 |  | 709 | 549.9549 | 462.4343 | 580.7231 |  | 709 | 0.01197% | 0.009815% | 0.01203% | 0.009999% | 0.01007% | 0.008863% |  | 709 | 0.009815% | 0.01203% | 709 | 3780 | 0.01353% | 5393 | 0.01336% | 0.01345% |  | 709 | 0.01007% | 0.008863% | 0.009464% |  | 709 | 5701 | 0.01345% | 0.01231%
| Jan | 30 | 13 | 710 | 557.5111 | 484.0668 | 599.5716 | 0.0119% | 0.009857% | 0.01192% | 0.01348% | 5555 | 0.0133% | 0.01339% |  | 9.1474 | 20.0632 | 17.7314 |  | 710 | 548.3637 | 464.0036 | 581.8402 |  | 710 | 0.01194% | 0.009848% | 0.01205% | 0.009998% | 0.01007% | 0.008862% |  | 710 | 0.009848% | 0.01205% | 710 | 4702 | 0.01353% | 3934 | 0.01336% | 0.01345% |  | 710 | 0.01007% | 0.008862% | 0.009465% |  | 710 | 5555 | 0.01345% | 0.01239%
| Jan | 30 | 14 | 711 | 538.8719 | 485.668 | 599.3653 | 0.0115% | 0.00989% | 0.01192% | 0.01348% | 4187 | 0.0133% | 0.01339% |  | 9.1466 | 20.0671 | 17.7301 |  | 711 | 529.7253 | 465.6009 | 581.6352 |  | 711 | 0.01153% | 0.009882% | 0.01204% | 0.009997% | 0.01007% | 0.008862% |  | 711 | 0.009882% | 0.01204% | 711 | 5629 | 0.01353% | 4233 | 0.01336% | 0.01345% |  | 711 | 0.01007% | 0.008862% | 0.009465% |  | 711 | 4187 | 0.01345% | 0.0126%
| Jan | 30 | 15 | 712 | 559.7312 | 484.6067 | 602.1691 | 0.01195% | 0.009868% | 0.01197% | 0.01347% | 1592 | 0.0133% | 0.01339% |  | 9.1458 | 20.0711 | 17.7288 |  | 712 | 550.5854 | 464.5356 | 584.4403 |  | 712 | 0.01199% | 0.00986% | 0.0121% | 0.009996% | 0.01007% | 0.008861% |  | 712 | 0.00986% | 0.0121% | 712 | 4572 | 0.01353% | 4381 | 0.01336% | 0.01344% |  | 712 | 0.01007% | 0.008861% | 0.009466% |  | 712 | 1592 | 0.01344% | 0.01018%
| Jan | 30 | 16 | 713 | 568.9627 | 492.7805 | 611.4245 | 0.01214% | 0.01003% | 0.01216% | 0.01347% | 5293 | 0.0133% | 0.01338% |  | 9.145 | 20.0751 | 17.7276 |  | 713 | 559.8176 | 472.7054 | 593.6969 |  | 713 | 0.01219% | 0.01003% | 0.01229% | 0.009996% | 0.01007% | 0.00886% |  | 713 | 0.01003% | 0.01229% | 713 | 4291 | 0.01353% | 4740 | 0.01336% | 0.01344% |  | 713 | 0.01007% | 0.00886% | 0.009467% |  | 713 | 5293 | 0.01344% | 0.01253%
| Jan | 30 | 17 | 714 | 577.3877 | 529.339 | 616.807 | 0.01232% | 0.01078% | 0.01226% | 0.01347% | 5276 | 0.0133% | 0.01338% |  | 9.1443 | 20.0791 | 17.7263 |  | 714 | 568.2434 | 509.2599 | 599.0807 |  | 714 | 0.01237% | 0.01081% | 0.01241% | 0.009995% | 0.01008% | 0.00886% |  | 714 | 0.01081% | 0.01241% | 714 | 4944 | 0.01353% | 4431 | 0.01336% | 0.01344% |  | 714 | 0.01008% | 0.00886% | 0.009467% |  | 714 | 5276 | 0.01344% | 0.01254%
| Jan | 30 | 18 | 715 | 573.7579 | 542.8564 | 610.8618 | 0.01225% | 0.01105% | 0.01215% | 0.01347% | 3619 | 0.01329% | 0.01338% |  | 9.1435 | 20.083 | 17.725 |  | 715 | 564.6144 | 522.7733 | 593.1368 |  | 715 | 0.01229% | 0.0111% | 0.01228% | 0.009994% | 0.01008% | 0.008859% |  | 715 | 0.0111% | 0.01228% | 715 | 5015 | 0.01352% | 4549 | 0.01336% | 0.01344% |  | 715 | 0.01008% | 0.008859% | 0.009468% |  | 715 | 3619 | 0.01344% | 0.01219%
| Jan | 30 | 19 | 716 | 573.0381 | 545.1186 | 604.7291 | 0.01223% | 0.0111% | 0.01202% | 0.01347% | 5706 | 0.01329% | 0.01338% |  | 9.1427 | 20.087 | 17.7238 |  | 716 | 563.8953 | 525.0316 | 587.0053 |  | 716 | 0.01227% | 0.01114% | 0.01216% | 0.009993% | 0.01008% | 0.008859% |  | 716 | 0.01114% | 0.01216% | 716 | 5388 | 0.01352% | 4075 | 0.01335% | 0.01344% |  | 716 | 0.01008% | 0.008859% | 0.009469% |  | 716 | 5706 | 0.01344% | 0.0123%
| Jan | 30 | 20 | 717 | 566.6025 | 545.7237 | 599.2716 | 0.01209% | 0.01111% | 0.01192% | 0.01346% | 5025 | 0.01329% | 0.01338% |  | 9.142 | 20.091 | 17.7225 |  | 717 | 557.4605 | 525.6327 | 581.549 |  | 717 | 0.01213% | 0.01116% | 0.01204% | 0.009992% | 0.01008% | 0.008858% |  | 717 | 0.01116% | 0.01204% | 717 | 5991 | 0.01352% | 4844 | 0.01335% | 0.01344% |  | 717 | 0.01008% | 0.008858% | 0.00947% |  | 717 | 5025 | 0.01344% | 0.01264%
| Jan | 30 | 21 | 718 | 553.327 | 540.65 | 585.0838 | 0.01181% | 0.01101% | 0.01163% | 0.01346% | 1005 | 0.01328% | 0.01337% |  | 9.1412 | 20.095 | 17.7213 |  | 718 | 544.1858 | 520.5551 | 567.3625 |  | 718 | 0.01185% | 0.01105% | 0.01175% | 0.009991% | 0.01008% | 0.008857% |  | 718 | 0.01105% | 0.01175% | 718 | 5097 | 0.01352% | 952 | 0.01335% | 0.01344% |  | 718 | 0.01008% | 0.008857% | 0.00947% |  | 718 | 1005 | 0.01344% | 0.009685%
| Jan | 30 | 22 | 719 | 536.8727 | 531.7594 | 572.1526 | 0.01146% | 0.01083% | 0.01138% | 0.01346% | 4433 | 0.01328% | 0.01337% |  | 9.1404 | 20.0989 | 17.72 |  | 719 | 527.7323 | 511.6605 | 554.4326 |  | 719 | 0.01149% | 0.01086% | 0.01148% | 0.009991% | 0.01009% | 0.008857% |  | 719 | 0.01086% | 0.01148% | 719 | 3926 | 0.01352% | 4196 | 0.01335% | 0.01343% |  | 719 | 0.01009% | 0.008857% | 0.009471% |  | 719 | 4433 | 0.01343% | 0.01268%
| Jan | 30 | 23 | 720 | 526.1862 | 526.965 | 560.9749 | 0.01123% | 0.01073% | 0.01115% | 0.01346% | 4114 | 0.01328% | 0.01337% |  | 9.1396 | 20.1029 | 17.7188 |  | 720 | 517.0466 | 506.8621 | 543.2561 |  | 720 | 0.01126% | 0.01076% | 0.01125% | 0.00999% | 0.01009% | 0.008856% |  | 720 | 0.01076% | 0.01125% | 720 | 5145 | 0.01352% | 3944 | 0.01335% | 0.01343% |  | 720 | 0.01009% | 0.008856% | 0.009472% |  | 720 | 4114 | 0.01343% | 0.01256%
| Jan | 31 | 0 | 721 | 518.2798 | 524.0139 | 559.1838 | 0.01106% | 0.01067% | 0.01112% | 0.01346% | 898 | 0.01328% | 0.01337% |  | 9.1389 | 20.1069 | 17.7175 |  | 721 | 509.1409 | 503.9071 | 541.4663 |  | 721 | 0.01108% | 0.0107% | 0.01121% | 0.009989% | 0.01009% | 0.008855% |  | 721 | 0.0107% | 0.01121% | 721 | 5559 | 0.01352% | 4432 | 0.01335% | 0.01343% |  | 721 | 0.01009% | 0.008855% | 0.009472% |  | 721 | 898 | 0.01343% | 0.009601%
| Jan | 31 | 1 | 722 | 513.9396 | 523.5205 | 556.1831 | 0.01097% | 0.01066% | 0.01106% | 0.01345% | 4552 | 0.01328% | 0.01337% |  | 9.1381 | 20.1108 | 17.7163 |  | 722 | 504.8015 | 503.4097 | 538.4668 |  | 722 | 0.01099% | 0.01068% | 0.01115% | 0.009988% | 0.01009% | 0.008855% |  | 722 | 0.01068% | 0.01115% | 722 | 3972 | 0.01352% | 5193 | 0.01334% | 0.01343% |  | 722 | 0.01009% | 0.008855% | 0.009473% |  | 722 | 4552 | 0.01343% | 0.01271%
| Jan | 31 | 2 | 723 | 515.9874 | 525.9875 | 559.3245 | 0.01101% | 0.01071% | 0.01112% | 0.01345% | 5584 | 0.01327% | 0.01336% |  | 9.1373 | 20.1148 | 17.715 |  | 723 | 506.8501 | 505.8727 | 541.6094 |  | 723 | 0.01103% | 0.01074% | 0.01122% | 0.009987% | 0.01009% | 0.008854% |  | 723 | 0.01074% | 0.01122% | 723 | 4712 | 0.01351% | 4978 | 0.01334% | 0.01343% |  | 723 | 0.01009% | 0.008854% | 0.009474% |  | 723 | 5584 | 0.01343% | 0.01237%
| Jan | 31 | 3 | 724 | 522.6282 | 534.5988 | 560.9374 | 0.01115% | 0.01089% | 0.01115% | 0.01345% | 1255 | 0.01327% | 0.01336% |  | 9.1366 | 20.1188 | 17.7138 |  | 724 | 513.4916 | 514.4801 | 543.2236 |  | 724 | 0.01118% | 0.01092% | 0.01125% | 0.009986% | 0.0101% | 0.008854% |  | 724 | 0.01092% | 0.01125% | 724 | 3811 | 0.01351% | 3619 | 0.01334% | 0.01343% |  | 724 | 0.0101% | 0.008854% | 0.009474% |  | 724 | 1255 | 0.01343% | 0.009897%
| Jan | 31 | 4 | 725 | 533.6579 | 546.636 | 568.9174 | 0.01139% | 0.01113% | 0.01131% | 0.01345% | 5923 | 0.01327% | 0.01336% |  | 9.1358 | 20.1227 | 17.7126 |  | 725 | 524.5221 | 526.5133 | 551.2048 |  | 725 | 0.01142% | 0.01118% | 0.01141% | 0.009986% | 0.0101% | 0.008853% |  | 725 | 0.01118% | 0.01141% | 725 | 4049 | 0.0135% | 4577 | 0.01334% | 0.01342% |  | 725 | 0.0101% | 0.008853% | 0.009475% |  | 725 | 5923 | 0.01342% | 0.0122%
| Jan | 31 | 5 | 726 | 555.9708 | 565.3761 | 599.431 | 0.01187% | 0.01151% | 0.01192% | 0.01345% | 4674 | 0.01327% | 0.01336% |  | 9.135 | 20.1267 | 17.7114 |  | 726 | 546.8358 | 545.2494 | 581.7196 |  | 726 | 0.0119% | 0.01157% | 0.01205% | 0.009985% | 0.0101% | 0.008852% |  | 726 | 0.01157% | 0.01205% | 726 | 4500 | 0.0135% | 1207 | 0.01334% | 0.01342% |  | 726 | 0.0101% | 0.008852% | 0.009476% |  | 726 | 4674 | 0.01342% | 0.01272%
| Jan | 31 | 6 | 727 | 573.431 | 592.7461 | 624.4307 | 0.01224% | 0.01207% | 0.01242% | 0.01344% | 4966 | 0.01327% | 0.01336% |  | 9.1343 | 20.1306 | 17.7101 |  | 727 | 564.2967 | 572.6154 | 606.7206 |  | 727 | 0.01228% | 0.01215% | 0.01256% | 0.009984% | 0.0101% | 0.008852% |  | 727 | 0.01215% | 0.01256% | 727 | 4799 | 0.01349% | 4669 | 0.01334% | 0.01342% |  | 727 | 0.0101% | 0.008852% | 0.009476% |  | 727 | 4966 | 0.01342% | 0.01266%
| Jan | 31 | 7 | 728 | 572.6316 | 597.1029 | 623.4273 | 0.01222% | 0.01216% | 0.0124% | 0.01344% | 5941 | 0.01327% | 0.01335% |  | 9.1335 | 20.1346 | 17.7089 |  | 728 | 563.4981 | 576.9683 | 605.7184 |  | 728 | 0.01227% | 0.01225% | 0.01254% | 0.009983% | 0.0101% | 0.008851% |  | 728 | 0.01225% | 0.01254% | 728 | 4639 | 0.01349% | 951 | 0.01334% | 0.01341% |  | 728 | 0.0101% | 0.008851% | 0.009477% |  | 728 | 5941 | 0.01341% | 0.01219%
| Jan | 31 | 8 | 729 | 565.4742 | 586.518 | 611.387 | 0.01207% | 0.01194% | 0.01216% | 0.01344% | 4700 | 0.01326% | 0.01335% |  | 9.1327 | 20.1385 | 17.7077 |  | 729 | 556.3414 | 566.3794 | 593.6793 |  | 729 | 0.01211% | 0.01202% | 0.01229% | 0.009982% | 0.0101% | 0.00885% |  | 729 | 0.01202% | 0.01229% | 729 | 3928 | 0.01349% | 5444 | 0.01334% | 0.01341% |  | 729 | 0.0101% | 0.00885% | 0.009478% |  | 729 | 4700 | 0.01341% | 0.01272%
| Jan | 31 | 9 | 730 | 555.268 | 573.7919 | 604.2603 | 0.01185% | 0.01168% | 0.01202% | 0.01344% | 4651 | 0.01326% | 0.01335% |  | 9.132 | 20.1425 | 17.7065 |  | 730 | 546.1361 | 553.6494 | 586.5538 |  | 730 | 0.01189% | 0.01175% | 0.01215% | 0.009981% | 0.01011% | 0.00885% |  | 730 | 0.01175% | 0.01215% | 730 | 4090 | 0.01349% | 4953 | 0.01333% | 0.01341% |  | 730 | 0.01011% | 0.00885% | 0.009478% |  | 730 | 4651 | 0.01341% | 0.01272%
| Jan | 31 | 10 | 731 | 540.6301 | 556.6251 | 598.1838 | 0.01154% | 0.01133% | 0.01189% | 0.01343% | 4089 | 0.01326% | 0.01335% |  | 9.1312 | 20.1465 | 17.7053 |  | 731 | 531.4989 | 536.4787 | 580.4785 |  | 731 | 0.01157% | 0.01139% | 0.01202% | 0.00998% | 0.01011% | 0.008849% |  | 731 | 0.01139% | 0.01202% | 731 | 5241 | 0.01349% | 4411 | 0.01333% | 0.01341% |  | 731 | 0.01011% | 0.008849% | 0.009479% |  | 731 | 4089 | 0.01341% | 0.01255%
| Jan | 31 | 11 | 732 | 530.1323 | 539.1046 | 592.1449 | 0.01131% | 0.01098% | 0.01177% | 0.01343% | 1256 | 0.01326% | 0.01334% |  | 9.1304 | 20.1504 | 17.7041 |  | 732 | 521.0018 | 518.9542 | 574.4408 |  | 732 | 0.01134% | 0.01101% | 0.0119% | 0.00998% | 0.01011% | 0.008849% |  | 732 | 0.01101% | 0.0119% | 732 | 4895 | 0.01348% | 5466 | 0.01333% | 0.01341% |  | 732 | 0.01011% | 0.008849% | 0.00948% |  | 732 | 1256 | 0.01341% | 0.009898%
| Jan | 31 | 12 | 733 | 519.3171 | 531.5081 | 586.1247 | 0.01108% | 0.01082% | 0.01165% | 0.01343% | 4692 | 0.01326% | 0.01334% |  | 9.1297 | 20.1544 | 17.7029 |  | 733 | 510.1874 | 511.3537 | 568.4218 |  | 733 | 0.01111% | 0.01085% | 0.01177% | 0.009979% | 0.01011% | 0.008848% |  | 733 | 0.01085% | 0.01177% | 733 | 5111 | 0.01348% | 4836 | 0.01333% | 0.0134% |  | 733 | 0.01011% | 0.008848% | 0.00948% |  | 733 | 4692 | 0.0134% | 0.01272%
| Jan | 31 | 13 | 734 | 507.07 | 516.5105 | 584.4649 | 0.01082% | 0.01052% | 0.01162% | 0.01343% | 3886 | 0.01326% | 0.01334% |  | 9.1289 | 20.1583 | 17.7017 |  | 734 | 497.9411 | 496.3521 | 566.7632 |  | 734 | 0.01084% | 0.01053% | 0.01174% | 0.009978% | 0.01011% | 0.008847% |  | 734 | 0.01053% | 0.01174% | 734 | 3978 | 0.01348% | 5049 | 0.01333% | 0.0134% |  | 734 | 0.01011% | 0.008847% | 0.009481% |  | 734 | 3886 | 0.0134% | 0.01241%
| Jan | 31 | 14 | 735 | 503.9346 | 508.0574 | 588.9097 | 0.01076% | 0.01035% | 0.01171% | 0.01343% | 5171 | 0.01326% | 0.01334% |  | 9.1281 | 20.1623 | 17.7005 |  | 735 | 494.8065 | 487.8952 | 571.2092 |  | 735 | 0.01077% | 0.01036% | 0.01183% | 0.009977% | 0.01012% | 0.008847% |  | 735 | 0.01036% | 0.01183% | 735 | 3788 | 0.01348% | 5701 | 0.01333% | 0.0134% |  | 735 | 0.01012% | 0.008847% | 0.009482% |  | 735 | 5171 | 0.0134% | 0.01259%
| Jan | 31 | 15 | 736 | 505.9433 | 508.8394 | 590.0912 | 0.0108% | 0.01036% | 0.01173% | 0.01343% | 5774 | 0.01325% | 0.01334% |  | 9.1274 | 20.1662 | 17.6993 |  | 736 | 496.8159 | 488.6732 | 572.392 |  | 736 | 0.01081% | 0.01037% | 0.01185% | 0.009976% | 0.01012% | 0.008846% |  | 736 | 0.01037% | 0.01185% | 736 | 5180 | 0.01348% | 4812 | 0.01332% | 0.0134% |  | 736 | 0.01012% | 0.008846% | 0.009483% |  | 736 | 5774 | 0.0134% | 0.01227%
| Jan | 31 | 16 | 737 | 526.7994 | 525.7269 | 594.1047 | 0.01124% | 0.01071% | 0.01181% | 0.01343% | 4065 | 0.01325% | 0.01334% |  | 9.1266 | 20.1701 | 17.6981 |  | 737 | 517.6728 | 505.5567 | 576.4066 |  | 737 | 0.01127% | 0.01073% | 0.01194% | 0.009975% | 0.01012% | 0.008846% |  | 737 | 0.01073% | 0.01194% | 737 | 5967 | 0.01347% | 4187 | 0.01332% | 0.0134% |  | 737 | 0.01012% | 0.008846% | 0.009483% |  | 737 | 4065 | 0.0134% | 0.01254%
| Jan | 31 | 17 | 738 | 559.7686 | 554.605 | 602.0097 | 0.01195% | 0.01129% | 0.01197% | 0.01342% | 1182 | 0.01325% | 0.01334% |  | 9.1258 | 20.1741 | 17.6969 |  | 738 | 550.6428 | 534.4309 | 584.3128 |  | 738 | 0.01199% | 0.01134% | 0.0121% | 0.009975% | 0.01012% | 0.008845% |  | 738 | 0.01134% | 0.0121% | 738 | 4461 | 0.01347% | 5555 | 0.01332% | 0.0134% |  | 738 | 0.01012% | 0.008845% | 0.009484% |  | 738 | 1182 | 0.0134% | 0.009833%
| Jan | 31 | 18 | 739 | 573.4413 | 557.3047 | 598.9246 | 0.01224% | 0.01135% | 0.01191% | 0.01342% | 1328 | 0.01325% | 0.01334% |  | 9.1251 | 20.178 | 17.6957 |  | 739 | 564.3162 | 537.1267 | 581.2289 |  | 739 | 0.01228% | 0.0114% | 0.01204% | 0.009974% | 0.01012% | 0.008845% |  | 739 | 0.0114% | 0.01204% | 739 | 8169 | 0.01347% | 5012 | 0.01332% | 0.0134% |  | 739 | 0.01012% | 0.008845% | 0.009485% |  | 739 | 1328 | 0.0134% | 0.00996%
| Jan | 31 | 19 | 740 | 578.8471 | 557.8912 | 595.8864 | 0.01235% | 0.01136% | 0.01185% | 0.01342% | 4748 | 0.01325% | 0.01334% |  | 9.1243 | 20.182 | 17.6945 |  | 740 | 569.7228 | 537.7093 | 578.1918 |  | 740 | 0.0124% | 0.01141% | 0.01197% | 0.009973% | 0.01013% | 0.008844% |  | 740 | 0.01141% | 0.01197% | 740 | 3233 | 0.01347% | 4604 | 0.01332% | 0.0134% |  | 740 | 0.01013% | 0.008844% | 0.009485% |  | 740 | 4748 | 0.0134% | 0.01271%
| Jan | 31 | 20 | 741 | 581.2166 | 559.3901 | 589.7818 | 0.0124% | 0.01139% | 0.01173% | 0.01342% | 4771 | 0.01325% | 0.01333% |  | 9.1235 | 20.1859 | 17.6934 |  | 741 | 572.0931 | 539.2042 | 572.0884 |  | 741 | 0.01245% | 0.01144% | 0.01185% | 0.009972% | 0.01013% | 0.008843% |  | 741 | 0.01144% | 0.01185% | 741 | 3802 | 0.01347% | 1000 | 0.01332% | 0.01339% |  | 741 | 0.01013% | 0.008843% | 0.009486% |  | 741 | 4771 | 0.01339% | 0.01271%
| Jan | 31 | 21 | 742 | 579.2743 | 551.207 | 573.7561 | 0.01236% | 0.01122% | 0.01141% | 0.01342% | 5156 | 0.01325% | 0.01333% |  | 9.1228 | 20.1898 | 17.6922 |  | 742 | 570.1515 | 531.0172 | 556.0639 |  | 742 | 0.01241% | 0.01127% | 0.01152% | 0.009971% | 0.01013% | 0.008843% |  | 742 | 0.01127% | 0.01152% | 742 | 5204 | 0.01347% | 4574 | 0.01331% | 0.01339% |  | 742 | 0.01013% | 0.008843% | 0.009487% |  | 742 | 5156 | 0.01339% | 0.01259%
| Jan | 31 | 22 | 743 | 568.9432 | 536.7214 | 562.0908 | 0.01214% | 0.01093% | 0.01118% | 0.01342% | 4430 | 0.01325% | 0.01333% |  | 9.122 | 20.1938 | 17.691 |  | 743 | 559.8212 | 516.5276 | 544.3998 |  | 743 | 0.01219% | 0.01096% | 0.01127% | 0.00997% | 0.01013% | 0.008842% |  | 743 | 0.01096% | 0.01127% | 743 | 5039 | 0.01347% | 4930 | 0.01331% | 0.01339% |  | 743 | 0.01013% | 0.008842% | 0.009487% |  | 743 | 4430 | 0.01339% | 0.01268%
| Jan | 31 | 23 | 744 | 560.8764 | 530.6237 | 553.3231 | 0.01197% | 0.01081% | 0.011% | 0.01342% | 5821 | 0.01325% | 0.01333% |  | 9.1212 | 20.1977 | 17.6899 |  | 744 | 551.7551 | 510.426 | 535.6332 |  | 744 | 0.01201% | 0.01083% | 0.01109% | 0.00997% | 0.01013% | 0.008842% |  | 744 | 0.01083% | 0.01109% | 744 | 4993 | 0.01347% | 5706 | 0.01331% | 0.01339% |  | 744 | 0.01013% | 0.008842% | 0.009488% |  | 744 | 5821 | 0.01339% | 0.01225%
| Feb | 1 | 0 | 745 | 561.8949 | 526.0434 | 547.7248 | 0.01199% | 0.01071% | 0.01089% | 0.01341% | 4628 | 0.01325% | 0.01333% |  | 9.1205 | 20.2016 | 17.6887 |  | 745 | 552.7744 | 505.8418 | 530.0362 |  | 745 | 0.01203% | 0.01074% | 0.01098% | 0.009969% | 0.01014% | 0.008841% |  | 745 | 0.01074% | 0.01098% | 745 | 5346 | 0.01347% | 5293 | 0.01331% | 0.01339% |  | 745 | 0.01014% | 0.008841% | 0.009489% |  | 745 | 4628 | 0.01339% | 0.01271%
| Feb | 1 | 1 | 746 | 566.5807 | 528.8269 | 550.3599 | 0.01209% | 0.01077% | 0.01094% | 0.01341% | 955 | 0.01325% | 0.01333% |  | 9.1197 | 20.2056 | 17.6875 |  | 746 | 557.461 | 508.6214 | 532.6723 |  | 746 | 0.01213% | 0.0108% | 0.01103% | 0.009968% | 0.01014% | 0.00884% |  | 746 | 0.0108% | 0.01103% | 746 | 4210 | 0.01347% | 1208 | 0.01331% | 0.01339% |  | 746 | 0.01014% | 0.00884% | 0.00949% |  | 746 | 955 | 0.01339% | 0.009645%
| Feb | 1 | 2 | 747 | 575.455 | 534.2823 | 551.2413 | 0.01228% | 0.01088% | 0.01096% | 0.01341% | 4098 | 0.01325% | 0.01333% |  | 9.119 | 20.2095 | 17.6864 |  | 747 | 566.336 | 514.0728 | 533.5549 |  | 747 | 0.01233% | 0.01091% | 0.01105% | 0.009967% | 0.01014% | 0.00884% |  | 747 | 0.01091% | 0.01105% | 747 | 3232 | 0.01347% | 5276 | 0.01331% | 0.01339% |  | 747 | 0.01014% | 0.00884% | 0.00949% |  | 747 | 4098 | 0.01339% | 0.01255%
| Feb | 1 | 3 | 748 | 586.0849 | 537.8385 | 555.4704 | 0.01251% | 0.01095% | 0.01105% | 0.01341% | 5181 | 0.01324% | 0.01333% |  | 9.1182 | 20.2134 | 17.6852 |  | 748 | 576.9667 | 517.6251 | 537.7852 |  | 748 | 0.01256% | 0.01099% | 0.01114% | 0.009966% | 0.01014% | 0.008839% |  | 748 | 0.01099% | 0.01114% | 748 | 5777 | 0.01347% | 1039 | 0.0133% | 0.01339% |  | 748 | 0.01014% | 0.008839% | 0.009491% |  | 748 | 5181 | 0.01339% | 0.01258%
| Feb | 1 | 4 | 749 | 597.7989 | 534.4313 | 565.6354 | 0.01276% | 0.01088% | 0.01125% | 0.01341% | 1327 | 0.01324% | 0.01333% |  | 9.1174 | 20.2174 | 17.6841 |  | 749 | 588.6814 | 514.2139 | 547.9513 |  | 749 | 0.01281% | 0.01091% | 0.01135% | 0.009965% | 0.01014% | 0.008839% |  | 749 | 0.01091% | 0.01135% | 749 | 4197 | 0.01346% | 4114 | 0.0133% | 0.01338% |  | 749 | 0.01014% | 0.008839% | 0.009492% |  | 749 | 1327 | 0.01338% | 0.009959%
| Feb | 1 | 5 | 750 | 620.9895 | 549.2706 | 586.7904 | 0.01325% | 0.01119% | 0.01167% | 0.01341% | 4795 | 0.01324% | 0.01333% |  | 9.1167 | 20.2213 | 17.6829 |  | 750 | 611.8729 | 529.0493 | 569.1075 |  | 750 | 0.01332% | 0.01123% | 0.01179% | 0.009965% | 0.01015% | 0.008838% |  | 750 | 0.01123% | 0.01179% | 750 | 4807 | 0.01346% | 5923 | 0.0133% | 0.01338% |  | 750 | 0.01015% | 0.008838% | 0.009492% |  | 750 | 4795 | 0.01338% | 0.01271%
| Feb | 1 | 6 | 751 | 651.858 | 575.691 | 614.0782 | 0.01391% | 0.01172% | 0.01221% | 0.01341% | 953 | 0.01324% | 0.01333% |  | 9.1159 | 20.2252 | 17.6818 |  | 751 | 642.742 | 555.4658 | 596.3964 |  | 751 | 0.01399% | 0.01179% | 0.01235% | 0.009964% | 0.01015% | 0.008838% |  | 751 | 0.01179% | 0.01235% | 751 | 3953 | 0.01346% | 989 | 0.0133% | 0.01338% |  | 751 | 0.01015% | 0.008838% | 0.009493% |  | 751 | 953 | 0.01338% | 0.009644%
| Feb | 1 | 7 | 752 | 655.6677 | 579.3683 | 620.5954 | 0.01399% | 0.0118% | 0.01234% | 0.01341% | 1376 | 0.01324% | 0.01333% |  | 9.1152 | 20.2291 | 17.6806 |  | 752 | 646.5525 | 559.1392 | 602.9148 |  | 752 | 0.01407% | 0.01187% | 0.01249% | 0.009963% | 0.01015% | 0.008837% |  | 752 | 0.01187% | 0.01249% | 752 | 5509 | 0.01346% | 1160 | 0.0133% | 0.01338% |  | 752 | 0.01015% | 0.008837% | 0.009494% |  | 752 | 1376 | 0.01338% | 0.01%
| Feb | 1 | 8 | 753 | 625.6241 | 566.3164 | 610.7024 | 0.01335% | 0.01153% | 0.01214% | 0.01341% | 5487 | 0.01324% | 0.01332% |  | 9.1144 | 20.2331 | 17.6795 |  | 753 | 616.5097 | 546.0833 | 593.0229 |  | 753 | 0.01342% | 0.01159% | 0.01228% | 0.009962% | 0.01015% | 0.008836% |  | 753 | 0.01159% | 0.01228% | 753 | 4999 | 0.01346% | 4433 | 0.01329% | 0.01338% |  | 753 | 0.01015% | 0.008836% | 0.009494% |  | 753 | 5487 | 0.01338% | 0.01243%
| Feb | 1 | 9 | 754 | 599.2151 | 557.6399 | 599.731 | 0.01279% | 0.01136% | 0.01193% | 0.01341% | 1016 | 0.01324% | 0.01332% |  | 9.1136 | 20.237 | 17.6784 |  | 754 | 590.1015 | 537.4029 | 582.0527 |  | 754 | 0.01285% | 0.01141% | 0.01205% | 0.009961% | 0.01015% | 0.008836% |  | 754 | 0.01141% | 0.01205% | 754 | 4751 | 0.01346% | 5025 | 0.01329% | 0.01338% |  | 754 | 0.01015% | 0.008836% | 0.009495% |  | 754 | 1016 | 0.01338% | 0.009694%
| Feb | 1 | 10 | 755 | 576.8729 | 548.7679 | 594.1516 | 0.01231% | 0.01117% | 0.01181% | 0.01341% | 5230 | 0.01324% | 0.01332% |  | 9.1129 | 20.2409 | 17.6772 |  | 755 | 567.7601 | 528.527 | 576.4743 |  | 755 | 0.01236% | 0.01122% | 0.01194% | 0.00996% | 0.01016% | 0.008835% |  | 755 | 0.01122% | 0.01194% | 755 | 4245 | 0.01346% | 5584 | 0.01329% | 0.01337% |  | 755 | 0.01016% | 0.008835% | 0.009496% |  | 755 | 5230 | 0.01337% | 0.01256%
| Feb | 1 | 11 | 756 | 562.0171 | 544.0387 | 590.9727 | 0.012% | 0.01108% | 0.01175% | 0.01341% | 5947 | 0.01324% | 0.01332% |  | 9.1121 | 20.2448 | 17.6761 |  | 756 | 552.905 | 523.7939 | 573.2966 |  | 756 | 0.01204% | 0.01112% | 0.01187% | 0.00996% | 0.01016% | 0.008835% |  | 756 | 0.01112% | 0.01187% | 756 | 3760 | 0.01346% | 5941 | 0.01329% | 0.01337% |  | 756 | 0.01016% | 0.008835% | 0.009496% |  | 756 | 5947 | 0.01337% | 0.01219%
| Feb | 1 | 12 | 757 | 545.6482 | 535.4367 | 585.8996 | 0.01165% | 0.0109% | 0.01165% | 0.0134% | 1232 | 0.01324% | 0.01332% |  | 9.1114 | 20.2487 | 17.675 |  | 757 | 536.5368 | 515.188 | 568.2246 |  | 757 | 0.01168% | 0.01093% | 0.01177% | 0.009959% | 0.01016% | 0.008834% |  | 757 | 0.01093% | 0.01177% | 757 | 4631 | 0.01346% | 3886 | 0.01329% | 0.01337% |  | 757 | 0.01016% | 0.008834% | 0.009497% |  | 757 | 1232 | 0.01337% | 0.009877%
| Feb | 1 | 13 | 758 | 537.3606 | 543.7222 | 584.1648 | 0.01147% | 0.01107% | 0.01162% | 0.0134% | 5794 | 0.01324% | 0.01332% |  | 9.1106 | 20.2526 | 17.6739 |  | 758 | 528.25 | 523.4695 | 566.4909 |  | 758 | 0.0115% | 0.01111% | 0.01173% | 0.009958% | 0.01016% | 0.008834% |  | 758 | 0.01111% | 0.01173% | 758 | 4593 | 0.01345% | 4552 | 0.01328% | 0.01337% |  | 758 | 0.01016% | 0.008834% | 0.009498% |  | 758 | 5794 | 0.01337% | 0.01226%
| Feb | 1 | 14 | 759 | 536.4637 | 540.9665 | 578.2759 | 0.01145% | 0.01102% | 0.0115% | 0.0134% | 846 | 0.01324% | 0.01332% |  | 9.1099 | 20.2566 | 17.6728 |  | 759 | 527.3539 | 520.71 | 560.6032 |  | 759 | 0.01148% | 0.01105% | 0.01161% | 0.009957% | 0.01016% | 0.008833% |  | 759 | 0.01105% | 0.01161% | 759 | 4235 | 0.01345% | 4089 | 0.01328% | 0.01337% |  | 759 | 0.01016% | 0.008833% | 0.009499% |  | 759 | 846 | 0.01337% | 0.009562%
| Feb | 1 | 15 | 760 | 544.2824 | 545.0627 | 581.2954 | 0.01162% | 0.0111% | 0.01156% | 0.0134% | 4764 | 0.01324% | 0.01332% |  | 9.1091 | 20.2605 | 17.6716 |  | 760 | 535.1733 | 524.8023 | 563.6237 |  | 760 | 0.01165% | 0.01114% | 0.01167% | 0.009956% | 0.01017% | 0.008832% |  | 760 | 0.01114% | 0.01167% | 760 | 4974 | 0.01345% | 956 | 0.01328% | 0.01337% |  | 760 | 0.01017% | 0.008832% | 0.009499% |  | 760 | 4764 | 0.01337% | 0.01271%
| Feb | 1 | 16 | 761 | 568.6309 | 550.7695 | 584.0804 | 0.01214% | 0.01122% | 0.01161% | 0.0134% | 4787 | 0.01324% | 0.01332% |  | 9.1083 | 20.2644 | 17.6705 |  | 761 | 559.5226 | 530.5051 | 566.4099 |  | 761 | 0.01218% | 0.01126% | 0.01173% | 0.009956% | 0.01017% | 0.008832% |  | 761 | 0.01126% | 0.01173% | 761 | 5444 | 0.01345% | 4674 | 0.01328% | 0.01337% |  | 761 | 0.01017% | 0.008832% | 0.0095% |  | 761 | 4787 | 0.01337% | 0.01271%
| Feb | 1 | 17 | 762 | 593.454 | 558.6919 | 593.4764 | 0.01267% | 0.01138% | 0.0118% | 0.0134% | 5096 | 0.01323% | 0.01332% |  | 9.1076 | 20.2683 | 17.6694 |  | 762 | 584.3464 | 538.4236 | 575.807 |  | 762 | 0.01272% | 0.01143% | 0.01192% | 0.009955% | 0.01017% | 0.008831% |  | 762 | 0.01143% | 0.01192% | 762 | 4045 | 0.01345% | 892 | 0.01328% | 0.01337% |  | 762 | 0.01017% | 0.008831% | 0.009501% |  | 762 | 5096 | 0.01337% | 0.01262%
| Feb | 1 | 18 | 763 | 599.5682 | 558.9711 | 590.26 | 0.0128% | 0.01138% | 0.01174% | 0.0134% | 1281 | 0.01323% | 0.01331% |  | 9.1068 | 20.2722 | 17.6683 |  | 763 | 590.4614 | 538.699 | 572.5917 |  | 763 | 0.01285% | 0.01143% | 0.01186% | 0.009954% | 0.01017% | 0.008831% |  | 763 | 0.01143% | 0.01186% | 763 | 3954 | 0.01344% | 1278 | 0.01328% | 0.01336% |  | 763 | 0.01017% | 0.008831% | 0.009501% |  | 763 | 1281 | 0.01336% | 0.00992%
| Feb | 1 | 19 | 764 | 603.2651 | 556.9603 | 587.7469 | 0.01288% | 0.01134% | 0.01169% | 0.01339% | 4725 | 0.01323% | 0.01331% |  | 9.1061 | 20.2761 | 17.6672 |  | 764 | 594.159 | 536.6842 | 570.0797 |  | 764 | 0.01293% | 0.01139% | 0.01181% | 0.009953% | 0.01017% | 0.00883% |  | 764 | 0.01139% | 0.01181% | 764 | 4969 | 0.01344% | 4966 | 0.01328% | 0.01336% |  | 764 | 0.01017% | 0.00883% | 0.009502% |  | 764 | 4725 | 0.01336% | 0.01271%
| Feb | 1 | 20 | 765 | 605.5831 | 554.214 | 580.1889 | 0.01292% | 0.01129% | 0.01154% | 0.01339% | 1521 | 0.01323% | 0.01331% |  | 9.1053 | 20.28 | 17.6661 |  | 765 | 596.4778 | 533.934 | 562.5227 |  | 765 | 0.01298% | 0.01133% | 0.01165% | 0.009952% | 0.01018% | 0.00883% |  | 765 | 0.01133% | 0.01165% | 765 | 4126 | 0.01344% | 4065 | 0.01328% | 0.01336% |  | 765 | 0.01018% | 0.00883% | 0.009503% |  | 765 | 1521 | 0.01336% | 0.01012%
| Feb | 1 | 21 | 766 | 595.3864 | 540.678 | 572.9496 | 0.01271% | 0.01101% | 0.01139% | 0.01339% | 3733 | 0.01323% | 0.01331% |  | 9.1046 | 20.2839 | 17.665 |  | 766 | 586.2818 | 520.3941 | 555.2846 |  | 766 | 0.01276% | 0.01105% | 0.0115% | 0.009951% | 0.01018% | 0.008829% |  | 766 | 0.01105% | 0.0115% | 766 | 3422 | 0.01344% | 3611 | 0.01328% | 0.01336% |  | 766 | 0.01018% | 0.008829% | 0.009504% |  | 766 | 3733 | 0.01336% | 0.01229%
| Feb | 1 | 22 | 767 | 581.7572 | 527.1419 | 555.8643 | 0.01242% | 0.01073% | 0.01105% | 0.01339% | 3611 | 0.01323% | 0.01331% |  | 9.1038 | 20.2878 | 17.6639 |  | 767 | 572.6534 | 506.8541 | 538.2004 |  | 767 | 0.01247% | 0.01076% | 0.01115% | 0.009951% | 0.01018% | 0.008829% |  | 767 | 0.01076% | 0.01115% | 767 | 4506 | 0.01344% | 5774 | 0.01327% | 0.01336% |  | 767 | 0.01018% | 0.008829% | 0.009504% |  | 767 | 3611 | 0.01336% | 0.01218%
| Feb | 1 | 23 | 768 | 576.6612 | 517.2831 | 544.9773 | 0.01231% | 0.01053% | 0.01084% | 0.01339% | 5629 | 0.01323% | 0.01331% |  | 9.1031 | 20.2917 | 17.6629 |  | 768 | 567.5581 | 496.9914 | 527.3145 |  | 768 | 0.01235% | 0.01055% | 0.01092% | 0.00995% | 0.01018% | 0.008828% |  | 768 | 0.01055% | 0.01092% | 768 | 5560 | 0.01344% | 5821 | 0.01327% | 0.01335% |  | 768 | 0.01018% | 0.008828% | 0.009505% |  | 768 | 5629 | 0.01335% | 0.01235%
| Feb | 2 | 0 | 769 | 574.7959 | 512.7587 | 541.5359 | 0.01227% | 0.01044% | 0.01077% | 0.01338% | 4144 | 0.01323% | 0.01331% |  | 9.1023 | 20.2956 | 17.6618 |  | 769 | 565.6936 | 492.4631 | 523.8741 |  | 769 | 0.01231% | 0.01045% | 0.01085% | 0.009949% | 0.01018% | 0.008828% |  | 769 | 0.01045% | 0.01085% | 769 | 5134 | 0.01344% | 3641 | 0.01327% | 0.01335% |  | 769 | 0.01018% | 0.008828% | 0.009506% |  | 769 | 4144 | 0.01335% | 0.01258%
| Feb | 2 | 1 | 770 | 580.34 | 509.3794 | 538.282 | 0.01239% | 0.01037% | 0.0107% | 0.01338% | 1015 | 0.01323% | 0.0133% |  | 9.1016 | 20.2995 | 17.6607 |  | 770 | 571.2384 | 489.0799 | 520.6213 |  | 770 | 0.01243% | 0.01038% | 0.01078% | 0.009948% | 0.01019% | 0.008827% |  | 770 | 0.01038% | 0.01078% | 770 | 4281 | 0.01343% | 3733 | 0.01327% | 0.01335% |  | 770 | 0.01019% | 0.008827% | 0.009506% |  | 770 | 1015 | 0.01335% | 0.009694%
| Feb | 2 | 2 | 771 | 590.3722 | 510.0869 | 539.7073 | 0.0126% | 0.01039% | 0.01073% | 0.01338% | 3641 | 0.01322% | 0.0133% |  | 9.1008 | 20.3034 | 17.6596 |  | 771 | 581.2713 | 489.7835 | 522.0477 |  | 771 | 0.01265% | 0.0104% | 0.01081% | 0.009947% | 0.01019% | 0.008826% |  | 771 | 0.0104% | 0.01081% | 771 | 4136 | 0.01343% | 4700 | 0.01327% | 0.01335% |  | 771 | 0.01019% | 0.008826% | 0.009507% |  | 771 | 3641 | 0.01335% | 0.01221%
| Feb | 2 | 3 | 772 | 601.5985 | 514.5741 | 542.3142 | 0.01284% | 0.01048% | 0.01078% | 0.01338% | 919 | 0.01322% | 0.0133% |  | 9.1001 | 20.3073 | 17.6585 |  | 772 | 592.4985 | 494.2668 | 524.6556 |  | 772 | 0.0129% | 0.01049% | 0.01086% | 0.009946% | 0.01019% | 0.008826% |  | 772 | 0.01049% | 0.01086% | 772 | 4920 | 0.01343% | 4098 | 0.01327% | 0.01335% |  | 772 | 0.01019% | 0.008826% | 0.009508% |  | 772 | 919 | 0.01335% | 0.009617%
| Feb | 2 | 4 | 773 | 613.12 | 524.7214 | 544.4616 | 0.01309% | 0.01069% | 0.01083% | 0.01338% | 1543 | 0.01322% | 0.0133% |  | 9.0993 | 20.3112 | 17.6575 |  | 773 | 604.0207 | 504.4103 | 526.8041 |  | 773 | 0.01315% | 0.01071% | 0.01091% | 0.009946% | 0.01019% | 0.008825% |  | 773 | 0.01071% | 0.01091% | 773 | 5170 | 0.01343% | 5947 | 0.01327% | 0.01335% |  | 773 | 0.01019% | 0.008825% | 0.009508% |  | 773 | 1543 | 0.01335% | 0.01014%
| Feb | 2 | 5 | 774 | 637.7102 | 547.6973 | 556.0425 | 0.01361% | 0.01115% | 0.01106% | 0.01338% | 5916 | 0.01322% | 0.0133% |  | 9.0986 | 20.3151 | 17.6564 |  | 774 | 628.6116 | 527.3823 | 538.3861 |  | 774 | 0.01368% | 0.01119% | 0.01115% | 0.009945% | 0.01019% | 0.008825% |  | 774 | 0.01119% | 0.01115% | 774 | 5420 | 0.01343% | 4651 | 0.01327% | 0.01335% |  | 774 | 0.01019% | 0.008825% | 0.009509% |  | 774 | 5916 | 0.01335% | 0.0122%
| Feb | 2 | 6 | 775 | 667.4733 | 572.9075 | 569.18 | 0.01425% | 0.01167% | 0.01132% | 0.01338% | 5277 | 0.01322% | 0.0133% |  | 9.0978 | 20.319 | 17.6553 |  | 775 | 658.3755 | 552.5885 | 551.5246 |  | 775 | 0.01433% | 0.01173% | 0.01142% | 0.009944% | 0.0102% | 0.008824% |  | 775 | 0.01173% | 0.01142% | 775 | 5087 | 0.01343% | 1663 | 0.01326% | 0.01335% |  | 775 | 0.0102% | 0.008824% | 0.00951% |  | 775 | 5277 | 0.01335% | 0.01254%
| Feb | 2 | 7 | 776 | 669.5676 | 577.1247 | 575.3221 | 0.01429% | 0.01175% | 0.01144% | 0.01338% | 4004 | 0.01322% | 0.0133% |  | 9.097 | 20.3228 | 17.6543 |  | 776 | 660.4705 | 556.8019 | 557.6678 |  | 776 | 0.01438% | 0.01182% | 0.01155% | 0.009943% | 0.0102% | 0.008824% |  | 776 | 0.01182% | 0.01155% | 776 | 3761 | 0.01343% | 5171 | 0.01326% | 0.01334% |  | 776 | 0.0102% | 0.008824% | 0.009511% |  | 776 | 4004 | 0.01334% | 0.0125%
| Feb | 2 | 8 | 777 | 637.2678 | 569.0533 | 579.5887 | 0.0136% | 0.01159% | 0.01152% | 0.01338% | 4908 | 0.01322% | 0.0133% |  | 9.0963 | 20.3267 | 17.6532 |  | 777 | 628.1715 | 548.7266 | 561.9355 |  | 777 | 0.01367% | 0.01165% | 0.01164% | 0.009942% | 0.0102% | 0.008823% |  | 777 | 0.01165% | 0.01164% | 777 | 1208 | 0.01343% | 969 | 0.01326% | 0.01334% |  | 777 | 0.0102% | 0.008823% | 0.009511% |  | 777 | 4908 | 0.01334% | 0.01268%
| Feb | 2 | 9 | 778 | 605.9 | 559.7531 | 576.0535 | 0.01293% | 0.0114% | 0.01145% | 0.01337% | 5003 | 0.01322% | 0.0133% |  | 9.0955 | 20.3306 | 17.6522 |  | 778 | 596.8044 | 539.4225 | 558.4013 |  | 778 | 0.01299% | 0.01145% | 0.01156% | 0.009942% | 0.0102% | 0.008823% |  | 778 | 0.01145% | 0.01156% | 778 | 5469 | 0.01343% | 4692 | 0.01326% | 0.01334% |  | 778 | 0.0102% | 0.008823% | 0.009512% |  | 778 | 5003 | 0.01334% | 0.01265%
| Feb | 2 | 10 | 779 | 581.1297 | 544.4111 | 573.8967 | 0.0124% | 0.01109% | 0.01141% | 0.01337% | 4143 | 0.01322% | 0.01329% |  | 9.0948 | 20.3345 | 17.6511 |  | 779 | 572.0349 | 524.0766 | 556.2456 |  | 779 | 0.01245% | 0.01112% | 0.01152% | 0.009941% | 0.0102% | 0.008822% |  | 779 | 0.01112% | 0.01152% | 779 | 3971 | 0.01343% | 1159 | 0.01326% | 0.01334% |  | 779 | 0.0102% | 0.008822% | 0.009513% |  | 779 | 4143 | 0.01334% | 0.01258%
| Feb | 2 | 11 | 780 | 563.6611 | 538.304 | 565.9823 | 0.01203% | 0.01096% | 0.01125% | 0.01337% | 851 | 0.01322% | 0.01329% |  | 9.094 | 20.3384 | 17.6501 |  | 780 | 554.567 | 517.9656 | 548.3323 |  | 780 | 0.01207% | 0.01099% | 0.01136% | 0.00994% | 0.01021% | 0.008822% |  | 780 | 0.01099% | 0.01136% | 780 | 4187 | 0.01343% | 5794 | 0.01326% | 0.01334% |  | 780 | 0.01021% | 0.008822% | 0.009513% |  | 780 | 851 | 0.01334% | 0.009565%
| Feb | 2 | 12 | 781 | 550.5799 | 535.2412 | 554.6921 | 0.01175% | 0.0109% | 0.01103% | 0.01337% | 1544 | 0.01321% | 0.01329% |  | 9.0933 | 20.3423 | 17.649 |  | 781 | 541.4866 | 514.8989 | 537.0431 |  | 781 | 0.01179% | 0.01093% | 0.01112% | 0.009939% | 0.01021% | 0.008821% |  | 781 | 0.01093% | 0.01112% | 781 | 4846 | 0.01342% | 4430 | 0.01326% | 0.01334% |  | 781 | 0.01021% | 0.008821% | 0.009514% |  | 781 | 1544 | 0.01334% | 0.01014%
| Feb | 2 | 13 | 782 | 540.7531 | 519.7874 | 545.84 | 0.01154% | 0.01058% | 0.01085% | 0.01337% | 4548 | 0.01321% | 0.01329% |  | 9.0926 | 20.3461 | 17.648 |  | 782 | 531.6606 | 499.4413 | 528.192 |  | 782 | 0.01157% | 0.0106% | 0.01094% | 0.009938% | 0.01021% | 0.008821% |  | 782 | 0.0106% | 0.01094% | 782 | 4050 | 0.01342% | 5156 | 0.01326% | 0.01334% |  | 782 | 0.01021% | 0.008821% | 0.009515% |  | 782 | 4548 | 0.01334% | 0.01271%
| Feb | 2 | 14 | 783 | 538.3193 | 512.5167 | 543.4582 | 0.01149% | 0.01044% | 0.01081% | 0.01337% | 3686 | 0.01321% | 0.01329% |  | 9.0918 | 20.35 | 17.647 |  | 783 | 529.2275 | 492.1666 | 525.8112 |  | 783 | 0.01152% | 0.01045% | 0.01089% | 0.009937% | 0.01021% | 0.00882% |  | 783 | 0.01045% | 0.01089% | 783 | 3234 | 0.01342% | 3686 | 0.01326% | 0.01334% |  | 783 | 0.01021% | 0.00882% | 0.009516% |  | 783 | 3686 | 0.01334% | 0.01225%
| Feb | 2 | 15 | 784 | 544.0581 | 500.7774 | 544.9867 | 0.01161% | 0.0102% | 0.01084% | 0.01337% | 4115 | 0.01321% | 0.01329% |  | 9.0911 | 20.3539 | 17.6459 |  | 784 | 534.9671 | 480.4235 | 527.3408 |  | 784 | 0.01165% | 0.0102% | 0.01092% | 0.009937% | 0.01021% | 0.00882% |  | 784 | 0.0102% | 0.01092% | 784 | 4051 | 0.01342% | 4748 | 0.01326% | 0.01334% |  | 784 | 0.01021% | 0.00882% | 0.009516% |  | 784 | 4115 | 0.01334% | 0.01256%
| Feb | 2 | 16 | 785 | 558.6898 | 505.8976 | 552.2353 | 0.01192% | 0.0103% | 0.01098% | 0.01336% | 3690 | 0.01321% | 0.01329% |  | 9.0903 | 20.3578 | 17.6449 |  | 785 | 549.5995 | 485.5398 | 534.5904 |  | 785 | 0.01196% | 0.01031% | 0.01107% | 0.009936% | 0.01021% | 0.008819% |  | 785 | 0.01031% | 0.01107% | 785 | 4775 | 0.01342% | 4771 | 0.01326% | 0.01334% |  | 785 | 0.01021% | 0.008819% | 0.009517% |  | 785 | 3690 | 0.01334% | 0.01225%
| Feb | 2 | 17 | 786 | 593.4196 | 523.1668 | 561.0968 | 0.01267% | 0.01065% | 0.01116% | 0.01336% | 4119 | 0.01321% | 0.01328% |  | 9.0896 | 20.3617 | 17.6439 |  | 786 | 584.33 | 502.8051 | 543.4529 |  | 786 | 0.01272% | 0.01067% | 0.01125% | 0.009935% | 0.01022% | 0.008819% |  | 786 | 0.01067% | 0.01125% | 786 | 4066 | 0.01341% | 3690 | 0.01325% | 0.01333% |  | 786 | 0.01022% | 0.008819% | 0.009518% |  | 786 | 4119 | 0.01333% | 0.01256%
| Feb | 2 | 18 | 787 | 605.7746 | 528.0915 | 561.7813 | 0.01293% | 0.01075% | 0.01117% | 0.01336% | 4819 | 0.01321% | 0.01328% |  | 9.0888 | 20.3655 | 17.6428 |  | 787 | 596.6857 | 507.726 | 544.1385 |  | 787 | 0.01299% | 0.01078% | 0.01127% | 0.009934% | 0.01022% | 0.008818% |  | 787 | 0.01078% | 0.01127% | 787 | 4950 | 0.01341% | 5487 | 0.01325% | 0.01333% |  | 787 | 0.01022% | 0.008818% | 0.009518% |  | 787 | 4819 | 0.01333% | 0.0127%
| Feb | 2 | 19 | 788 | 608.9593 | 527.1512 | 558.6775 | 0.013% | 0.01073% | 0.01111% | 0.01336% | 996 | 0.0132% | 0.01328% |  | 9.0881 | 20.3694 | 17.6418 |  | 788 | 599.8712 | 506.7818 | 541.0356 |  | 788 | 0.01306% | 0.01076% | 0.0112% | 0.009933% | 0.01022% | 0.008818% |  | 788 | 0.01076% | 0.0112% | 788 | 5482 | 0.01341% | 4628 | 0.01325% | 0.01333% |  | 788 | 0.01022% | 0.008818% | 0.009519% |  | 788 | 996 | 0.01333% | 0.009678%
| Feb | 2 | 20 | 789 | 605.316 | 528.6407 | 554.739 | 0.01292% | 0.01076% | 0.01103% | 0.01336% | 1492 | 0.0132% | 0.01328% |  | 9.0873 | 20.3733 | 17.6408 |  | 789 | 596.2287 | 508.2675 | 537.0982 |  | 789 | 0.01298% | 0.01079% | 0.01112% | 0.009933% | 0.01022% | 0.008817% |  | 789 | 0.01079% | 0.01112% | 789 | 5491 | 0.01341% | 5181 | 0.01325% | 0.01333% |  | 789 | 0.01022% | 0.008817% | 0.00952% |  | 789 | 1492 | 0.01333% | 0.0101%
| Feb | 2 | 21 | 790 | 588.3618 | 522.0403 | 549.3377 | 0.01256% | 0.01063% | 0.01092% | 0.01335% | 950 | 0.0132% | 0.01328% |  | 9.0866 | 20.3771 | 17.6398 |  | 790 | 579.2753 | 501.6632 | 531.6979 |  | 790 | 0.01261% | 0.01065% | 0.01101% | 0.009932% | 0.01022% | 0.008817% |  | 790 | 0.01065% | 0.01101% | 790 | 5367 | 0.01341% | 5916 | 0.01325% | 0.01333% |  | 790 | 0.01022% | 0.008817% | 0.009521% |  | 790 | 950 | 0.01333% | 0.009641%
| Feb | 2 | 22 | 791 | 569.1523 | 513.2335 | 539.501 | 0.01215% | 0.01045% | 0.01073% | 0.01335% | 3596 | 0.0132% | 0.01327% |  | 9.0858 | 20.381 | 17.6388 |  | 791 | 560.0665 | 492.8525 | 521.8622 |  | 791 | 0.01219% | 0.01046% | 0.01081% | 0.009931% | 0.01023% | 0.008816% |  | 791 | 0.01046% | 0.01081% | 791 | 4234 | 0.0134% | 4144 | 0.01325% | 0.01333% |  | 791 | 0.01023% | 0.008816% | 0.009521% |  | 791 | 3596 | 0.01333% | 0.01217%
| Feb | 2 | 23 | 792 | 557.3529 | 504.557 | 532.8056 | 0.0119% | 0.01027% | 0.01059% | 0.01335% | 3640 | 0.01319% | 0.01327% |  | 9.0851 | 20.3849 | 17.6378 |  | 792 | 548.2678 | 484.1722 | 515.1679 |  | 792 | 0.01193% | 0.01028% | 0.01067% | 0.00993% | 0.01023% | 0.008816% |  | 792 | 0.01028% | 0.01067% | 792 | 4268 | 0.0134% | 5230 | 0.01325% | 0.01332% |  | 792 | 0.01023% | 0.008816% | 0.009522% |  | 792 | 3640 | 0.01332% | 0.0122%
| Feb | 3 | 0 | 793 | 550.1928 | 499.1854 | 530.3301 | 0.01174% | 0.01017% | 0.01055% | 0.01335% | 5757 | 0.01319% | 0.01327% |  | 9.0843 | 20.3887 | 17.6368 |  | 793 | 541.1084 | 478.7967 | 512.6933 |  | 793 | 0.01178% | 0.01016% | 0.01062% | 0.009929% | 0.01023% | 0.008815% |  | 793 | 0.01016% | 0.01062% | 793 | 4305 | 0.0134% | 4004 | 0.01325% | 0.01332% |  | 793 | 0.01023% | 0.008815% | 0.009523% |  | 793 | 5757 | 0.01332% | 0.01228%
| Feb | 3 | 1 | 794 | 549.3687 | 495.2568 | 529.8331 | 0.01173% | 0.01009% | 0.01054% | 0.01335% | 949 | 0.01319% | 0.01327% |  | 9.0836 | 20.3926 | 17.6358 |  | 794 | 540.2851 | 474.8642 | 512.1973 |  | 794 | 0.01176% | 0.01008% | 0.01061% | 0.009928% | 0.01023% | 0.008815% |  | 794 | 0.01008% | 0.01061% | 794 | 3231 | 0.0134% | 4795 | 0.01325% | 0.01332% |  | 794 | 0.01023% | 0.008815% | 0.009523% |  | 794 | 949 | 0.01332% | 0.009641%
| Feb | 3 | 2 | 795 | 552.3634 | 493.879 | 529.8893 | 0.01179% | 0.01006% | 0.01054% | 0.01335% | 5146 | 0.01319% | 0.01327% |  | 9.0829 | 20.3965 | 17.6348 |  | 795 | 543.2806 | 473.4826 | 512.2546 |  | 795 | 0.01183% | 0.01005% | 0.01061% | 0.009928% | 0.01023% | 0.008814% |  | 795 | 0.01005% | 0.01061% | 795 | 5024 | 0.0134% | 5629 | 0.01324% | 0.01332% |  | 795 | 0.01023% | 0.008814% | 0.009524% |  | 795 | 5146 | 0.01332% | 0.0126%
| Feb | 3 | 3 | 796 | 562.6571 | 496.4019 | 531.821 | 0.01201% | 0.01011% | 0.01058% | 0.01335% | 4365 | 0.01319% | 0.01327% |  | 9.0821 | 20.4003 | 17.6338 |  | 796 | 553.575 | 476.0016 | 514.1873 |  | 796 | 0.01205% | 0.0101% | 0.01065% | 0.009927% | 0.01024% | 0.008814% |  | 796 | 0.0101% | 0.01065% | 796 | 5558 | 0.0134% | 3596 | 0.01324% | 0.01332% |  | 796 | 0.01024% | 0.008814% | 0.009525% |  | 796 | 4365 | 0.01332% | 0.01266%
| Feb | 3 | 4 | 797 | 569.9277 | 498.3848 | 538.854 | 0.01216% | 0.01015% | 0.01071% | 0.01335% | 4701 | 0.01319% | 0.01327% |  | 9.0814 | 20.4042 | 17.6328 |  | 797 | 560.8464 | 477.9807 | 521.2212 |  | 797 | 0.01221% | 0.01015% | 0.01079% | 0.009926% | 0.01024% | 0.008813% |  | 797 | 0.01015% | 0.01079% | 797 | 3759 | 0.0134% | 1498 | 0.01324% | 0.01332% |  | 797 | 0.01024% | 0.008813% | 0.009526% |  | 797 | 4701 | 0.01332% | 0.01272%
| Feb | 3 | 5 | 798 | 589.4084 | 508.858 | 551.2882 | 0.01258% | 0.01036% | 0.01096% | 0.01335% | 3852 | 0.01319% | 0.01327% |  | 9.0806 | 20.408 | 17.6318 |  | 798 | 580.3278 | 488.45 | 533.6564 |  | 798 | 0.01263% | 0.01037% | 0.01105% | 0.009925% | 0.01024% | 0.008813% |  | 798 | 0.01037% | 0.01105% | 798 | 4171 | 0.01339% | 1567 | 0.01324% | 0.01332% |  | 798 | 0.01024% | 0.008813% | 0.009526% |  | 798 | 3852 | 0.01332% | 0.01239%
| Feb | 3 | 6 | 799 | 616.2678 | 518.2886 | 567.2295 | 0.01315% | 0.01055% | 0.01128% | 0.01335% | 7231 | 0.01319% | 0.01327% |  | 9.0799 | 20.4119 | 17.6308 |  | 799 | 607.188 | 497.8767 | 549.5987 |  | 799 | 0.01322% | 0.01057% | 0.01138% | 0.009924% | 0.01024% | 0.008812% |  | 799 | 0.01057% | 0.01138% | 799 | 4832 | 0.01339% | 4764 | 0.01324% | 0.01332% |  | 799 | 0.01024% | 0.008812% | 0.009527% |  | 799 | 7231 | 0.01332% | 0.01189%
| Feb | 3 | 7 | 800 | 620.0812 | 523.6881 | 580.5171 | 0.01323% | 0.01066% | 0.01154% | 0.01335% | 1040 | 0.01319% | 0.01327% |  | 9.0791 | 20.4157 | 17.6298 |  | 800 | 611.0021 | 503.2723 | 562.8872 |  | 800 | 0.0133% | 0.01068% | 0.01166% | 0.009924% | 0.01024% | 0.008812% |  | 800 | 0.01068% | 0.01166% | 800 | 3952 | 0.01339% | 4787 | 0.01324% | 0.01332% |  | 800 | 0.01024% | 0.008812% | 0.009528% |  | 800 | 1040 | 0.01332% | 0.009714%
| Feb | 3 | 8 | 801 | 608.2576 | 522.4034 | 582.3175 | 0.01298% | 0.01064% | 0.01158% | 0.01334% | 3873 | 0.01319% | 0.01327% |  | 9.0784 | 20.4196 | 17.6289 |  | 801 | 599.1792 | 501.9838 | 564.6886 |  | 801 | 0.01304% | 0.01065% | 0.01169% | 0.009923% | 0.01025% | 0.008811% |  | 801 | 0.01065% | 0.01169% | 801 | 3762 | 0.01339% | 3640 | 0.01324% | 0.01331% |  | 801 | 0.01025% | 0.008811% | 0.009529% |  | 801 | 3873 | 0.01331% | 0.0124%
| Feb | 3 | 9 | 802 | 599.0693 | 513.7455 | 572.7715 | 0.01279% | 0.01046% | 0.01139% | 0.01334% | 5318 | 0.01319% | 0.01326% |  | 9.0777 | 20.4234 | 17.6279 |  | 802 | 589.9917 | 493.3221 | 555.1436 |  | 802 | 0.01284% | 0.01047% | 0.0115% | 0.009922% | 0.01025% | 0.008811% |  | 802 | 0.01047% | 0.0115% | 802 | 4162 | 0.01339% | 5096 | 0.01324% | 0.01331% |  | 802 | 0.01025% | 0.008811% | 0.009529% |  | 802 | 5318 | 0.01331% | 0.01252%
| Feb | 3 | 10 | 803 | 590.5332 | 500.2281 | 553.0699 | 0.0126% | 0.01019% | 0.011% | 0.01333% | 5486 | 0.01318% | 0.01326% |  | 9.0769 | 20.4273 | 17.6269 |  | 803 | 581.4563 | 479.8008 | 535.443 |  | 803 | 0.01266% | 0.01018% | 0.01109% | 0.009921% | 0.01025% | 0.00881% |  | 803 | 0.01018% | 0.01109% | 803 | 5368 | 0.01339% | 4725 | 0.01324% | 0.01331% |  | 803 | 0.01025% | 0.00881% | 0.00953% |  | 803 | 5486 | 0.01331% | 0.01243%
| Feb | 3 | 11 | 804 | 575.7984 | 490.0435 | 540.2418 | 0.01229% | 0.009979% | 0.01074% | 0.01333% | 943 | 0.01318% | 0.01326% |  | 9.0762 | 20.4311 | 17.6259 |  | 804 | 566.7222 | 469.6124 | 522.6159 |  | 804 | 0.01234% | 0.009967% | 0.01082% | 0.00992% | 0.01025% | 0.00881% |  | 804 | 0.009967% | 0.01082% | 804 | 4473 | 0.01338% | 4143 | 0.01323% | 0.01331% |  | 804 | 0.01025% | 0.00881% | 0.009531% |  | 804 | 943 | 0.01331% | 0.009636%
| Feb | 3 | 12 | 805 | 571.0385 | 477.1591 | 538.582 | 0.01219% | 0.009717% | 0.01071% | 0.01333% | 5072 | 0.01318% | 0.01325% |  | 9.0754 | 20.435 | 17.625 |  | 805 | 561.9631 | 456.7241 | 520.957 |  | 805 | 0.01223% | 0.009694% | 0.01079% | 0.00992% | 0.01025% | 0.008809% |  | 805 | 0.009694% | 0.01079% | 805 | 5969 | 0.01338% | 4115 | 0.01323% | 0.01331% |  | 805 | 0.01025% | 0.008809% | 0.009531% |  | 805 | 5072 | 0.01331% | 0.01263%
| Feb | 3 | 13 | 806 | 564.7803 | 464.4889 | 534.6999 | 0.01205% | 0.009459% | 0.01063% | 0.01332% | 4987 | 0.01318% | 0.01325% |  | 9.0747 | 20.4388 | 17.624 |  | 806 | 555.7056 | 444.0501 | 517.0758 |  | 806 | 0.0121% | 0.009425% | 0.01071% | 0.009919% | 0.01026% | 0.008809% |  | 806 | 0.009425% | 0.01071% | 806 | 5604 | 0.01338% | 5277 | 0.01323% | 0.01331% |  | 806 | 0.01026% | 0.008809% | 0.009532% |  | 806 | 4987 | 0.01331% | 0.01266%
| Feb | 3 | 14 | 807 | 564.4397 | 457.2647 | 530.9302 | 0.01205% | 0.009311% | 0.01056% | 0.01332% | 4197 | 0.01318% | 0.01325% |  | 9.074 | 20.4427 | 17.6231 |  | 807 | 555.3657 | 436.822 | 513.3071 |  | 807 | 0.01209% | 0.009271% | 0.01063% | 0.009918% | 0.01026% | 0.008808% |  | 807 | 0.009271% | 0.01063% | 807 | 5514 | 0.01338% | 4119 | 0.01323% | 0.0133% |  | 807 | 0.01026% | 0.008808% | 0.009533% |  | 807 | 4197 | 0.0133% | 0.0126%
| Feb | 3 | 15 | 808 | 569.1319 | 454.7139 | 530.1519 | 0.01215% | 0.00926% | 0.01054% | 0.01332% | 4016 | 0.01318% | 0.01325% |  | 9.0732 | 20.4465 | 17.6221 |  | 808 | 560.0587 | 434.2674 | 512.5298 |  | 808 | 0.01219% | 0.009217% | 0.01061% | 0.009917% | 0.01026% | 0.008808% |  | 808 | 0.009217% | 0.01061% | 808 | 4760 | 0.01337% | 7231 | 0.01323% | 0.0133% |  | 808 | 0.01026% | 0.008808% | 0.009534% |  | 808 | 4016 | 0.0133% | 0.01251%
| Feb | 3 | 16 | 809 | 574.984 | 457.9257 | 533.1714 | 0.01227% | 0.009325% | 0.0106% | 0.01332% | 5488 | 0.01318% | 0.01325% |  | 9.0725 | 20.4504 | 17.6212 |  | 809 | 565.9115 | 437.4753 | 515.5502 |  | 809 | 0.01232% | 0.009285% | 0.01068% | 0.009916% | 0.01026% | 0.008807% |  | 809 | 0.009285% | 0.01068% | 809 | 3789 | 0.01337% | 1639 | 0.01323% | 0.0133% |  | 809 | 0.01026% | 0.008807% | 0.009534% |  | 809 | 5488 | 0.0133% | 0.01243%
| Feb | 3 | 17 | 810 | 585.6761 | 473.6401 | 544.0208 | 0.0125% | 0.009645% | 0.01082% | 0.01332% | 5604 | 0.01318% | 0.01325% |  | 9.0717 | 20.4542 | 17.6202 |  | 810 | 576.6044 | 453.1859 | 526.4006 |  | 810 | 0.01255% | 0.009619% | 0.0109% | 0.009916% | 0.01026% | 0.008807% |  | 810 | 0.009619% | 0.0109% | 810 | 5634 | 0.01337% | 4908 | 0.01322% | 0.01329% |  | 810 | 0.01026% | 0.008807% | 0.009535% |  | 810 | 5604 | 0.01329% | 0.01236%
| Feb | 3 | 18 | 811 | 584.82 | 478.3694 | 546.2714 | 0.01248% | 0.009741% | 0.01086% | 0.01332% | 5419 | 0.01318% | 0.01325% |  | 9.071 | 20.458 | 17.6193 |  | 811 | 575.749 | 457.9113 | 528.6521 |  | 811 | 0.01253% | 0.009719% | 0.01095% | 0.009915% | 0.01027% | 0.008806% |  | 811 | 0.009719% | 0.01095% | 811 | 4782 | 0.01337% | 3852 | 0.01322% | 0.01329% |  | 811 | 0.01027% | 0.008806% | 0.009536% |  | 811 | 5419 | 0.01329% | 0.01247%
| Feb | 3 | 19 | 812 | 578.6656 | 477.9039 | 554.0451 | 0.01235% | 0.009732% | 0.01102% | 0.01332% | 4595 | 0.01318% | 0.01325% |  | 9.0703 | 20.4619 | 17.6183 |  | 812 | 569.5954 | 457.442 | 536.4268 |  | 812 | 0.0124% | 0.009709% | 0.01111% | 0.009914% | 0.01027% | 0.008806% |  | 812 | 0.009709% | 0.01111% | 812 | 4524 | 0.01336% | 5003 | 0.01322% | 0.01329% |  | 812 | 0.01027% | 0.008806% | 0.009537% |  | 812 | 4595 | 0.01329% | 0.01271%
| Feb | 3 | 20 | 813 | 568.3062 | 476.7309 | 563.3567 | 0.01213% | 0.009708% | 0.0112% | 0.01332% | 4113 | 0.01318% | 0.01325% |  | 9.0695 | 20.4657 | 17.6174 |  | 813 | 559.2367 | 456.2652 | 545.7393 |  | 813 | 0.01217% | 0.009684% | 0.0113% | 0.009913% | 0.01027% | 0.008805% |  | 813 | 0.009684% | 0.0113% | 813 | 8145 | 0.01336% | 4548 | 0.01322% | 0.01329% |  | 813 | 0.01027% | 0.008805% | 0.009537% |  | 813 | 4113 | 0.01329% | 0.01256%
| Feb | 3 | 21 | 814 | 555.1843 | 474.4687 | 565.8229 | 0.01185% | 0.009662% | 0.01125% | 0.01331% | 4893 | 0.01318% | 0.01325% |  | 9.0688 | 20.4696 | 17.6165 |  | 814 | 546.1155 | 453.9991 | 548.2065 |  | 814 | 0.01189% | 0.009636% | 0.01135% | 0.009912% | 0.01027% | 0.008805% |  | 814 | 0.009636% | 0.01135% | 814 | 4581 | 0.01336% | 3873 | 0.01322% | 0.01329% |  | 814 | 0.01027% | 0.008805% | 0.009538% |  | 814 | 4893 | 0.01329% | 0.01268%
| Feb | 3 | 22 | 815 | 542.9163 | 469.2181 | 560.7498 | 0.01159% | 0.009555% | 0.01115% | 0.01331% | 3713 | 0.01317% | 0.01324% |  | 9.0681 | 20.4734 | 17.6155 |  | 815 | 533.8483 | 448.7447 | 543.1343 |  | 815 | 0.01162% | 0.009525% | 0.01125% | 0.009911% | 0.01027% | 0.008804% |  | 815 | 0.009525% | 0.01125% | 815 | 3779 | 0.01336% | 1017 | 0.01321% | 0.01329% |  | 815 | 0.01027% | 0.008804% | 0.009539% |  | 815 | 3713 | 0.01329% | 0.01227%
| Feb | 3 | 23 | 816 | 532.4354 | 464.2003 | 558.8744 | 0.01136% | 0.009453% | 0.01111% | 0.01331% | 5540 | 0.01317% | 0.01324% |  | 9.0673 | 20.4772 | 17.6146 |  | 816 | 523.3681 | 443.7231 | 541.2598 |  | 816 | 0.01139% | 0.009418% | 0.01121% | 0.009911% | 0.01027% | 0.008804% |  | 816 | 0.009418% | 0.01121% | 816 | 3925 | 0.01335% | 1590 | 0.01321% | 0.01328% |  | 816 | 0.01027% | 0.008804% | 0.009539% |  | 816 | 5540 | 0.01328% | 0.0124%
| Feb | 4 | 0 | 817 | 527.6659 | 461.5005 | 562.0814 | 0.01126% | 0.009398% | 0.01118% | 0.01331% | 4880 | 0.01317% | 0.01324% |  | 9.0666 | 20.481 | 17.6137 |  | 817 | 518.5993 | 441.0195 | 544.4677 |  | 817 | 0.01129% | 0.009361% | 0.01128% | 0.00991% | 0.01028% | 0.008804% |  | 817 | 0.009361% | 0.01128% | 817 | 3924 | 0.01335% | 921 | 0.01321% | 0.01328% |  | 817 | 0.01028% | 0.008804% | 0.00954% |  | 817 | 4880 | 0.01328% | 0.01269%
| Feb | 4 | 1 | 818 | 529.4488 | 461.3143 | 567.7359 | 0.0113% | 0.009394% | 0.01129% | 0.01331% | 4210 | 0.01317% | 0.01324% |  | 9.0658 | 20.4849 | 17.6128 |  | 818 | 520.3829 | 440.8295 | 550.1231 |  | 818 | 0.01133% | 0.009357% | 0.01139% | 0.009909% | 0.01028% | 0.008803% |  | 818 | 0.009357% | 0.01139% | 818 | 4149 | 0.01335% | 5757 | 0.01321% | 0.01328% |  | 818 | 0.01028% | 0.008803% | 0.009541% |  | 818 | 4210 | 0.01328% | 0.01261%
| Feb | 4 | 2 | 819 | 531.4631 | 462.2918 | 580.5546 | 0.01134% | 0.009414% | 0.01154% | 0.01331% | 952 | 0.01317% | 0.01324% |  | 9.0651 | 20.4887 | 17.6118 |  | 819 | 522.3979 | 441.8031 | 562.9427 |  | 819 | 0.01137% | 0.009377% | 0.01166% | 0.009908% | 0.01028% | 0.008803% |  | 819 | 0.009377% | 0.01166% | 819 | 3801 | 0.01335% | 3713 | 0.01321% | 0.01328% |  | 819 | 0.01028% | 0.008803% | 0.009542% |  | 819 | 952 | 0.01328% | 0.009643%
| Feb | 4 | 3 | 820 | 535.4031 | 462.3849 | 593.8421 | 0.01143% | 0.009416% | 0.01181% | 0.01331% | 5578 | 0.01317% | 0.01324% |  | 9.0644 | 20.4925 | 17.6109 |  | 820 | 526.3387 | 441.8924 | 576.2312 |  | 820 | 0.01146% | 0.009379% | 0.01193% | 0.009907% | 0.01028% | 0.008802% |  | 820 | 0.009379% | 0.01193% | 820 | 4870 | 0.01335% | 999 | 0.01321% | 0.01328% |  | 820 | 0.01028% | 0.008802% | 0.009542% |  | 820 | 5578 | 0.01328% | 0.01238%
| Feb | 4 | 4 | 821 | 542.1108 | 466.928 | 613.7219 | 0.01157% | 0.009508% | 0.0122% | 0.01331% | 5781 | 0.01317% | 0.01324% |  | 9.0636 | 20.4964 | 17.61 |  | 821 | 533.0472 | 446.4316 | 596.1119 |  | 821 | 0.0116% | 0.009475% | 0.01234% | 0.009907% | 0.01028% | 0.008802% |  | 821 | 0.009475% | 0.01234% | 821 | 3929 | 0.01335% | 4819 | 0.01321% | 0.01328% |  | 821 | 0.01028% | 0.008802% | 0.009543% |  | 821 | 5781 | 0.01328% | 0.01227%
| Feb | 4 | 5 | 822 | 550.448 | 475.3159 | 640.0719 | 0.01175% | 0.009679% | 0.01273% | 0.01331% | 4186 | 0.01317% | 0.01324% |  | 9.0629 | 20.5002 | 17.6091 |  | 822 | 541.3851 | 454.8157 | 622.4628 |  | 822 | 0.01178% | 0.009653% | 0.01289% | 0.009906% | 0.01029% | 0.008801% |  | 822 | 0.009653% | 0.01289% | 822 | 8155 | 0.01335% | 1329 | 0.01321% | 0.01328% |  | 822 | 0.01029% | 0.008801% | 0.009544% |  | 822 | 4186 | 0.01328% | 0.0126%
| Feb | 4 | 6 | 823 | 564.0886 | 489.8015 | 675.7992 | 0.01204% | 0.009974% | 0.01344% | 0.0133% | 4118 | 0.01316% | 0.01323% |  | 9.0622 | 20.504 | 17.6082 |  | 823 | 555.0264 | 469.2975 | 658.191 |  | 823 | 0.01208% | 0.009961% | 0.01363% | 0.009905% | 0.01029% | 0.008801% |  | 823 | 0.009961% | 0.01363% | 823 | 3951 | 0.01335% | 4016 | 0.01321% | 0.01328% |  | 823 | 0.01029% | 0.008801% | 0.009545% |  | 823 | 4118 | 0.01328% | 0.01256%
| Feb | 4 | 7 | 824 | 568.394 | 503.1048 | 689.5088 | 0.01213% | 0.01024% | 0.01371% | 0.0133% | 3861 | 0.01316% | 0.01323% |  | 9.0614 | 20.5078 | 17.6073 |  | 824 | 559.3325 | 482.5969 | 671.9015 |  | 824 | 0.01218% | 0.01024% | 0.01391% | 0.009904% | 0.01029% | 0.0088% |  | 824 | 0.01024% | 0.01391% | 824 | 5119 | 0.01335% | 4365 | 0.0132% | 0.01328% |  | 824 | 0.01029% | 0.0088% | 0.009545% |  | 824 | 3861 | 0.01328% | 0.01239%
| Feb | 4 | 8 | 825 | 568.8082 | 508.5136 | 688.7305 | 0.01214% | 0.01036% | 0.0137% | 0.0133% | 5299 | 0.01316% | 0.01323% |  | 9.0607 | 20.5116 | 17.6064 |  | 825 | 559.7475 | 488.0019 | 671.1241 |  | 825 | 0.01218% | 0.01036% | 0.0139% | 0.009903% | 0.01029% | 0.0088% |  | 825 | 0.01036% | 0.0139% | 825 | 4219 | 0.01335% | 4197 | 0.0132% | 0.01327% |  | 825 | 0.01029% | 0.0088% | 0.009546% |  | 825 | 5299 | 0.01327% | 0.01253%
| Feb | 4 | 9 | 826 | 556.501 | 502.8906 | 684.8483 | 0.01188% | 0.01024% | 0.01362% | 0.0133% | 4099 | 0.01316% | 0.01323% |  | 9.06 | 20.5155 | 17.6055 |  | 826 | 547.441 | 482.3752 | 667.2428 |  | 826 | 0.01192% | 0.01024% | 0.01382% | 0.009903% | 0.01029% | 0.008799% |  | 826 | 0.01024% | 0.01382% | 826 | 5435 | 0.01335% | 3638 | 0.0132% | 0.01327% |  | 826 | 0.01029% | 0.008799% | 0.009547% |  | 826 | 4099 | 0.01327% | 0.01255%
| Feb | 4 | 10 | 827 | 542.594 | 495.9923 | 680.9755 | 0.01158% | 0.0101% | 0.01354% | 0.0133% | 3981 | 0.01316% | 0.01323% |  | 9.0592 | 20.5193 | 17.6046 |  | 827 | 533.5348 | 475.473 | 663.3709 |  | 827 | 0.01161% | 0.01009% | 0.01374% | 0.009902% | 0.0103% | 0.008799% |  | 827 | 0.01009% | 0.01374% | 827 | 1207 | 0.01335% | 1554 | 0.0132% | 0.01327% |  | 827 | 0.0103% | 0.008799% | 0.009547% |  | 827 | 3981 | 0.01327% | 0.01248%
| Feb | 4 | 11 | 828 | 527.3083 | 488.9822 | 680.1784 | 0.01125% | 0.009957% | 0.01353% | 0.01329% | 4076 | 0.01316% | 0.01323% |  | 9.0585 | 20.5231 | 17.6037 |  | 828 | 518.2498 | 468.4591 | 662.5747 |  | 828 | 0.01128% | 0.009943% | 0.01372% | 0.009901% | 0.0103% | 0.008799% |  | 828 | 0.009943% | 0.01372% | 828 | 4044 | 0.01334% | 5146 | 0.0132% | 0.01327% |  | 828 | 0.0103% | 0.008799% | 0.009548% |  | 828 | 4076 | 0.01327% | 0.01254%
| Feb | 4 | 12 | 829 | 514.8162 | 485.6494 | 682.1758 | 0.01099% | 0.00989% | 0.01356% | 0.01329% | 4479 | 0.01316% | 0.01323% |  | 9.0578 | 20.5269 | 17.6029 |  | 829 | 505.7584 | 465.1225 | 664.5729 |  | 829 | 0.01101% | 0.009872% | 0.01376% | 0.0099% | 0.0103% | 0.008798% |  | 829 | 0.009872% | 0.01376% | 829 | 4689 | 0.01334% | 5604 | 0.0132% | 0.01327% |  | 829 | 0.0103% | 0.008798% | 0.009549% |  | 829 | 4479 | 0.01327% | 0.01269%
| Feb | 4 | 13 | 830 | 509.3659 | 476.3958 | 681.7913 | 0.01087% | 0.009701% | 0.01356% | 0.01329% | 4618 | 0.01316% | 0.01323% |  | 9.0571 | 20.5307 | 17.602 |  | 830 | 500.3089 | 455.8651 | 664.1893 |  | 830 | 0.01089% | 0.009676% | 0.01375% | 0.009899% | 0.0103% | 0.008798% |  | 830 | 0.009676% | 0.01375% | 830 | 4926 | 0.01334% | 5486 | 0.0132% | 0.01327% |  | 830 | 0.0103% | 0.008798% | 0.00955% |  | 830 | 4618 | 0.01327% | 0.01271%
| Feb | 4 | 14 | 831 | 506.0344 | 468.2779 | 675.7711 | 0.0108% | 0.009536% | 0.01344% | 0.01329% | 5870 | 0.01316% | 0.01322% |  | 9.0563 | 20.5345 | 17.6011 |  | 831 | 496.978 | 447.7433 | 658.17 |  | 831 | 0.01082% | 0.009503% | 0.01363% | 0.009899% | 0.0103% | 0.008797% |  | 831 | 0.009503% | 0.01363% | 831 | 4499 | 0.01334% | 3861 | 0.01319% | 0.01327% |  | 831 | 0.0103% | 0.008797% | 0.00955% |  | 831 | 5870 | 0.01327% | 0.01222%
| Feb | 4 | 15 | 832 | 510.6646 | 448.4207 | 677.3934 | 0.0109% | 0.009131% | 0.01347% | 0.01329% | 4232 | 0.01316% | 0.01322% |  | 9.0556 | 20.5383 | 17.6002 |  | 832 | 501.609 | 427.8823 | 659.7932 |  | 832 | 0.01092% | 0.009082% | 0.01366% | 0.009898% | 0.01031% | 0.008797% |  | 832 | 0.009082% | 0.01366% | 832 | 5611 | 0.01334% | 4113 | 0.01319% | 0.01327% |  | 832 | 0.01031% | 0.008797% | 0.009551% |  | 832 | 4232 | 0.01327% | 0.01262%
| Feb | 4 | 16 | 833 | 524.047 | 450.1802 | 678.228 | 0.01118% | 0.009167% | 0.01349% | 0.01329% | 4120 | 0.01316% | 0.01322% |  | 9.0549 | 20.5421 | 17.5993 |  | 833 | 514.9921 | 429.638 | 660.6286 |  | 833 | 0.01121% | 0.009119% | 0.01368% | 0.009897% | 0.01031% | 0.008796% |  | 833 | 0.009119% | 0.01368% | 833 | 5990 | 0.01333% | 5318 | 0.01319% | 0.01326% |  | 833 | 0.01031% | 0.008796% | 0.009552% |  | 833 | 4120 | 0.01326% | 0.01257%
| Feb | 4 | 17 | 834 | 538.7362 | 470.3911 | 683.0854 | 0.0115% | 0.009579% | 0.01358% | 0.01328% | 1207 | 0.01316% | 0.01322% |  | 9.0541 | 20.5459 | 17.5985 |  | 834 | 529.6821 | 449.8452 | 665.4869 |  | 834 | 0.01153% | 0.009548% | 0.01378% | 0.009896% | 0.01031% | 0.008796% |  | 834 | 0.009548% | 0.01378% | 834 | 4292 | 0.01333% | 3642 | 0.01319% | 0.01326% |  | 834 | 0.01031% | 0.008796% | 0.009553% |  | 834 | 1207 | 0.01326% | 0.009855%
| Feb | 4 | 18 | 835 | 543.506 | 478.7138 | 684.1825 | 0.0116% | 0.009748% | 0.0136% | 0.01328% | 4005 | 0.01316% | 0.01322% |  | 9.0534 | 20.5497 | 17.5976 |  | 835 | 534.4526 | 458.1641 | 666.5849 |  | 835 | 0.01163% | 0.009724% | 0.0138% | 0.009895% | 0.01031% | 0.008795% |  | 835 | 0.009724% | 0.0138% | 835 | 4280 | 0.01333% | 4701 | 0.01319% | 0.01326% |  | 835 | 0.01031% | 0.008795% | 0.009553% |  | 835 | 4005 | 0.01326% | 0.0125%
| Feb | 4 | 19 | 836 | 545.682 | 481.2274 | 677.9654 | 0.01165% | 0.009799% | 0.01348% | 0.01328% | 951 | 0.01316% | 0.01322% |  | 9.0527 | 20.5535 | 17.5968 |  | 836 | 536.6293 | 460.6739 | 660.3686 |  | 836 | 0.01168% | 0.009778% | 0.01368% | 0.009895% | 0.01031% | 0.008795% |  | 836 | 0.009778% | 0.01368% | 836 | 3950 | 0.01333% | 869 | 0.01319% | 0.01326% |  | 836 | 0.01031% | 0.008795% | 0.009554% |  | 836 | 951 | 0.01326% | 0.009642%
| Feb | 4 | 20 | 837 | 546.383 | 486.1242 | 671.8045 | 0.01166% | 0.009899% | 0.01336% | 0.01328% | 3638 | 0.01315% | 0.01322% |  | 9.0519 | 20.5573 | 17.5959 |  | 837 | 537.3311 | 465.5669 | 654.2086 |  | 837 | 0.0117% | 0.009882% | 0.01355% | 0.009894% | 0.01032% | 0.008795% |  | 837 | 0.009882% | 0.01355% | 837 | 3955 | 0.01333% | 5488 | 0.01319% | 0.01326% |  | 837 | 0.01032% | 0.008795% | 0.009555% |  | 837 | 3638 | 0.01326% | 0.0122%
| Feb | 4 | 21 | 838 | 542.9383 | 481.5625 | 654.2879 | 0.01159% | 0.009806% | 0.01301% | 0.01327% | 4355 | 0.01315% | 0.01321% |  | 9.0512 | 20.5611 | 17.595 |  | 838 | 533.8871 | 461.0014 | 636.6928 |  | 838 | 0.01162% | 0.009785% | 0.01318% | 0.009893% | 0.01032% | 0.008794% |  | 838 | 0.009785% | 0.01318% | 838 | 5587 | 0.01333% | 1491 | 0.01319% | 0.01326% |  | 838 | 0.01032% | 0.008794% | 0.009556% |  | 838 | 4355 | 0.01326% | 0.01266%
| Feb | 4 | 22 | 839 | 533.9982 | 473.5098 | 632.5514 | 0.0114% | 0.009642% | 0.01258% | 0.01327% | 5899 | 0.01315% | 0.01321% |  | 9.0505 | 20.5649 | 17.5942 |  | 839 | 524.9478 | 452.9449 | 614.9572 |  | 839 | 0.01143% | 0.009614% | 0.01273% | 0.009892% | 0.01032% | 0.008794% |  | 839 | 0.009614% | 0.01273% | 839 | 3421 | 0.01333% | 1006 | 0.01319% | 0.01326% |  | 839 | 0.01032% | 0.008794% | 0.009556% |  | 839 | 5899 | 0.01326% | 0.01221%
| Feb | 4 | 23 | 840 | 526.6861 | 467.952 | 624.0275 | 0.01124% | 0.009529% | 0.01241% | 0.01327% | 4064 | 0.01315% | 0.01321% |  | 9.0498 | 20.5687 | 17.5933 |  | 840 | 517.6363 | 447.3833 | 606.4341 |  | 840 | 0.01127% | 0.009496% | 0.01256% | 0.009891% | 0.01032% | 0.008793% |  | 840 | 0.009496% | 0.01256% | 840 | 8156 | 0.01333% | 5419 | 0.01319% | 0.01326% |  | 840 | 0.01032% | 0.008793% | 0.009557% |  | 840 | 4064 | 0.01326% | 0.01254%
| Feb | 5 | 0 | 841 | 525.4853 | 467.5983 | 626.9719 | 0.01122% | 0.009522% | 0.01247% | 0.01327% | 3642 | 0.01315% | 0.01321% |  | 9.049 | 20.5725 | 17.5925 |  | 841 | 516.4363 | 447.0257 | 609.3794 |  | 841 | 0.01124% | 0.009488% | 0.01262% | 0.009891% | 0.01032% | 0.008793% |  | 841 | 0.009488% | 0.01262% | 841 | 3256 | 0.01333% | 5072 | 0.01319% | 0.01326% |  | 841 | 0.01032% | 0.008793% | 0.009558% |  | 841 | 3642 | 0.01326% | 0.01221%
| Feb | 5 | 1 | 842 | 528.6331 | 468.6689 | 627.7784 | 0.01128% | 0.009544% | 0.01248% | 0.01327% | 4429 | 0.01315% | 0.01321% |  | 9.0483 | 20.5763 | 17.5917 |  | 842 | 519.5848 | 448.0925 | 610.1867 |  | 842 | 0.01131% | 0.009511% | 0.01264% | 0.00989% | 0.01032% | 0.008793% |  | 842 | 0.009511% | 0.01264% | 842 | 4257 | 0.01332% | 5781 | 0.01319% | 0.01325% |  | 842 | 0.01032% | 0.008793% | 0.009559% |  | 842 | 4429 | 0.01325% | 0.01268%
| Feb | 5 | 2 | 843 | 533.8173 | 470.3073 | 626.7188 | 0.01139% | 0.009577% | 0.01246% | 0.01326% | 5733 | 0.01315% | 0.01321% |  | 9.0476 | 20.5801 | 17.5908 |  | 843 | 524.7697 | 449.7272 | 609.1279 |  | 843 | 0.01142% | 0.009545% | 0.01261% | 0.009889% | 0.01033% | 0.008792% |  | 843 | 0.009545% | 0.01261% | 843 | 3449 | 0.01332% | 3981 | 0.01319% | 0.01325% |  | 843 | 0.01033% | 0.008792% | 0.009559% |  | 843 | 5733 | 0.01325% | 0.01229%
| Feb | 5 | 3 | 844 | 541.3878 | 477.3733 | 631.8012 | 0.01155% | 0.009721% | 0.01256% | 0.01326% | 4739 | 0.01315% | 0.01321% |  | 9.0469 | 20.5839 | 17.59 |  | 844 | 532.341 | 456.7893 | 614.2112 |  | 844 | 0.01159% | 0.009695% | 0.01272% | 0.009888% | 0.01033% | 0.008792% |  | 844 | 0.009695% | 0.01272% | 844 | 5366 | 0.01332% | 838 | 0.01318% | 0.01325% |  | 844 | 0.01033% | 0.008792% | 0.00956% |  | 844 | 4739 | 0.01325% | 0.01271%
| Feb | 5 | 4 | 845 | 546.3924 | 491.4306 | 647.6113 | 0.01166% | 0.01001% | 0.01288% | 0.01326% | 5585 | 0.01315% | 0.01321% |  | 9.0461 | 20.5877 | 17.5892 |  | 845 | 537.3463 | 470.8429 | 630.0221 |  | 845 | 0.0117% | 0.009994% | 0.01305% | 0.009888% | 0.01033% | 0.008791% |  | 845 | 0.009994% | 0.01305% | 845 | 4484 | 0.01332% | 4987 | 0.01318% | 0.01325% |  | 845 | 0.01033% | 0.008791% | 0.009561% |  | 845 | 5585 | 0.01325% | 0.01237%
| Feb | 5 | 5 | 846 | 551.4994 | 508.886 | 665.6624 | 0.01177% | 0.01036% | 0.01324% | 0.01326% | 4039 | 0.01314% | 0.0132% |  | 9.0454 | 20.5915 | 17.5883 |  | 846 | 542.454 | 488.2945 | 648.0741 |  | 846 | 0.01181% | 0.01036% | 0.01342% | 0.009887% | 0.01033% | 0.008791% |  | 846 | 0.01036% | 0.01342% | 846 | 4546 | 0.01331% | 5540 | 0.01318% | 0.01325% |  | 846 | 0.01033% | 0.008791% | 0.009562% |  | 846 | 4039 | 0.01325% | 0.01252%
| Feb | 5 | 6 | 847 | 561.0445 | 533.249 | 689.0868 | 0.01197% | 0.01086% | 0.0137% | 0.01326% | 4054 | 0.01314% | 0.0132% |  | 9.0447 | 20.5953 | 17.5875 |  | 847 | 551.9999 | 512.6537 | 671.4993 |  | 847 | 0.01202% | 0.01088% | 0.01391% | 0.009886% | 0.01033% | 0.00879% |  | 847 | 0.01088% | 0.01391% | 847 | 5144 | 0.01331% | 4210 | 0.01318% | 0.01325% |  | 847 | 0.01033% | 0.00879% | 0.009562% |  | 847 | 4054 | 0.01325% | 0.01253%
| Feb | 5 | 7 | 848 | 567.0796 | 543.2939 | 696.9824 | 0.0121% | 0.01106% | 0.01386% | 0.01326% | 3712 | 0.01314% | 0.0132% |  | 9.044 | 20.5991 | 17.5867 |  | 848 | 558.0356 | 522.6949 | 679.3958 |  | 848 | 0.01215% | 0.01109% | 0.01407% | 0.009885% | 0.01034% | 0.00879% |  | 848 | 0.01109% | 0.01407% | 848 | 5411 | 0.01331% | 4118 | 0.01318% | 0.01325% |  | 848 | 0.01034% | 0.00879% | 0.009563% |  | 848 | 3712 | 0.01325% | 0.01227%
| Feb | 5 | 8 | 849 | 567.4314 | 535.325 | 686.1705 | 0.01211% | 0.0109% | 0.01364% | 0.01326% | 4403 | 0.01314% | 0.0132% |  | 9.0432 | 20.6029 | 17.5859 |  | 849 | 558.3881 | 514.7221 | 668.5846 |  | 849 | 0.01215% | 0.01092% | 0.01385% | 0.009884% | 0.01034% | 0.00879% |  | 849 | 0.01092% | 0.01385% | 849 | 3230 | 0.01331% | 4099 | 0.01318% | 0.01324% |  | 849 | 0.01034% | 0.00879% | 0.009564% |  | 849 | 4403 | 0.01324% | 0.01268%
| Feb | 5 | 9 | 850 | 556.8213 | 523.5112 | 679.1375 | 0.01188% | 0.01066% | 0.0135% | 0.01326% | 5062 | 0.01314% | 0.0132% |  | 9.0425 | 20.6066 | 17.5851 |  | 850 | 547.7788 | 502.9046 | 661.5525 |  | 850 | 0.01192% | 0.01067% | 0.0137% | 0.009884% | 0.01034% | 0.008789% |  | 850 | 0.01067% | 0.0137% | 850 | 4531 | 0.01331% | 4076 | 0.01318% | 0.01324% |  | 850 | 0.01034% | 0.008789% | 0.009565% |  | 850 | 5062 | 0.01324% | 0.01263%
| Feb | 5 | 10 | 851 | 542.8089 | 513.0752 | 664.6028 | 0.01159% | 0.01045% | 0.01322% | 0.01325% | 4116 | 0.01314% | 0.0132% |  | 9.0418 | 20.6104 | 17.5842 |  | 851 | 533.7671 | 492.4648 | 647.0186 |  | 851 | 0.01162% | 0.01045% | 0.0134% | 0.009883% | 0.01034% | 0.008789% |  | 851 | 0.01045% | 0.0134% | 851 | 5944 | 0.01331% | 4186 | 0.01318% | 0.01324% |  | 851 | 0.01034% | 0.008789% | 0.009565% |  | 851 | 4116 | 0.01324% | 0.01256%
| Feb | 5 | 11 | 852 | 531.5933 | 497.1746 | 649.5055 | 0.01135% | 0.01012% | 0.01292% | 0.01325% | 4929 | 0.01314% | 0.0132% |  | 9.0411 | 20.6142 | 17.5834 |  | 852 | 522.5522 | 476.5604 | 631.922 |  | 852 | 0.01137% | 0.01011% | 0.01309% | 0.009882% | 0.01034% | 0.008788% |  | 852 | 0.01011% | 0.01309% | 852 | 4728 | 0.0133% | 4595 | 0.01318% | 0.01324% |  | 852 | 0.01034% | 0.008788% | 0.009566% |  | 852 | 4929 | 0.01324% | 0.01267%
| Feb | 5 | 12 | 853 | 524.059 | 484.0854 | 642.4163 | 0.01118% | 0.009858% | 0.01277% | 0.01325% | 4668 | 0.01314% | 0.0132% |  | 9.0403 | 20.618 | 17.5826 |  | 853 | 515.0187 | 463.4674 | 624.8336 |  | 853 | 0.01121% | 0.009837% | 0.01294% | 0.009881% | 0.01035% | 0.008788% |  | 853 | 0.009837% | 0.01294% | 853 | 1230 | 0.0133% | 3712 | 0.01318% | 0.01324% |  | 853 | 0.01035% | 0.008788% | 0.009567% |  | 853 | 4668 | 0.01324% | 0.01272%
| Feb | 5 | 13 | 854 | 522.11 | 474.1242 | 628.6223 | 0.01114% | 0.009655% | 0.0125% | 0.01325% | 4100 | 0.01314% | 0.0132% |  | 9.0396 | 20.6218 | 17.5818 |  | 854 | 513.0704 | 453.5025 | 611.0405 |  | 854 | 0.01117% | 0.009626% | 0.01265% | 0.00988% | 0.01035% | 0.008788% |  | 854 | 0.009626% | 0.01265% | 854 | 3812 | 0.0133% | 5578 | 0.01318% | 0.01324% |  | 854 | 0.01035% | 0.008788% | 0.009568% |  | 854 | 4100 | 0.01324% | 0.01255%
| Feb | 5 | 14 | 855 | 521.2585 | 472.6533 | 614.0501 | 0.01113% | 0.009625% | 0.01221% | 0.01325% | 4117 | 0.01314% | 0.01319% |  | 9.0389 | 20.6255 | 17.581 |  | 855 | 512.2196 | 452.0278 | 596.4691 |  | 855 | 0.01115% | 0.009594% | 0.01235% | 0.00988% | 0.01035% | 0.008787% |  | 855 | 0.009594% | 0.01235% | 855 | 4678 | 0.0133% | 5870 | 0.01318% | 0.01324% |  | 855 | 0.01035% | 0.008787% | 0.009568% |  | 855 | 4117 | 0.01324% | 0.01256%
| Feb | 5 | 15 | 856 | 523.8372 | 470.2794 | 609.324 | 0.01118% | 0.009577% | 0.01212% | 0.01325% | 3994 | 0.01314% | 0.01319% |  | 9.0382 | 20.6293 | 17.5802 |  | 856 | 514.7991 | 449.6501 | 591.7437 |  | 856 | 0.01121% | 0.009544% | 0.01225% | 0.009879% | 0.01035% | 0.008787% |  | 856 | 0.009544% | 0.01225% | 856 | 4102 | 0.0133% | 4005 | 0.01318% | 0.01324% |  | 856 | 0.01035% | 0.008787% | 0.009569% |  | 856 | 3994 | 0.01324% | 0.01249%
| Feb | 5 | 16 | 857 | 528.9021 | 477.6525 | 624.9933 | 0.01129% | 0.009727% | 0.01243% | 0.01325% | 5893 | 0.01314% | 0.01319% |  | 9.0374 | 20.6331 | 17.5795 |  | 857 | 519.8647 | 457.0195 | 607.4139 |  | 857 | 0.01132% | 0.0097% | 0.01258% | 0.009878% | 0.01035% | 0.008786% |  | 857 | 0.0097% | 0.01258% | 857 | 4970 | 0.01329% | 4893 | 0.01318% | 0.01324% |  | 857 | 0.01035% | 0.008786% | 0.00957% |  | 857 | 5893 | 0.01324% | 0.01221%
| Feb | 5 | 17 | 858 | 544.1404 | 495.7595 | 645.7733 | 0.01161% | 0.0101% | 0.01284% | 0.01325% | 3734 | 0.01314% | 0.01319% |  | 9.0367 | 20.6368 | 17.5787 |  | 858 | 535.1037 | 475.1227 | 628.1946 |  | 858 | 0.01165% | 0.01008% | 0.01301% | 0.009877% | 0.01035% | 0.008786% |  | 858 | 0.01008% | 0.01301% | 858 | 4507 | 0.01329% | 3639 | 0.01318% | 0.01323% |  | 858 | 0.01035% | 0.008786% | 0.009571% |  | 858 | 3734 | 0.01323% | 0.01229%
| Feb | 5 | 18 | 859 | 547.8427 | 504.7153 | 649.046 | 0.01169% | 0.01028% | 0.01291% | 0.01325% | 4763 | 0.01314% | 0.01319% |  | 9.036 | 20.6406 | 17.5779 |  | 859 | 538.8067 | 484.0747 | 631.4681 |  | 859 | 0.01173% | 0.01027% | 0.01308% | 0.009876% | 0.01036% | 0.008786% |  | 859 | 0.01027% | 0.01308% | 859 | 4902 | 0.01329% | 4120 | 0.01318% | 0.01323% |  | 859 | 0.01036% | 0.008786% | 0.009571% |  | 859 | 4763 | 0.01323% | 0.01271%
| Feb | 5 | 19 | 860 | 549.6189 | 506.5772 | 644.8825 | 0.01173% | 0.01032% | 0.01282% | 0.01324% | 3639 | 0.01313% | 0.01319% |  | 9.0353 | 20.6444 | 17.5771 |  | 860 | 540.5836 | 485.9328 | 627.3054 |  | 860 | 0.01177% | 0.01031% | 0.01299% | 0.009876% | 0.01036% | 0.008785% |  | 860 | 0.01031% | 0.01299% | 860 | 3763 | 0.01329% | 968 | 0.01317% | 0.01323% |  | 860 | 0.01036% | 0.008785% | 0.009572% |  | 860 | 3639 | 0.01323% | 0.0122%
| Feb | 5 | 20 | 861 | 549.4067 | 506.8565 | 642.2475 | 0.01173% | 0.01032% | 0.01277% | 0.01324% | 1000 | 0.01313% | 0.01319% |  | 9.0346 | 20.6482 | 17.5763 |  | 861 | 540.3721 | 486.2083 | 624.6711 |  | 861 | 0.01176% | 0.01032% | 0.01294% | 0.009875% | 0.01036% | 0.008785% |  | 861 | 0.01032% | 0.01294% | 861 | 4065 | 0.01329% | 5899 | 0.01317% | 0.01323% |  | 861 | 0.01036% | 0.008785% | 0.009573% |  | 861 | 1000 | 0.01323% | 0.009681%
| Feb | 5 | 21 | 862 | 538.7399 | 502.1552 | 634.0236 | 0.0115% | 0.01023% | 0.01261% | 0.01324% | 5565 | 0.01313% | 0.01319% |  | 9.0338 | 20.6519 | 17.5756 |  | 862 | 529.706 | 481.5033 | 616.4481 |  | 862 | 0.01153% | 0.01022% | 0.01277% | 0.009874% | 0.01036% | 0.008784% |  | 862 | 0.01022% | 0.01277% | 862 | 4592 | 0.01329% | 4064 | 0.01317% | 0.01323% |  | 862 | 0.01036% | 0.008784% | 0.009574% |  | 862 | 5565 | 0.01323% | 0.01238%
| Feb | 5 | 22 | 863 | 524.5694 | 492.0916 | 625.0027 | 0.0112% | 0.01002% | 0.01243% | 0.01324% | 4480 | 0.01313% | 0.01319% |  | 9.0331 | 20.6557 | 17.5748 |  | 863 | 515.5362 | 471.4359 | 607.4279 |  | 863 | 0.01122% | 0.01001% | 0.01258% | 0.009873% | 0.01036% | 0.008784% |  | 863 | 0.01001% | 0.01258% | 863 | 4664 | 0.01329% | 3734 | 0.01317% | 0.01323% |  | 863 | 0.01036% | 0.008784% | 0.009574% |  | 863 | 4480 | 0.01323% | 0.01269%
| Feb | 5 | 23 | 864 | 517.5859 | 487.5579 | 619.6577 | 0.01105% | 0.009928% | 0.01232% | 0.01324% | 5459 | 0.01313% | 0.01318% |  | 9.0324 | 20.6594 | 17.574 |  | 864 | 508.5535 | 466.8984 | 602.0837 |  | 864 | 0.01107% | 0.00991% | 0.01247% | 0.009873% | 0.01037% | 0.008784% |  | 864 | 0.00991% | 0.01247% | 864 | 5181 | 0.01329% | 4232 | 0.01317% | 0.01323% |  | 864 | 0.01037% | 0.008784% | 0.009575% |  | 864 | 5459 | 0.01323% | 0.01244%
| Feb | 6 | 0 | 865 | 516.754 | 487.0086 | 623.0054 | 0.01103% | 0.009917% | 0.01239% | 0.01323% | 4691 | 0.01313% | 0.01318% |  | 9.0317 | 20.6632 | 17.5732 |  | 865 | 507.7223 | 466.3454 | 605.4321 |  | 865 | 0.01105% | 0.009898% | 0.01254% | 0.009872% | 0.01037% | 0.008783% |  | 865 | 0.009898% | 0.01254% | 865 | 8154 | 0.01328% | 4880 | 0.01317% | 0.01323% |  | 865 | 0.01037% | 0.008783% | 0.009576% |  | 865 | 4691 | 0.01323% | 0.01272%
| Feb | 6 | 1 | 866 | 519.0389 | 489.5501 | 629.1193 | 0.01108% | 0.009969% | 0.01251% | 0.01323% | 5390 | 0.01313% | 0.01318% |  | 9.031 | 20.667 | 17.5725 |  | 866 | 510.008 | 468.8831 | 611.5468 |  | 866 | 0.0111% | 0.009952% | 0.01266% | 0.009871% | 0.01037% | 0.008783% |  | 866 | 0.009952% | 0.01266% | 866 | 5387 | 0.01328% | 3568 | 0.01317% | 0.01322% |  | 866 | 0.01037% | 0.008783% | 0.009577% |  | 866 | 5390 | 0.01322% | 0.01248%
| Feb | 6 | 2 | 867 | 520.9648 | 493.6928 | 635.2896 | 0.01112% | 0.01005% | 0.01263% | 0.01323% | 7256 | 0.01313% | 0.01318% |  | 9.0303 | 20.6707 | 17.5717 |  | 867 | 511.9346 | 473.0221 | 617.7178 |  | 867 | 0.01114% | 0.01004% | 0.01279% | 0.00987% | 0.01037% | 0.008783% |  | 867 | 0.01004% | 0.01279% | 867 | 4316 | 0.01328% | 5299 | 0.01317% | 0.01322% |  | 867 | 0.01037% | 0.008783% | 0.009577% |  | 867 | 7256 | 0.01322% | 0.01189%
| Feb | 6 | 3 | 868 | 530.3832 | 503.3747 | 639.5374 | 0.01132% | 0.01025% | 0.01272% | 0.01323% | 4145 | 0.01313% | 0.01318% |  | 9.0295 | 20.6745 | 17.571 |  | 868 | 521.3537 | 482.7002 | 621.9665 |  | 868 | 0.01135% | 0.01025% | 0.01288% | 0.009869% | 0.01037% | 0.008782% |  | 868 | 0.01025% | 0.01288% | 868 | 5561 | 0.01328% | 5733 | 0.01317% | 0.01322% |  | 868 | 0.01037% | 0.008782% | 0.009578% |  | 868 | 4145 | 0.01322% | 0.01258%
| Feb | 6 | 4 | 869 | 540.4032 | 517.3855 | 654.6442 | 0.01153% | 0.01054% | 0.01302% | 0.01322% | 4451 | 0.01313% | 0.01318% |  | 9.0288 | 20.6782 | 17.5702 |  | 869 | 531.3744 | 496.7073 | 637.074 |  | 869 | 0.01157% | 0.01054% | 0.01319% | 0.009869% | 0.01038% | 0.008782% |  | 869 | 0.01054% | 0.01319% | 869 | 4112 | 0.01328% | 4479 | 0.01317% | 0.01322% |  | 869 | 0.01038% | 0.008782% | 0.009579% |  | 869 | 4451 | 0.01322% | 0.01269%
| Feb | 6 | 5 | 870 | 557.0348 | 540.1101 | 673.8207 | 0.01189% | 0.011% | 0.0134% | 0.01322% | 1208 | 0.01313% | 0.01318% |  | 9.0281 | 20.682 | 17.5695 |  | 870 | 548.0067 | 519.4281 | 656.2512 |  | 870 | 0.01193% | 0.01102% | 0.01359% | 0.009868% | 0.01038% | 0.008781% |  | 870 | 0.01102% | 0.01359% | 870 | 3448 | 0.01328% | 7256 | 0.01316% | 0.01322% |  | 870 | 0.01038% | 0.008781% | 0.00958% |  | 870 | 1208 | 0.01322% | 0.009856%
| Feb | 6 | 6 | 871 | 579.4347 | 572.9261 | 699.0079 | 0.01237% | 0.01167% | 0.0139% | 0.01322% | 4749 | 0.01313% | 0.01317% |  | 9.0274 | 20.6857 | 17.5687 |  | 871 | 570.4073 | 552.2404 | 681.4392 |  | 871 | 0.01242% | 0.01172% | 0.01411% | 0.009867% | 0.01038% | 0.008781% |  | 871 | 0.01172% | 0.01411% | 871 | 4994 | 0.01328% | 4039 | 0.01316% | 0.01322% |  | 871 | 0.01038% | 0.008781% | 0.00958% |  | 871 | 4749 | 0.01322% | 0.01271%
| Feb | 6 | 7 | 872 | 589.1968 | 576.9199 | 701.221 | 0.01258% | 0.01175% | 0.01394% | 0.01322% | 4142 | 0.01312% | 0.01317% |  | 9.0267 | 20.6895 | 17.568 |  | 872 | 580.1701 | 556.2304 | 683.653 |  | 872 | 0.01263% | 0.01181% | 0.01416% | 0.009866% | 0.01038% | 0.008781% |  | 872 | 0.01181% | 0.01416% | 872 | 8096 | 0.01327% | 4054 | 0.01316% | 0.01322% |  | 872 | 0.01038% | 0.008781% | 0.009581% |  | 872 | 4142 | 0.01322% | 0.01258%
| Feb | 6 | 8 | 873 | 579.6286 | 553.8882 | 670.5855 | 0.01237% | 0.01128% | 0.01333% | 0.01322% | 3568 | 0.01312% | 0.01317% |  | 9.026 | 20.6932 | 17.5673 |  | 873 | 570.6026 | 533.1949 | 653.0182 |  | 873 | 0.01242% | 0.01132% | 0.01352% | 0.009865% | 0.01038% | 0.00878% |  | 873 | 0.01132% | 0.01352% | 873 | 4896 | 0.01327% | 4355 | 0.01316% | 0.01322% |  | 873 | 0.01038% | 0.00878% | 0.009582% |  | 873 | 3568 | 0.01322% | 0.01214%
| Feb | 6 | 9 | 874 | 553.5856 | 538.8067 | 645.0325 | 0.01182% | 0.01097% | 0.01283% | 0.01322% | 1039 | 0.01312% | 0.01317% |  | 9.0252 | 20.697 | 17.5665 |  | 874 | 544.5604 | 518.1097 | 627.466 |  | 874 | 0.01185% | 0.011% | 0.01299% | 0.009865% | 0.01039% | 0.00878% |  | 874 | 0.011% | 0.01299% | 874 | 4945 | 0.01327% | 4618 | 0.01316% | 0.01321% |  | 874 | 0.01039% | 0.00878% | 0.009583% |  | 874 | 1039 | 0.01321% | 0.009713%
| Feb | 6 | 10 | 875 | 527.2068 | 521.1373 | 624.2807 | 0.01125% | 0.01061% | 0.01241% | 0.01321% | 5119 | 0.01312% | 0.01317% |  | 9.0245 | 20.7007 | 17.5658 |  | 875 | 518.1822 | 500.4365 | 606.7149 |  | 875 | 0.01128% | 0.01062% | 0.01256% | 0.009864% | 0.01039% | 0.00878% |  | 875 | 0.01062% | 0.01256% | 875 | 5580 | 0.01326% | 5585 | 0.01316% | 0.01321% |  | 875 | 0.01039% | 0.00878% | 0.009583% |  | 875 | 5119 | 0.01321% | 0.01261%
| Feb | 6 | 11 | 876 | 515.3202 | 500.7029 | 608.1799 | 0.011% | 0.0102% | 0.01209% | 0.01321% | 4845 | 0.01312% | 0.01317% |  | 9.0238 | 20.7045 | 17.5651 |  | 876 | 506.2964 | 479.9984 | 590.6149 |  | 876 | 0.01102% | 0.01019% | 0.01223% | 0.009863% | 0.01039% | 0.008779% |  | 876 | 0.01019% | 0.01223% | 876 | 4571 | 0.01326% | 1472 | 0.01316% | 0.01321% |  | 876 | 0.01039% | 0.008779% | 0.009584% |  | 876 | 4845 | 0.01321% | 0.01269%
| Feb | 6 | 12 | 877 | 508.8891 | 487.4555 | 594.8174 | 0.01086% | 0.009926% | 0.01183% | 0.01321% | 4714 | 0.01312% | 0.01317% |  | 9.0231 | 20.7082 | 17.5643 |  | 877 | 499.866 | 466.7472 | 577.253 |  | 877 | 0.01088% | 0.009907% | 0.01195% | 0.009862% | 0.01039% | 0.008779% |  | 877 | 0.009907% | 0.01195% | 877 | 5264 | 0.01326% | 4429 | 0.01316% | 0.01321% |  | 877 | 0.01039% | 0.008779% | 0.009585% |  | 877 | 4714 | 0.01321% | 0.01271%
| Feb | 6 | 13 | 878 | 503.8753 | 480.8457 | 583.4709 | 0.01075% | 0.009792% | 0.0116% | 0.01321% | 3969 | 0.01312% | 0.01316% |  | 9.0224 | 20.712 | 17.5636 |  | 878 | 494.8529 | 460.1337 | 565.9073 |  | 878 | 0.01077% | 0.009766% | 0.01172% | 0.009862% | 0.01039% | 0.008778% |  | 878 | 0.009766% | 0.01172% | 878 | 5158 | 0.01326% | 3994 | 0.01316% | 0.01321% |  | 878 | 0.01039% | 0.008778% | 0.009586% |  | 878 | 3969 | 0.01321% | 0.01248%
| Feb | 6 | 14 | 879 | 503.373 | 483.1079 | 574.7032 | 0.01074% | 0.009838% | 0.01143% | 0.01321% | 5611 | 0.01312% | 0.01316% |  | 9.0217 | 20.7157 | 17.5629 |  | 879 | 494.3514 | 462.3922 | 557.1403 |  | 879 | 0.01076% | 0.009814% | 0.01154% | 0.009861% | 0.01039% | 0.008778% |  | 879 | 0.009814% | 0.01154% | 879 | 5337 | 0.01326% | 4116 | 0.01316% | 0.01321% |  | 879 | 0.01039% | 0.008778% | 0.009586% |  | 879 | 5611 | 0.01321% | 0.01236%
| Feb | 6 | 15 | 880 | 516.3755 | 481.4508 | 568.7205 | 0.01102% | 0.009804% | 0.01131% | 0.01321% | 4605 | 0.01312% | 0.01316% |  | 9.021 | 20.7195 | 17.5622 |  | 880 | 507.3546 | 460.7314 | 551.1583 |  | 880 | 0.01104% | 0.009779% | 0.01141% | 0.00986% | 0.0104% | 0.008778% |  | 880 | 0.009779% | 0.01141% | 880 | 3778 | 0.01325% | 4100 | 0.01316% | 0.0132% |  | 880 | 0.0104% | 0.008778% | 0.009587% |  | 880 | 4605 | 0.0132% | 0.01271%
| Feb | 6 | 16 | 881 | 533.1603 | 493.4508 | 584.8775 | 0.01138% | 0.01005% | 0.01163% | 0.01321% | 989 | 0.01312% | 0.01316% |  | 9.0202 | 20.7232 | 17.5615 |  | 881 | 524.14 | 472.7276 | 567.316 |  | 881 | 0.01141% | 0.01003% | 0.01175% | 0.009859% | 0.0104% | 0.008777% |  | 881 | 0.01003% | 0.01175% | 881 | 4971 | 0.01325% | 1471 | 0.01316% | 0.0132% |  | 881 | 0.0104% | 0.008777% | 0.009588% |  | 881 | 989 | 0.0132% | 0.009673%
| Feb | 6 | 17 | 882 | 560.6314 | 510.6641 | 619.517 | 0.01197% | 0.0104% | 0.01232% | 0.0132% | 1160 | 0.01312% | 0.01316% |  | 9.0195 | 20.7269 | 17.5608 |  | 882 | 551.6119 | 489.9371 | 601.9563 |  | 882 | 0.01201% | 0.0104% | 0.01247% | 0.009858% | 0.0104% | 0.008777% |  | 882 | 0.0104% | 0.01247% | 882 | 4450 | 0.01325% | 5893 | 0.01316% | 0.0132% |  | 882 | 0.0104% | 0.008777% | 0.009589% |  | 882 | 1160 | 0.0132% | 0.009814%
| Feb | 6 | 18 | 883 | 570.1282 | 519.0147 | 638.5435 | 0.01217% | 0.01057% | 0.0127% | 0.0132% | 3895 | 0.01312% | 0.01316% |  | 9.0188 | 20.7307 | 17.5601 |  | 883 | 561.1093 | 498.284 | 620.9834 |  | 883 | 0.01221% | 0.01058% | 0.01286% | 0.009858% | 0.0104% | 0.008777% |  | 883 | 0.01058% | 0.01286% | 883 | 4256 | 0.01325% | 4117 | 0.01316% | 0.0132% |  | 883 | 0.0104% | 0.008777% | 0.009589% |  | 883 | 3895 | 0.0132% | 0.01242%
| Feb | 6 | 19 | 884 | 575.3911 | 519.4057 | 648.7834 | 0.01228% | 0.01058% | 0.0129% | 0.0132% | 5111 | 0.01312% | 0.01316% |  | 9.0181 | 20.7344 | 17.5594 |  | 884 | 566.373 | 498.6713 | 631.224 |  | 884 | 0.01233% | 0.01058% | 0.01307% | 0.009857% | 0.0104% | 0.008776% |  | 884 | 0.01058% | 0.01307% | 884 | 8170 | 0.01325% | 3587 | 0.01315% | 0.0132% |  | 884 | 0.0104% | 0.008776% | 0.00959% |  | 884 | 5111 | 0.0132% | 0.01261%
| Feb | 6 | 20 | 885 | 573.7821 | 519.443 | 651.7091 | 0.01225% | 0.01058% | 0.01296% | 0.0132% | 4675 | 0.01312% | 0.01316% |  | 9.0174 | 20.7381 | 17.5587 |  | 885 | 564.7647 | 498.7048 | 634.1504 |  | 885 | 0.01229% | 0.01058% | 0.01313% | 0.009856% | 0.01041% | 0.008776% |  | 885 | 0.01058% | 0.01313% | 885 | 5458 | 0.01324% | 891 | 0.01315% | 0.0132% |  | 885 | 0.01041% | 0.008776% | 0.009591% |  | 885 | 4675 | 0.0132% | 0.01272%
| Feb | 6 | 21 | 886 | 568.9182 | 512.405 | 645.4264 | 0.01214% | 0.01043% | 0.01283% | 0.01319% | 4977 | 0.01312% | 0.01316% |  | 9.0167 | 20.7419 | 17.558 |  | 886 | 559.9015 | 491.6631 | 627.8684 |  | 886 | 0.01219% | 0.01044% | 0.013% | 0.009855% | 0.01041% | 0.008776% |  | 886 | 0.01044% | 0.013% | 886 | 5628 | 0.01324% | 4739 | 0.01315% | 0.0132% |  | 886 | 0.01041% | 0.008776% | 0.009592% |  | 886 | 4977 | 0.0132% | 0.01266%
| Feb | 6 | 22 | 887 | 562.2604 | 497.7425 | 636.7899 | 0.012% | 0.01014% | 0.01266% | 0.01319% | 5634 | 0.01311% | 0.01315% |  | 9.016 | 20.7456 | 17.5573 |  | 887 | 553.2444 | 476.9969 | 619.2326 |  | 887 | 0.01204% | 0.01012% | 0.01282% | 0.009855% | 0.01041% | 0.008775% |  | 887 | 0.01012% | 0.01282% | 887 | 4293 | 0.01324% | 4403 | 0.01315% | 0.0132% |  | 887 | 0.01041% | 0.008775% | 0.009592% |  | 887 | 5634 | 0.0132% | 0.01234%
| Feb | 6 | 23 | 888 | 563.1991 | 485.696 | 634.5769 | 0.01202% | 0.00989% | 0.01262% | 0.01319% | 4380 | 0.01311% | 0.01315% |  | 9.0153 | 20.7493 | 17.5566 |  | 888 | 554.1838 | 464.9466 | 617.0203 |  | 888 | 0.01206% | 0.009868% | 0.01278% | 0.009854% | 0.01041% | 0.008775% |  | 888 | 0.009868% | 0.01278% | 888 | 5492 | 0.01324% | 4145 | 0.01314% | 0.01319% |  | 888 | 0.01041% | 0.008775% | 0.009593% |  | 888 | 4380 | 0.01319% | 0.01267%
| Feb | 7 | 0 | 889 | 568.9819 | 484.6998 | 637.8777 | 0.01214% | 0.00987% | 0.01268% | 0.01319% | 5013 | 0.01311% | 0.01315% |  | 9.0146 | 20.7531 | 17.5559 |  | 889 | 559.9674 | 463.9468 | 620.3218 |  | 889 | 0.01219% | 0.009847% | 0.01285% | 0.009853% | 0.01041% | 0.008775% |  | 889 | 0.009847% | 0.01285% | 889 | 5655 | 0.01324% | 5565 | 0.01314% | 0.01319% |  | 889 | 0.01041% | 0.008775% | 0.009594% |  | 889 | 5013 | 0.01319% | 0.01265%
| Feb | 7 | 1 | 890 | 575.7203 | 483.35 | 643.4853 | 0.01229% | 0.009843% | 0.0128% | 0.01319% | 5723 | 0.01311% | 0.01315% |  | 9.0138 | 20.7568 | 17.5552 |  | 890 | 566.7065 | 462.5932 | 625.93 |  | 890 | 0.01234% | 0.009818% | 0.01296% | 0.009852% | 0.01042% | 0.008774% |  | 890 | 0.009818% | 0.01296% | 890 | 4972 | 0.01324% | 3895 | 0.01314% | 0.01319% |  | 890 | 0.01042% | 0.008774% | 0.009595% |  | 890 | 5723 | 0.01319% | 0.0123%
| Feb | 7 | 2 | 891 | 586.8211 | 482.7728 | 652.5812 | 0.01252% | 0.009831% | 0.01298% | 0.01319% | 4481 | 0.01311% | 0.01315% |  | 9.0131 | 20.7605 | 17.5545 |  | 891 | 577.808 | 462.0123 | 635.0266 |  | 891 | 0.01258% | 0.009806% | 0.01315% | 0.009851% | 0.01042% | 0.008774% |  | 891 | 0.009806% | 0.01315% | 891 | 5993 | 0.01324% | 1422 | 0.01314% | 0.01319% |  | 891 | 0.01042% | 0.008774% | 0.009595% |  | 891 | 4481 | 0.01319% | 0.01269%
| Feb | 7 | 3 | 892 | 603.5418 | 485.426 | 658.8171 | 0.01288% | 0.009885% | 0.0131% | 0.01319% | 4121 | 0.01311% | 0.01315% |  | 9.0124 | 20.7642 | 17.5539 |  | 892 | 594.5293 | 464.6618 | 641.2632 |  | 892 | 0.01294% | 0.009862% | 0.01328% | 0.009851% | 0.01042% | 0.008774% |  | 892 | 0.009862% | 0.01328% | 892 | 5397 | 0.01324% | 3969 | 0.01314% | 0.01319% |  | 892 | 0.01042% | 0.008774% | 0.009596% |  | 892 | 4121 | 0.01319% | 0.01257%
| Feb | 7 | 4 | 893 | 617.1771 | 495.7316 | 674.2708 | 0.01317% | 0.01009% | 0.01341% | 0.01319% | 4738 | 0.01311% | 0.01315% |  | 9.0117 | 20.7679 | 17.5532 |  | 893 | 608.1654 | 474.9637 | 656.7176 |  | 893 | 0.01324% | 0.01008% | 0.0136% | 0.00985% | 0.01042% | 0.008773% |  | 893 | 0.01008% | 0.0136% | 893 | 4408 | 0.01324% | 5062 | 0.01314% | 0.01319% |  | 893 | 0.01042% | 0.008773% | 0.009597% |  | 893 | 4738 | 0.01319% | 0.01271%
| Feb | 7 | 5 | 894 | 640.2117 | 515.5143 | 698.5578 | 0.01366% | 0.0105% | 0.01389% | 0.01319% | 3587 | 0.01311% | 0.01315% |  | 9.011 | 20.7717 | 17.5525 |  | 894 | 631.2007 | 494.7427 | 681.0053 |  | 894 | 0.01374% | 0.0105% | 0.0141% | 0.009849% | 0.01042% | 0.008773% |  | 894 | 0.0105% | 0.0141% | 894 | 5205 | 0.01324% | 4668 | 0.01314% | 0.01319% |  | 894 | 0.01042% | 0.008773% | 0.009598% |  | 894 | 3587 | 0.01319% | 0.01216%
| Feb | 7 | 6 | 895 | 669.7599 | 537.4662 | 724.0921 | 0.01429% | 0.01094% | 0.0144% | 0.01318% | 1278 | 0.0131% | 0.01314% |  | 9.0103 | 20.7754 | 17.5519 |  | 895 | 660.7496 | 516.6908 | 706.5402 |  | 895 | 0.01438% | 0.01097% | 0.01463% | 0.009848% | 0.01042% | 0.008773% |  | 895 | 0.01097% | 0.01463% | 895 | 4857 | 0.01324% | 4929 | 0.01314% | 0.01319% |  | 895 | 0.01042% | 0.008773% | 0.009599% |  | 895 | 1278 | 0.01319% | 0.009917%
| Feb | 7 | 7 | 896 | 668.2544 | 541.3389 | 729.709 | 0.01426% | 0.01102% | 0.01451% | 0.01318% | 4573 | 0.0131% | 0.01314% |  | 9.0096 | 20.7791 | 17.5512 |  | 896 | 659.2448 | 520.5598 | 712.1578 |  | 896 | 0.01435% | 0.01105% | 0.01475% | 0.009848% | 0.01043% | 0.008772% |  | 896 | 0.01105% | 0.01475% | 896 | 4209 | 0.01323% | 4142 | 0.01314% | 0.01319% |  | 896 | 0.01043% | 0.008772% | 0.009599% |  | 896 | 4573 | 0.01319% | 0.01271%
| Feb | 7 | 8 | 897 | 649.0563 | 529.0131 | 702.3931 | 0.01385% | 0.01077% | 0.01397% | 0.01318% | 5317 | 0.0131% | 0.01314% |  | 9.0089 | 20.7828 | 17.5506 |  | 897 | 640.0474 | 508.2303 | 684.8426 |  | 897 | 0.01393% | 0.01079% | 0.01418% | 0.009847% | 0.01043% | 0.008772% |  | 897 | 0.01079% | 0.01418% | 897 | 3800 | 0.01323% | 5459 | 0.01314% | 0.01318% |  | 897 | 0.01043% | 0.008772% | 0.0096% |  | 897 | 5317 | 0.01318% | 0.01252%
| Feb | 7 | 9 | 898 | 635.3571 | 520.2622 | 667.9036 | 0.01356% | 0.01059% | 0.01328% | 0.01318% | 5134 | 0.0131% | 0.01314% |  | 9.0082 | 20.7865 | 17.5499 |  | 898 | 626.3489 | 499.4757 | 650.3537 |  | 898 | 0.01363% | 0.0106% | 0.01347% | 0.009846% | 0.01043% | 0.008772% |  | 898 | 0.0106% | 0.01347% | 898 | 5304 | 0.01323% | 1425 | 0.01314% | 0.01318% |  | 898 | 0.01043% | 0.008772% | 0.009601% |  | 898 | 5134 | 0.01318% | 0.0126%
| Feb | 7 | 10 | 899 | 626.2227 | 512.5074 | 638.6091 | 0.01337% | 0.01044% | 0.0127% | 0.01318% | 4088 | 0.0131% | 0.01314% |  | 9.0075 | 20.7902 | 17.5492 |  | 899 | 617.2152 | 491.7171 | 621.0599 |  | 899 | 0.01344% | 0.01044% | 0.01286% | 0.009845% | 0.01043% | 0.008771% |  | 899 | 0.01044% | 0.01286% | 899 | 4823 | 0.01323% | 3112 | 0.01314% | 0.01318% |  | 899 | 0.01043% | 0.008771% | 0.009602% |  | 899 | 4088 | 0.01318% | 0.01255%
| Feb | 7 | 11 | 900 | 618.4988 | 504.706 | 615.6442 | 0.0132% | 0.01028% | 0.01224% | 0.01318% | 956 | 0.0131% | 0.01314% |  | 9.0068 | 20.794 | 17.5486 |  | 900 | 609.4921 | 483.912 | 598.0956 |  | 900 | 0.01327% | 0.01027% | 0.01239% | 0.009845% | 0.01043% | 0.008771% |  | 900 | 0.01027% | 0.01239% | 900 | 5365 | 0.01323% | 4480 | 0.01314% | 0.01318% |  | 900 | 0.01043% | 0.008771% | 0.009602% |  | 900 | 956 | 0.01318% | 0.009646%
| Feb | 7 | 12 | 901 | 601.7352 | 502.8441 | 604.0446 | 0.01284% | 0.01024% | 0.01201% | 0.01318% | 4578 | 0.0131% | 0.01314% |  | 9.0061 | 20.7977 | 17.548 |  | 901 | 592.7291 | 482.0464 | 586.4966 |  | 901 | 0.0129% | 0.01023% | 0.01215% | 0.009844% | 0.01044% | 0.008771% |  | 901 | 0.01023% | 0.01215% | 901 | 5016 | 0.01323% | 1377 | 0.01314% | 0.01318% |  | 901 | 0.01044% | 0.008771% | 0.009603% |  | 901 | 4578 | 0.01318% | 0.01271%
| Feb | 7 | 13 | 902 | 596.3746 | 499.6882 | 591.526 | 0.01273% | 0.01018% | 0.01176% | 0.01318% | 892 | 0.0131% | 0.01314% |  | 9.0054 | 20.8014 | 17.5473 |  | 902 | 587.3693 | 478.8868 | 573.9786 |  | 902 | 0.01279% | 0.01016% | 0.01189% | 0.009843% | 0.01044% | 0.00877% |  | 902 | 0.01016% | 0.01189% | 902 | 4269 | 0.01323% | 5390 | 0.01314% | 0.01318% |  | 902 | 0.01044% | 0.00877% | 0.009604% |  | 902 | 892 | 0.01318% | 0.009596%
| Feb | 7 | 14 | 903 | 599.0291 | 493.0225 | 590.3726 | 0.01278% | 0.01004% | 0.01174% | 0.01318% | 4856 | 0.0131% | 0.01314% |  | 9.0047 | 20.8051 | 17.5467 |  | 903 | 590.0244 | 472.2175 | 572.8259 |  | 903 | 0.01284% | 0.01002% | 0.01186% | 0.009842% | 0.01044% | 0.00877% |  | 903 | 0.01002% | 0.01186% | 903 | 4806 | 0.01322% | 1545 | 0.01313% | 0.01318% |  | 903 | 0.01044% | 0.00877% | 0.009605% |  | 903 | 4856 | 0.01318% | 0.01269%
| Feb | 7 | 15 | 904 | 602.5384 | 484.8488 | 593.092 | 0.01286% | 0.009873% | 0.01179% | 0.01318% | 5445 | 0.0131% | 0.01314% |  | 9.004 | 20.8088 | 17.546 |  | 904 | 593.5344 | 464.04 | 575.5459 |  | 904 | 0.01292% | 0.009849% | 0.01192% | 0.009841% | 0.01044% | 0.00877% |  | 904 | 0.009849% | 0.01192% | 904 | 3949 | 0.01322% | 4763 | 0.01313% | 0.01318% |  | 904 | 0.01044% | 0.00877% | 0.009605% |  | 904 | 5445 | 0.01318% | 0.01245%
| Feb | 7 | 16 | 905 | 608.2902 | 484.1506 | 613.9001 | 0.01298% | 0.009859% | 0.01221% | 0.01318% | 1663 | 0.0131% | 0.01314% |  | 9.0032 | 20.8125 | 17.5454 |  | 905 | 599.287 | 463.3381 | 596.3546 |  | 905 | 0.01305% | 0.009834% | 0.01235% | 0.009841% | 0.01044% | 0.008769% |  | 905 | 0.009834% | 0.01235% | 905 | 5656 | 0.01322% | 4451 | 0.01313% | 0.01318% |  | 905 | 0.01044% | 0.008769% | 0.009606% |  | 905 | 1663 | 0.01318% | 0.01024%
| Feb | 7 | 17 | 906 | 617.0278 | 497.9287 | 634.1737 | 0.01317% | 0.01014% | 0.01261% | 0.01317% | 4434 | 0.0131% | 0.01313% |  | 9.0025 | 20.8162 | 17.5448 |  | 906 | 608.0252 | 477.1125 | 616.6289 |  | 906 | 0.01324% | 0.01013% | 0.01277% | 0.00984% | 0.01044% | 0.008769% |  | 906 | 0.01013% | 0.01277% | 906 | 5774 | 0.01322% | 979 | 0.01313% | 0.01318% |  | 906 | 0.01044% | 0.008769% | 0.009607% |  | 906 | 4434 | 0.01318% | 0.01268%
| Feb | 7 | 18 | 907 | 615.0599 | 497.4911 | 637.9339 | 0.01313% | 0.01013% | 0.01269% | 0.01317% | 5746 | 0.0131% | 0.01313% |  | 9.0018 | 20.8199 | 17.5442 |  | 907 | 606.058 | 476.6712 | 620.3898 |  | 907 | 0.01319% | 0.01012% | 0.01285% | 0.009839% | 0.01045% | 0.008769% |  | 907 | 0.01012% | 0.01285% | 907 | 5072 | 0.01322% | 885 | 0.01313% | 0.01317% |  | 907 | 0.01045% | 0.008769% | 0.009608% |  | 907 | 5746 | 0.01317% | 0.01228%
| Feb | 7 | 19 | 908 | 606.6635 | 500.3957 | 636.2179 | 0.01295% | 0.01019% | 0.01265% | 0.01317% | 4478 | 0.01309% | 0.01313% |  | 9.0011 | 20.8236 | 17.5435 |  | 908 | 597.6623 | 479.5721 | 618.6744 |  | 908 | 0.01301% | 0.01018% | 0.01281% | 0.009838% | 0.01045% | 0.008768% |  | 908 | 0.01018% | 0.01281% | 908 | 5778 | 0.01321% | 4691 | 0.01313% | 0.01317% |  | 908 | 0.01045% | 0.008768% | 0.009609% |  | 908 | 4478 | 0.01317% | 0.01269%
| Feb | 7 | 20 | 909 | 600.2183 | 494.9682 | 635.1958 | 0.01281% | 0.01008% | 0.01263% | 0.01317% | 3958 | 0.01309% | 0.01313% |  | 9.0004 | 20.8273 | 17.5429 |  | 909 | 591.2179 | 474.1409 | 617.6529 |  | 909 | 0.01287% | 0.01006% | 0.01279% | 0.009838% | 0.01045% | 0.008768% |  | 909 | 0.01006% | 0.01279% | 909 | 4734 | 0.01321% | 5611 | 0.01313% | 0.01317% |  | 909 | 0.01045% | 0.008768% | 0.009609% |  | 909 | 3958 | 0.01317% | 0.01247%
| Feb | 7 | 21 | 910 | 584.3036 | 487.3717 | 621.6082 | 0.01247% | 0.009925% | 0.01236% | 0.01317% | 3665 | 0.01309% | 0.01313% |  | 8.9997 | 20.831 | 17.5423 |  | 910 | 575.3038 | 466.5407 | 604.0658 |  | 910 | 0.01252% | 0.009902% | 0.01251% | 0.009837% | 0.01045% | 0.008768% |  | 910 | 0.009902% | 0.01251% | 910 | 4759 | 0.01321% | 3665 | 0.01313% | 0.01317% |  | 910 | 0.01045% | 0.008768% | 0.00961% |  | 910 | 3665 | 0.01317% | 0.01223%
| Feb | 7 | 22 | 911 | 567.889 | 480.3151 | 604.9917 | 0.01212% | 0.009781% | 0.01203% | 0.01317% | 3714 | 0.01309% | 0.01313% |  | 8.999 | 20.8347 | 17.5417 |  | 911 | 558.89 | 459.4804 | 587.45 |  | 911 | 0.01217% | 0.009752% | 0.01217% | 0.009836% | 0.01045% | 0.008768% |  | 911 | 0.009752% | 0.01217% | 911 | 3970 | 0.01321% | 3637 | 0.01313% | 0.01317% |  | 911 | 0.01045% | 0.008768% | 0.009611% |  | 911 | 3714 | 0.01317% | 0.01227%
| Feb | 7 | 23 | 912 | 560.9991 | 473.3236 | 595.1081 | 0.01197% | 0.009639% | 0.01183% | 0.01316% | 3637 | 0.01309% | 0.01313% |  | 8.9983 | 20.8384 | 17.5411 |  | 912 | 552.0007 | 452.4852 | 577.567 |  | 912 | 0.01202% | 0.009604% | 0.01196% | 0.009835% | 0.01046% | 0.008767% |  | 912 | 0.009604% | 0.01196% | 912 | 4233 | 0.01321% | 1568 | 0.01313% | 0.01317% |  | 912 | 0.01046% | 0.008767% | 0.009612% |  | 912 | 3637 | 0.01317% | 0.0122%
| Feb | 8 | 0 | 913 | 556.9179 | 470.4749 | 593.6546 | 0.01189% | 0.009581% | 0.0118% | 0.01316% | 4642 | 0.01308% | 0.01312% |  | 8.9976 | 20.8421 | 17.5405 |  | 913 | 547.9203 | 449.6328 | 576.1141 |  | 913 | 0.01193% | 0.009543% | 0.01193% | 0.009835% | 0.01046% | 0.008767% |  | 913 | 0.009543% | 0.01193% | 913 | 5194 | 0.01321% | 5634 | 0.01313% | 0.01317% |  | 913 | 0.01046% | 0.008767% | 0.009612% |  | 913 | 4642 | 0.01317% | 0.01271%
| Feb | 8 | 1 | 914 | 558.2143 | 466.0901 | 592.5012 | 0.01191% | 0.009491% | 0.01178% | 0.01316% | 5628 | 0.01308% | 0.01312% |  | 8.9969 | 20.8458 | 17.5399 |  | 914 | 549.2174 | 445.2444 | 574.9613 |  | 914 | 0.01196% | 0.00945% | 0.01191% | 0.009834% | 0.01046% | 0.008767% |  | 914 | 0.00945% | 0.01191% | 914 | 4333 | 0.01321% | 4121 | 0.01312% | 0.01317% |  | 914 | 0.01046% | 0.008767% | 0.009613% |  | 914 | 5628 | 0.01317% | 0.01235%
| Feb | 8 | 2 | 915 | 561.6608 | 467.4307 | 595.8301 | 0.01199% | 0.009519% | 0.01185% | 0.01316% | 3735 | 0.01308% | 0.01312% |  | 8.9962 | 20.8495 | 17.5393 |  | 915 | 552.6645 | 446.5812 | 578.2908 |  | 915 | 0.01203% | 0.009479% | 0.01198% | 0.009833% | 0.01046% | 0.008766% |  | 915 | 0.009479% | 0.01198% | 915 | 3758 | 0.01321% | 5723 | 0.01312% | 0.01316% |  | 915 | 0.01046% | 0.008766% | 0.009614% |  | 915 | 3735 | 0.01316% | 0.01229%
| Feb | 8 | 3 | 916 | 572.9828 | 470.0653 | 600.9126 | 0.01223% | 0.009572% | 0.01195% | 0.01316% | 5924 | 0.01308% | 0.01312% |  | 8.9955 | 20.8532 | 17.5387 |  | 916 | 563.9873 | 449.2121 | 583.3739 |  | 916 | 0.01228% | 0.009534% | 0.01208% | 0.009832% | 0.01046% | 0.008766% |  | 916 | 0.009534% | 0.01208% | 916 | 4656 | 0.0132% | 4749 | 0.01312% | 0.01316% |  | 916 | 0.01046% | 0.008766% | 0.009615% |  | 916 | 5924 | 0.01316% | 0.0122%
| Feb | 8 | 4 | 917 | 582.4555 | 476.6844 | 614.2751 | 0.01243% | 0.009707% | 0.01221% | 0.01316% | 969 | 0.01308% | 0.01312% |  | 8.9948 | 20.8568 | 17.5381 |  | 917 | 573.4607 | 455.8275 | 596.7371 |  | 917 | 0.01248% | 0.009675% | 0.01236% | 0.009831% | 0.01047% | 0.008766% |  | 917 | 0.009675% | 0.01236% | 917 | 5240 | 0.0132% | 3714 | 0.01312% | 0.01316% |  | 917 | 0.01047% | 0.008766% | 0.009616% |  | 917 | 969 | 0.01316% | 0.009657%
| Feb | 8 | 5 | 918 | 603.8535 | 492.7898 | 636.1148 | 0.01289% | 0.01003% | 0.01265% | 0.01316% | 4553 | 0.01308% | 0.01312% |  | 8.9941 | 20.8605 | 17.5375 |  | 918 | 594.8594 | 471.9293 | 618.5772 |  | 918 | 0.01295% | 0.01002% | 0.01281% | 0.009831% | 0.01047% | 0.008765% |  | 918 | 0.01002% | 0.01281% | 918 | 4615 | 0.0132% | 5119 | 0.01312% | 0.01316% |  | 918 | 0.01047% | 0.008765% | 0.009616% |  | 918 | 4553 | 0.01316% | 0.01271%
| Feb | 8 | 6 | 919 | 632.0565 | 516.1753 | 665.0248 | 0.01349% | 0.01051% | 0.01322% | 0.01316% | 1159 | 0.01308% | 0.01312% |  | 8.9934 | 20.8642 | 17.5369 |  | 919 | 623.0631 | 495.3111 | 647.4879 |  | 919 | 0.01356% | 0.01051% | 0.01341% | 0.00983% | 0.01047% | 0.008765% |  | 919 | 0.01051% | 0.01341% | 919 | 3235 | 0.0132% | 4380 | 0.01312% | 0.01316% |  | 919 | 0.01047% | 0.008765% | 0.009617% |  | 919 | 1159 | 0.01316% | 0.009814%
| Feb | 8 | 7 | 920 | 636.0418 | 519.6198 | 673.0798 | 0.01357% | 0.01058% | 0.01338% | 0.01316% | 5512 | 0.01308% | 0.01312% |  | 8.9927 | 20.8679 | 17.5363 |  | 920 | 627.0491 | 498.7519 | 655.5435 |  | 920 | 0.01365% | 0.01059% | 0.01358% | 0.009829% | 0.01047% | 0.008765% |  | 920 | 0.01059% | 0.01358% | 920 | 5943 | 0.0132% | 4845 | 0.01312% | 0.01316% |  | 920 | 0.01047% | 0.008765% | 0.009618% |  | 920 | 5512 | 0.01316% | 0.01241%
| Feb | 8 | 8 | 921 | 627.7469 | 503.9054 | 655.5819 | 0.0134% | 0.01026% | 0.01304% | 0.01315% | 5948 | 0.01308% | 0.01312% |  | 8.992 | 20.8716 | 17.5358 |  | 921 | 618.7549 | 483.0338 | 638.0461 |  | 921 | 0.01347% | 0.01025% | 0.01321% | 0.009828% | 0.01047% | 0.008765% |  | 921 | 0.01025% | 0.01321% | 921 | 3930 | 0.01319% | 4714 | 0.01312% | 0.01316% |  | 921 | 0.01047% | 0.008765% | 0.009619% |  | 921 | 5948 | 0.01316% | 0.01218%
| Feb | 8 | 9 | 922 | 622.2616 | 492.9201 | 638.581 | 0.01328% | 0.01004% | 0.0127% | 0.01315% | 4112 | 0.01308% | 0.01311% |  | 8.9913 | 20.8753 | 17.5352 |  | 922 | 613.2703 | 472.0449 | 621.0458 |  | 922 | 0.01335% | 0.01002% | 0.01286% | 0.009828% | 0.01047% | 0.008764% |  | 922 | 0.01002% | 0.01286% | 922 | 4172 | 0.01319% | 4605 | 0.01312% | 0.01316% |  | 922 | 0.01047% | 0.008764% | 0.009619% |  | 922 | 4112 | 0.01316% | 0.01256%
| Feb | 8 | 10 | 923 | 617.1021 | 484.7743 | 622.1989 | 0.01317% | 0.009872% | 0.01237% | 0.01315% | 4459 | 0.01308% | 0.01311% |  | 8.9906 | 20.8789 | 17.5346 |  | 923 | 608.1115 | 463.8954 | 604.6643 |  | 923 | 0.01324% | 0.009846% | 0.01252% | 0.009827% | 0.01048% | 0.008764% |  | 923 | 0.009846% | 0.01252% | 923 | 5557 | 0.01319% | 970 | 0.01312% | 0.01315% |  | 923 | 0.01048% | 0.008764% | 0.00962% |  | 923 | 4459 | 0.01315% | 0.01269%
| Feb | 8 | 11 | 924 | 609.1355 | 470.0281 | 610.9744 | 0.013% | 0.009571% | 0.01215% | 0.01315% | 5485 | 0.01307% | 0.01311% |  | 8.9899 | 20.8826 | 17.5341 |  | 924 | 600.1456 | 449.1454 | 593.4403 |  | 924 | 0.01306% | 0.009533% | 0.01229% | 0.009826% | 0.01048% | 0.008764% |  | 924 | 0.009533% | 0.01229% | 924 | 4995 | 0.01319% | 4088 | 0.01312% | 0.01315% |  | 924 | 0.01048% | 0.008764% | 0.009621% |  | 924 | 5485 | 0.01315% | 0.01243%
| Feb | 8 | 12 | 925 | 596.8478 | 460.5417 | 598.4089 | 0.01274% | 0.009378% | 0.0119% | 0.01315% | 3918 | 0.01307% | 0.01311% |  | 8.9892 | 20.8863 | 17.5335 |  | 925 | 587.8586 | 439.6554 | 580.8754 |  | 925 | 0.0128% | 0.009332% | 0.01203% | 0.009825% | 0.01048% | 0.008763% |  | 925 | 0.009332% | 0.01203% | 925 | 4921 | 0.01319% | 3735 | 0.01312% | 0.01315% |  | 925 | 0.01048% | 0.008763% | 0.009622% |  | 925 | 3918 | 0.01315% | 0.01244%
| Feb | 8 | 13 | 926 | 593.6945 | 450.3943 | 591.3759 | 0.01267% | 0.009172% | 0.01176% | 0.01314% | 5048 | 0.01307% | 0.01311% |  | 8.9885 | 20.89 | 17.5329 |  | 926 | 584.7059 | 429.5043 | 573.843 |  | 926 | 0.01273% | 0.009116% | 0.01188% | 0.009825% | 0.01048% | 0.008763% |  | 926 | 0.009116% | 0.01188% | 926 | 4334 | 0.01319% | 5111 | 0.01312% | 0.01315% |  | 926 | 0.01048% | 0.008763% | 0.009623% |  | 926 | 5048 | 0.01315% | 0.01264%
| Feb | 8 | 14 | 927 | 591.515 | 447.9086 | 599.9936 | 0.01262% | 0.009121% | 0.01193% | 0.01314% | 5292 | 0.01307% | 0.01311% |  | 8.9879 | 20.8936 | 17.5324 |  | 927 | 582.5272 | 427.015 | 582.4612 |  | 927 | 0.01268% | 0.009063% | 0.01206% | 0.009824% | 0.01048% | 0.008763% |  | 927 | 0.009063% | 0.01206% | 927 | 5612 | 0.01319% | 997 | 0.01312% | 0.01315% |  | 927 | 0.01048% | 0.008763% | 0.009623% |  | 927 | 5292 | 0.01315% | 0.01253%
| Feb | 8 | 15 | 928 | 591.7375 | 450.9249 | 608.0487 | 0.01263% | 0.009182% | 0.01209% | 0.01314% | 1498 | 0.01307% | 0.0131% |  | 8.9872 | 20.8973 | 17.5318 |  | 928 | 582.7504 | 430.0276 | 590.5168 |  | 928 | 0.01269% | 0.009127% | 0.01223% | 0.009823% | 0.01049% | 0.008763% |  | 928 | 0.009127% | 0.01223% | 928 | 4078 | 0.01319% | 1400 | 0.01312% | 0.01315% |  | 928 | 0.01049% | 0.008763% | 0.009624% |  | 928 | 1498 | 0.01315% | 0.0101%
| Feb | 8 | 16 | 929 | 601.1198 | 457.8978 | 623.3148 | 0.01283% | 0.009324% | 0.01239% | 0.01314% | 1567 | 0.01307% | 0.0131% |  | 8.9865 | 20.901 | 17.5313 |  | 929 | 592.1333 | 436.9968 | 605.7836 |  | 929 | 0.01289% | 0.009275% | 0.01254% | 0.009822% | 0.01049% | 0.008762% |  | 929 | 0.009275% | 0.01254% | 929 | 5327 | 0.01319% | 4675 | 0.01312% | 0.01315% |  | 929 | 0.01049% | 0.008762% | 0.009625% |  | 929 | 1567 | 0.01315% | 0.01016%
| Feb | 8 | 17 | 930 | 612.4187 | 475.2414 | 634.455 | 0.01307% | 0.009678% | 0.01262% | 0.01314% | 3569 | 0.01307% | 0.0131% |  | 8.9858 | 20.9046 | 17.5307 |  | 930 | 603.4329 | 454.3367 | 616.9243 |  | 930 | 0.01314% | 0.009643% | 0.01278% | 0.009822% | 0.01049% | 0.008762% |  | 930 | 0.009643% | 0.01278% | 930 | 8095 | 0.01319% | 4977 | 0.01311% | 0.01315% |  | 930 | 0.01049% | 0.008762% | 0.009626% |  | 930 | 3569 | 0.01315% | 0.01214%
| Feb | 8 | 18 | 931 | 611.4831 | 484.6998 | 634.5394 | 0.01305% | 0.00987% | 0.01262% | 0.01314% | 4146 | 0.01307% | 0.0131% |  | 8.9851 | 20.9083 | 17.5302 |  | 931 | 602.498 | 463.7915 | 617.0092 |  | 931 | 0.01312% | 0.009844% | 0.01278% | 0.009821% | 0.01049% | 0.008762% |  | 931 | 0.009844% | 0.01278% | 931 | 4973 | 0.01318% | 3958 | 0.01311% | 0.01315% |  | 931 | 0.01049% | 0.008762% | 0.009626% |  | 931 | 4146 | 0.01315% | 0.01258%
| Feb | 8 | 19 | 932 | 600.9315 | 489.0381 | 629.2131 | 0.01283% | 0.009959% | 0.01251% | 0.01313% | 5319 | 0.01306% | 0.0131% |  | 8.9844 | 20.912 | 17.5296 |  | 932 | 591.9471 | 468.1261 | 611.6835 |  | 932 | 0.01289% | 0.009936% | 0.01267% | 0.00982% | 0.01049% | 0.008761% |  | 932 | 0.009936% | 0.01267% | 932 | 1233 | 0.01318% | 4481 | 0.01311% | 0.01315% |  | 932 | 0.01049% | 0.008761% | 0.009627% |  | 932 | 5319 | 0.01315% | 0.01252%
| Feb | 8 | 20 | 933 | 589.8729 | 494.6796 | 623.3992 | 0.01259% | 0.01007% | 0.0124% | 0.01313% | 4811 | 0.01306% | 0.0131% |  | 8.9837 | 20.9156 | 17.5291 |  | 933 | 580.8892 | 473.764 | 605.8701 |  | 933 | 0.01264% | 0.01006% | 0.01255% | 0.009819% | 0.01049% | 0.008761% |  | 933 | 0.01006% | 0.01255% | 933 | 3255 | 0.01318% | 3569 | 0.01311% | 0.01315% |  | 933 | 0.01049% | 0.008761% | 0.009628% |  | 933 | 4811 | 0.01315% | 0.0127%
| Feb | 8 | 21 | 934 | 575.0816 | 487.381 | 611.7714 | 0.01227% | 0.009925% | 0.01216% | 0.01313% | 3112 | 0.01306% | 0.0131% |  | 8.983 | 20.9193 | 17.5286 |  | 934 | 566.0986 | 466.4617 | 594.2429 |  | 934 | 0.01232% | 0.009901% | 0.01231% | 0.009819% | 0.0105% | 0.008761% |  | 934 | 0.009901% | 0.01231% | 934 | 5369 | 0.01318% | 5013 | 0.01311% | 0.01314% |  | 934 | 0.0105% | 0.008761% | 0.009629% |  | 934 | 3112 | 0.01314% | 0.01168%
| Feb | 8 | 22 | 935 | 553.6576 | 478.5742 | 600.6031 | 0.01182% | 0.009745% | 0.01194% | 0.01313% | 5095 | 0.01306% | 0.0131% |  | 8.9823 | 20.923 | 17.528 |  | 935 | 544.6754 | 457.6512 | 583.0751 |  | 935 | 0.01186% | 0.009714% | 0.01207% | 0.009818% | 0.0105% | 0.008761% |  | 935 | 0.009714% | 0.01207% | 935 | 5096 | 0.01318% | 5746 | 0.01311% | 0.01314% |  | 935 | 0.0105% | 0.008761% | 0.00963% |  | 935 | 5095 | 0.01314% | 0.01262%
| Feb | 8 | 23 | 936 | 541.6501 | 476.7774 | 591.5353 | 0.01156% | 0.009709% | 0.01176% | 0.01313% | 5420 | 0.01306% | 0.0131% |  | 8.9816 | 20.9266 | 17.5275 |  | 936 | 532.6685 | 455.8508 | 574.0078 |  | 936 | 0.0116% | 0.009675% | 0.01189% | 0.009817% | 0.0105% | 0.00876% |  | 936 | 0.009675% | 0.01189% | 936 | 3257 | 0.01317% | 4738 | 0.01311% | 0.01314% |  | 936 | 0.0105% | 0.00876% | 0.00963% |  | 936 | 5420 | 0.01314% | 0.01247%
| Feb | 9 | 0 | 937 | 531.3598 | 477.0381 | 588.272 | 0.01134% | 0.009714% | 0.0117% | 0.01313% | 4796 | 0.01306% | 0.01309% |  | 8.9809 | 20.9303 | 17.527 |  | 937 | 522.3789 | 456.1078 | 570.7451 |  | 937 | 0.01137% | 0.009681% | 0.01182% | 0.009816% | 0.0105% | 0.00876% |  | 937 | 0.009681% | 0.01182% | 937 | 4304 | 0.01317% | 5317 | 0.0131% | 0.01314% |  | 937 | 0.0105% | 0.00876% | 0.009631% |  | 937 | 4796 | 0.01314% | 0.0127%
| Feb | 9 | 1 | 938 | 529.069 | 477.0102 | 591.4791 | 0.01129% | 0.009714% | 0.01176% | 0.01313% | 4101 | 0.01306% | 0.01309% |  | 8.9802 | 20.9339 | 17.5265 |  | 938 | 520.0888 | 456.0762 | 573.9526 |  | 938 | 0.01132% | 0.00968% | 0.01189% | 0.009815% | 0.0105% | 0.00876% |  | 938 | 0.00968% | 0.01189% | 938 | 5508 | 0.01317% | 5445 | 0.0131% | 0.01313% |  | 938 | 0.0105% | 0.00876% | 0.009632% |  | 938 | 4101 | 0.01313% | 0.01256%
| Feb | 9 | 2 | 939 | 529.8275 | 486.6362 | 595.3425 | 0.01131% | 0.00991% | 0.01184% | 0.01313% | 5038 | 0.01306% | 0.01309% |  | 8.9795 | 20.9376 | 17.5259 |  | 939 | 520.848 | 465.6986 | 577.8166 |  | 939 | 0.01134% | 0.009884% | 0.01197% | 0.009815% | 0.01051% | 0.00876% |  | 939 | 0.009884% | 0.01197% | 939 | 5063 | 0.01317% | 4573 | 0.0131% | 0.01313% |  | 939 | 0.01051% | 0.00876% | 0.009633% |  | 939 | 5038 | 0.01313% | 0.01264%
| Feb | 9 | 3 | 940 | 536.4595 | 495.7223 | 601.8597 | 0.01145% | 0.01009% | 0.01197% | 0.01313% | 3685 | 0.01306% | 0.01309% |  | 8.9788 | 20.9412 | 17.5254 |  | 940 | 527.4807 | 474.7811 | 584.3342 |  | 940 | 0.01148% | 0.01008% | 0.0121% | 0.009814% | 0.01051% | 0.008759% |  | 940 | 0.01008% | 0.0121% | 940 | 4383 | 0.01317% | 1399 | 0.0131% | 0.01313% |  | 940 | 0.01051% | 0.008759% | 0.009634% |  | 940 | 3685 | 0.01313% | 0.01224%
| Feb | 9 | 4 | 941 | 544.9287 | 510.3569 | 625.7248 | 0.01163% | 0.01039% | 0.01244% | 0.01312% | 5700 | 0.01306% | 0.01309% |  | 8.9782 | 20.9449 | 17.5249 |  | 941 | 535.9506 | 489.412 | 608.1998 |  | 941 | 0.01167% | 0.01039% | 0.01259% | 0.009813% | 0.01051% | 0.008759% |  | 941 | 0.01039% | 0.01259% | 941 | 3447 | 0.01316% | 5924 | 0.0131% | 0.01313% |  | 941 | 0.01051% | 0.008759% | 0.009634% |  | 941 | 5700 | 0.01313% | 0.01231%
| Feb | 9 | 5 | 942 | 558.9997 | 532.6625 | 644.2261 | 0.01193% | 0.01085% | 0.01281% | 0.01312% | 1639 | 0.01306% | 0.01309% |  | 8.9775 | 20.9485 | 17.5244 |  | 942 | 550.0222 | 511.7139 | 626.7016 |  | 942 | 0.01197% | 0.01086% | 0.01298% | 0.009812% | 0.01051% | 0.008759% |  | 942 | 0.01086% | 0.01298% | 942 | 5635 | 0.01316% | 4578 | 0.0131% | 0.01313% |  | 942 | 0.01051% | 0.008759% | 0.009635% |  | 942 | 1639 | 0.01313% | 0.01022%
| Feb | 9 | 6 | 943 | 581.3676 | 562.8346 | 663.0274 | 0.01241% | 0.01146% | 0.01318% | 0.01312% | 6775 | 0.01306% | 0.01309% |  | 8.9768 | 20.9522 | 17.5239 |  | 943 | 572.3908 | 541.8824 | 645.5035 |  | 943 | 0.01246% | 0.0115% | 0.01337% | 0.009812% | 0.01051% | 0.008759% |  | 943 | 0.0115% | 0.01337% | 943 | 3450 | 0.01316% | 5134 | 0.0131% | 0.01313% |  | 943 | 0.01051% | 0.008759% | 0.009636% |  | 943 | 6775 | 0.01313% | 0.01196%
| Feb | 9 | 7 | 944 | 582.0839 | 571.148 | 671.9077 | 0.01242% | 0.01163% | 0.01336% | 0.01312% | 3732 | 0.01306% | 0.01309% |  | 8.9761 | 20.9558 | 17.5234 |  | 944 | 573.1078 | 550.1922 | 654.3843 |  | 944 | 0.01248% | 0.01168% | 0.01355% | 0.009811% | 0.01052% | 0.008758% |  | 944 | 0.01168% | 0.01355% | 944 | 5112 | 0.01316% | 4434 | 0.0131% | 0.01313% |  | 944 | 0.01052% | 0.008758% | 0.009637% |  | 944 | 3732 | 0.01313% | 0.01229%
| Feb | 9 | 8 | 945 | 578.3876 | 554.5212 | 675.6961 | 0.01234% | 0.01129% | 0.01344% | 0.01312% | 4063 | 0.01305% | 0.01309% |  | 8.9754 | 20.9594 | 17.523 |  | 945 | 569.4122 | 533.5618 | 658.1731 |  | 945 | 0.01239% | 0.01132% | 0.01363% | 0.00981% | 0.01052% | 0.008758% |  | 945 | 0.01132% | 0.01363% | 945 | 5481 | 0.01316% | 4856 | 0.0131% | 0.01313% |  | 945 | 0.01052% | 0.008758% | 0.009638% |  | 945 | 4063 | 0.01313% | 0.01253%
| Feb | 9 | 9 | 946 | 569.6774 | 540.6873 | 676.6995 | 0.01216% | 0.01101% | 0.01346% | 0.01312% | 4222 | 0.01305% | 0.01309% |  | 8.9747 | 20.9631 | 17.5225 |  | 946 | 560.7027 | 519.7242 | 659.177 |  | 946 | 0.01221% | 0.01103% | 0.01365% | 0.009809% | 0.01052% | 0.008758% |  | 946 | 0.01103% | 0.01365% | 946 | 4485 | 0.01316% | 5948 | 0.0131% | 0.01313% |  | 946 | 0.01052% | 0.008758% | 0.009638% |  | 946 | 4222 | 0.01313% | 0.01261%
| Feb | 9 | 10 | 947 | 559.9557 | 526.6578 | 674.1489 | 0.01195% | 0.01072% | 0.01341% | 0.01312% | 5900 | 0.01305% | 0.01308% |  | 8.974 | 20.9667 | 17.522 |  | 947 | 550.9817 | 505.6912 | 656.6269 |  | 947 | 0.01199% | 0.01073% | 0.0136% | 0.009809% | 0.01052% | 0.008758% |  | 947 | 0.01073% | 0.0136% | 947 | 3923 | 0.01316% | 4478 | 0.0131% | 0.01313% |  | 947 | 0.01052% | 0.008758% | 0.009639% |  | 947 | 5900 | 0.01313% | 0.01221%
| Feb | 9 | 11 | 948 | 552.7368 | 508.5043 | 670.3511 | 0.0118% | 0.01035% | 0.01333% | 0.01312% | 3911 | 0.01305% | 0.01308% |  | 8.9733 | 20.9703 | 17.5215 |  | 948 | 543.7634 | 487.534 | 652.8295 |  | 948 | 0.01184% | 0.01035% | 0.01352% | 0.009808% | 0.01052% | 0.008757% |  | 948 | 0.01035% | 0.01352% | 948 | 5311 | 0.01316% | 3113 | 0.0131% | 0.01313% |  | 948 | 0.01052% | 0.008757% | 0.00964% |  | 948 | 3911 | 0.01313% | 0.01243%
| Feb | 9 | 12 | 949 | 539.9713 | 498.0218 | 663.4963 | 0.01152% | 0.01014% | 0.01319% | 0.01312% | 4942 | 0.01305% | 0.01308% |  | 8.9727 | 20.9739 | 17.5211 |  | 949 | 530.9986 | 477.0479 | 645.9752 |  | 949 | 0.01156% | 0.01013% | 0.01338% | 0.009807% | 0.01052% | 0.008757% |  | 949 | 0.01013% | 0.01338% | 949 | 1040 | 0.01316% | 3918 | 0.0131% | 0.01313% |  | 949 | 0.01052% | 0.008757% | 0.009641% |  | 949 | 4942 | 0.01313% | 0.01267%
| Feb | 9 | 13 | 950 | 531.8514 | 492.2406 | 663.6838 | 0.01135% | 0.01002% | 0.0132% | 0.01312% | 3664 | 0.01305% | 0.01308% |  | 8.972 | 20.9775 | 17.5206 |  | 950 | 522.8794 | 471.263 | 646.1633 |  | 950 | 0.01138% | 0.01% | 0.01338% | 0.009806% | 0.01053% | 0.008757% |  | 950 | 0.01% | 0.01338% | 950 | 4800 | 0.01316% | 3685 | 0.0131% | 0.01313% |  | 950 | 0.01053% | 0.008757% | 0.009641% |  | 950 | 3664 | 0.01313% | 0.01223%
| Feb | 9 | 14 | 951 | 528.5906 | 490.0435 | 661.574 | 0.01128% | 0.009979% | 0.01316% | 0.01311% | 4594 | 0.01305% | 0.01308% |  | 8.9713 | 20.9811 | 17.5201 |  | 951 | 519.6193 | 469.0624 | 644.0538 |  | 951 | 0.01131% | 0.009956% | 0.01334% | 0.009806% | 0.01053% | 0.008757% |  | 951 | 0.009956% | 0.01334% | 951 | 4881 | 0.01316% | 988 | 0.01309% | 0.01313% |  | 951 | 0.01053% | 0.008757% | 0.009642% |  | 951 | 4594 | 0.01313% | 0.01271%
| Feb | 9 | 15 | 952 | 535.3202 | 500.7588 | 662.2679 | 0.01143% | 0.0102% | 0.01317% | 0.01311% | 1590 | 0.01305% | 0.01308% |  | 8.9706 | 20.9847 | 17.5197 |  | 952 | 526.3496 | 479.774 | 644.7482 |  | 952 | 0.01146% | 0.01018% | 0.01335% | 0.009805% | 0.01053% | 0.008757% |  | 952 | 0.01018% | 0.01335% | 952 | 4897 | 0.01316% | 5628 | 0.01309% | 0.01313% |  | 952 | 0.01053% | 0.008757% | 0.009643% |  | 952 | 1590 | 0.01313% | 0.01018%
| Feb | 9 | 16 | 953 | 547.857 | 513.9038 | 665.9438 | 0.01169% | 0.01046% | 0.01324% | 0.01311% | 4077 | 0.01305% | 0.01308% |  | 8.9699 | 20.9883 | 17.5192 |  | 953 | 538.887 | 492.9155 | 648.4245 |  | 953 | 0.01173% | 0.01046% | 0.01343% | 0.009804% | 0.01053% | 0.008756% |  | 953 | 0.01046% | 0.01343% | 953 | 4043 | 0.01316% | 998 | 0.01309% | 0.01312% |  | 953 | 0.01053% | 0.008756% | 0.009644% |  | 953 | 4077 | 0.01312% | 0.01254%
| Feb | 9 | 17 | 954 | 562.5544 | 533.7237 | 673.2768 | 0.01201% | 0.01087% | 0.01339% | 0.01311% | 5024 | 0.01305% | 0.01308% |  | 8.9692 | 20.9919 | 17.5188 |  | 954 | 553.5852 | 512.7318 | 655.758 |  | 954 | 0.01205% | 0.01088% | 0.01358% | 0.009803% | 0.01053% | 0.008756% |  | 954 | 0.01088% | 0.01358% | 954 | 3757 | 0.01316% | 4112 | 0.01309% | 0.01312% |  | 954 | 0.01053% | 0.008756% | 0.009645% |  | 954 | 5024 | 0.01312% | 0.01264%
| Feb | 9 | 18 | 955 | 564.8898 | 543.8618 | 666.197 | 0.01206% | 0.01107% | 0.01325% | 0.01311% | 5240 | 0.01304% | 0.01308% |  | 8.9686 | 20.9955 | 17.5184 |  | 955 | 555.9212 | 522.8663 | 648.6786 |  | 955 | 0.0121% | 0.0111% | 0.01343% | 0.009803% | 0.01053% | 0.008756% |  | 955 | 0.0111% | 0.01343% | 955 | 5230 | 0.01316% | 1186 | 0.01309% | 0.01312% |  | 955 | 0.01053% | 0.008756% | 0.009645% |  | 955 | 5240 | 0.01312% | 0.01256%
| Feb | 9 | 19 | 956 | 562.2409 | 544.5879 | 658.8264 | 0.012% | 0.01109% | 0.0131% | 0.01311% | 4141 | 0.01304% | 0.01308% |  | 8.9679 | 20.9991 | 17.5179 |  | 956 | 553.273 | 523.5888 | 641.3085 |  | 956 | 0.01204% | 0.01111% | 0.01328% | 0.009802% | 0.01054% | 0.008756% |  | 956 | 0.01111% | 0.01328% | 956 | 5279 | 0.01316% | 3732 | 0.01309% | 0.01312% |  | 956 | 0.01054% | 0.008756% | 0.009646% |  | 956 | 4141 | 0.01312% | 0.01258%
| Feb | 9 | 20 | 957 | 556.2049 | 543.8804 | 648.0895 | 0.01187% | 0.01108% | 0.01289% | 0.01311% | 5820 | 0.01304% | 0.01307% |  | 8.9672 | 21.0027 | 17.5175 |  | 957 | 547.2377 | 522.8777 | 630.572 |  | 957 | 0.01191% | 0.0111% | 0.01306% | 0.009801% | 0.01054% | 0.008755% |  | 957 | 0.0111% | 0.01306% | 957 | 5347 | 0.01315% | 6775 | 0.01309% | 0.01312% |  | 957 | 0.01054% | 0.008755% | 0.009647% |  | 957 | 5820 | 0.01312% | 0.01225%
| Feb | 9 | 21 | 958 | 548.3719 | 536.6469 | 638.1309 | 0.0117% | 0.01093% | 0.01269% | 0.01311% | 4629 | 0.01304% | 0.01307% |  | 8.9665 | 21.0063 | 17.5171 |  | 958 | 539.4054 | 515.6407 | 620.6138 |  | 958 | 0.01174% | 0.01094% | 0.01285% | 0.009801% | 0.01054% | 0.008755% |  | 958 | 0.01094% | 0.01285% | 958 | 8166 | 0.01315% | 5512 | 0.01309% | 0.01312% |  | 958 | 0.01054% | 0.008755% | 0.009648% |  | 958 | 4629 | 0.01312% | 0.01271%
| Feb | 9 | 22 | 959 | 534.6211 | 529.5903 | 622.9397 | 0.01141% | 0.01078% | 0.01239% | 0.01311% | 4527 | 0.01304% | 0.01307% |  | 8.9659 | 21.0099 | 17.5167 |  | 959 | 525.6552 | 508.5805 | 605.423 |  | 959 | 0.01144% | 0.01079% | 0.01254% | 0.0098% | 0.01054% | 0.008755% |  | 959 | 0.01079% | 0.01254% | 959 | 5445 | 0.01315% | 852 | 0.01309% | 0.01312% |  | 959 | 0.01054% | 0.008755% | 0.009649% |  | 959 | 4527 | 0.01312% | 0.0127%
| Feb | 9 | 23 | 960 | 525.6748 | 523.5857 | 618.4386 | 0.01122% | 0.01066% | 0.0123% | 0.01311% | 1017 | 0.01304% | 0.01307% |  | 8.9652 | 21.0134 | 17.5163 |  | 960 | 516.7096 | 502.5723 | 600.9224 |  | 960 | 0.01125% | 0.01067% | 0.01244% | 0.009799% | 0.01054% | 0.008755% |  | 960 | 0.01067% | 0.01244% | 960 | 4711 | 0.01315% | 3664 | 0.01308% | 0.01312% |  | 960 | 0.01054% | 0.008755% | 0.009649% |  | 960 | 1017 | 0.01312% | 0.009695%
| Feb | 10 | 0 | 961 | 524.5066 | 522.0682 | 620.5954 | 0.01119% | 0.01063% | 0.01234% | 0.01311% | 921 | 0.01304% | 0.01307% |  | 8.9645 | 21.017 | 17.5159 |  | 961 | 515.5421 | 501.0512 | 603.0796 |  | 961 | 0.01122% | 0.01063% | 0.01249% | 0.009798% | 0.01055% | 0.008755% |  | 961 | 0.01063% | 0.01249% | 961 | 4831 | 0.01315% | 4642 | 0.01308% | 0.01312% |  | 961 | 0.01055% | 0.008755% | 0.00965% |  | 961 | 921 | 0.01312% | 0.009619%
| Feb | 10 | 1 | 962 | 526.7974 | 523.2133 | 624.6651 | 0.01124% | 0.01065% | 0.01242% | 0.01311% | 3597 | 0.01304% | 0.01307% |  | 8.9638 | 21.0206 | 17.5155 |  | 962 | 517.8336 | 502.1927 | 607.1497 |  | 962 | 0.01127% | 0.01066% | 0.01257% | 0.009798% | 0.01055% | 0.008754% |  | 962 | 0.01066% | 0.01257% | 962 | 5966 | 0.01315% | 4553 | 0.01308% | 0.01312% |  | 962 | 0.01055% | 0.008754% | 0.009651% |  | 962 | 3597 | 0.01312% | 0.01217%
| Feb | 10 | 2 | 963 | 529.613 | 528.6128 | 625.1903 | 0.0113% | 0.01076% | 0.01243% | 0.01311% | 1329 | 0.01303% | 0.01307% |  | 8.9632 | 21.0241 | 17.5151 |  | 963 | 520.6498 | 507.5887 | 607.6752 |  | 963 | 0.01133% | 0.01077% | 0.01258% | 0.009797% | 0.01055% | 0.008754% |  | 963 | 0.01077% | 0.01258% | 963 | 5588 | 0.01315% | 5485 | 0.01308% | 0.01312% |  | 963 | 0.01055% | 0.008754% | 0.009652% |  | 963 | 1329 | 0.01312% | 0.009961%
| Feb | 10 | 3 | 964 | 539.4345 | 536.2187 | 626.1655 | 0.01151% | 0.01092% | 0.01245% | 0.0131% | 999 | 0.01303% | 0.01307% |  | 8.9625 | 21.0277 | 17.5147 |  | 964 | 530.4721 | 515.191 | 608.6508 |  | 964 | 0.01155% | 0.01093% | 0.0126% | 0.009796% | 0.01055% | 0.008754% |  | 964 | 0.01093% | 0.0126% | 964 | 3979 | 0.01315% | 4459 | 0.01308% | 0.01311% |  | 964 | 0.01055% | 0.008754% | 0.009653% |  | 964 | 999 | 0.01311% | 0.009681%
| Feb | 10 | 4 | 965 | 550.9785 | 545.7144 | 631.1636 | 0.01176% | 0.01111% | 0.01255% | 0.0131% | 5826 | 0.01303% | 0.01307% |  | 8.9618 | 21.0312 | 17.5143 |  | 965 | 542.0167 | 524.6832 | 613.6493 |  | 965 | 0.0118% | 0.01114% | 0.01271% | 0.009795% | 0.01055% | 0.008754% |  | 965 | 0.01114% | 0.01271% | 965 | 4498 | 0.01315% | 4146 | 0.01308% | 0.01311% |  | 965 | 0.01055% | 0.008754% | 0.009653% |  | 965 | 5826 | 0.01311% | 0.01224%
| Feb | 10 | 5 | 966 | 574.1822 | 558.6639 | 637.6995 | 0.01225% | 0.01138% | 0.01268% | 0.0131% | 4140 | 0.01303% | 0.01307% |  | 8.9611 | 21.0348 | 17.5139 |  | 966 | 565.221 | 537.6291 | 620.1856 |  | 966 | 0.0123% | 0.01141% | 0.01284% | 0.009795% | 0.01055% | 0.008754% |  | 966 | 0.01141% | 0.01284% | 966 | 4135 | 0.01315% | 859 | 0.01308% | 0.01311% |  | 966 | 0.01055% | 0.008754% | 0.009654% |  | 966 | 4140 | 0.01311% | 0.01258%
| Feb | 10 | 6 | 967 | 596.6381 | 577.9067 | 648.6052 | 0.01273% | 0.01177% | 0.0129% | 0.0131% | 1554 | 0.01303% | 0.01307% |  | 8.9605 | 21.0383 | 17.5135 |  | 967 | 587.6776 | 556.8684 | 631.0917 |  | 967 | 0.01279% | 0.01182% | 0.01307% | 0.009794% | 0.01056% | 0.008753% |  | 967 | 0.01182% | 0.01307% | 967 | 5040 | 0.01314% | 3597 | 0.01308% | 0.01311% |  | 967 | 0.01056% | 0.008753% | 0.009655% |  | 967 | 1554 | 0.01311% | 0.01015%
| Feb | 10 | 7 | 968 | 599.7651 | 583.0828 | 653.7158 | 0.0128% | 0.01187% | 0.013% | 0.0131% | 3851 | 0.01303% | 0.01306% |  | 8.9598 | 21.0419 | 17.5131 |  | 968 | 590.8053 | 562.0409 | 636.2027 |  | 968 | 0.01286% | 0.01193% | 0.01317% | 0.009793% | 0.01056% | 0.008753% |  | 968 | 0.01193% | 0.01317% | 968 | 4558 | 0.01314% | 4101 | 0.01308% | 0.01311% |  | 968 | 0.01056% | 0.008753% | 0.009656% |  | 968 | 3851 | 0.01311% | 0.01239%
| Feb | 10 | 8 | 969 | 575.9565 | 569.8819 | 657.8887 | 0.01229% | 0.0116% | 0.01308% | 0.0131% | 4786 | 0.01303% | 0.01306% |  | 8.9591 | 21.0454 | 17.5128 |  | 969 | 566.9974 | 548.8365 | 640.3759 |  | 969 | 0.01234% | 0.01165% | 0.01326% | 0.009792% | 0.01056% | 0.008753% |  | 969 | 0.01165% | 0.01326% | 969 | 4220 | 0.01314% | 3911 | 0.01307% | 0.01311% |  | 969 | 0.01056% | 0.008753% | 0.009657% |  | 969 | 4786 | 0.01311% | 0.01271%
| Feb | 10 | 9 | 970 | 545.2721 | 550.7602 | 650.9777 | 0.01164% | 0.01122% | 0.01294% | 0.0131% | 4412 | 0.01303% | 0.01306% |  | 8.9585 | 21.049 | 17.5124 |  | 970 | 536.3136 | 529.7112 | 633.4653 |  | 970 | 0.01167% | 0.01124% | 0.01312% | 0.009792% | 0.01056% | 0.008753% |  | 970 | 0.01124% | 0.01312% | 970 | 3401 | 0.01314% | 5292 | 0.01307% | 0.01311% |  | 970 | 0.01056% | 0.008753% | 0.009657% |  | 970 | 4412 | 0.01311% | 0.01268%
| Feb | 10 | 10 | 971 | 520.5465 | 533.9099 | 628.9693 | 0.01111% | 0.01087% | 0.01251% | 0.01309% | 3113 | 0.01302% | 0.01306% |  | 8.9578 | 21.0525 | 17.5121 |  | 971 | 511.5887 | 512.8574 | 611.4572 |  | 971 | 0.01114% | 0.01089% | 0.01266% | 0.009791% | 0.01056% | 0.008753% |  | 971 | 0.01089% | 0.01266% | 971 | 4052 | 0.01314% | 3111 | 0.01307% | 0.01311% |  | 971 | 0.01056% | 0.008753% | 0.009658% |  | 971 | 3113 | 0.01311% | 0.01168%
| Feb | 10 | 11 | 972 | 502.3886 | 517.4507 | 617.6697 | 0.01072% | 0.01054% | 0.01228% | 0.01309% | 4031 | 0.01302% | 0.01306% |  | 8.9571 | 21.056 | 17.5117 |  | 972 | 493.4315 | 496.3947 | 600.158 |  | 972 | 0.01074% | 0.01054% | 0.01243% | 0.00979% | 0.01057% | 0.008753% |  | 972 | 0.01054% | 0.01243% | 972 | 4332 | 0.01314% | 884 | 0.01307% | 0.0131% |  | 972 | 0.01057% | 0.008753% | 0.009659% |  | 972 | 4031 | 0.0131% | 0.01252%
| Feb | 10 | 12 | 973 | 486.9199 | 500.8239 | 605.7981 | 0.01039% | 0.0102% | 0.01205% | 0.01309% | 1491 | 0.01302% | 0.01306% |  | 8.9565 | 21.0596 | 17.5114 |  | 973 | 477.9634 | 479.7644 | 588.2868 |  | 973 | 0.0104% | 0.01018% | 0.01218% | 0.00979% | 0.01057% | 0.008752% |  | 973 | 0.01018% | 0.01218% | 973 | 1278 | 0.01314% | 1664 | 0.01307% | 0.0131% |  | 973 | 0.01057% | 0.008752% | 0.00966% |  | 973 | 1491 | 0.0131% | 0.0101%
| Feb | 10 | 13 | 974 | 480.8062 | 488.5726 | 602.1691 | 0.01026% | 0.009949% | 0.01197% | 0.01309% | 4231 | 0.01302% | 0.01306% |  | 8.9558 | 21.0631 | 17.511 |  | 974 | 471.8504 | 467.5095 | 584.6581 |  | 974 | 0.01027% | 0.009923% | 0.01211% | 0.009789% | 0.01057% | 0.008752% |  | 974 | 0.009923% | 0.01211% | 974 | 4089 | 0.01314% | 5700 | 0.01307% | 0.0131% |  | 974 | 0.01057% | 0.008752% | 0.009661% |  | 974 | 4231 | 0.0131% | 0.01262%
| Feb | 10 | 14 | 975 | 477.2028 | 483.8899 | 597.1429 | 0.01018% | 0.009854% | 0.01187% | 0.01309% | 3943 | 0.01302% | 0.01306% |  | 8.9551 | 21.0666 | 17.5107 |  | 975 | 468.2477 | 462.8233 | 579.6322 |  | 975 | 0.01019% | 0.009823% | 0.012% | 0.009788% | 0.01057% | 0.008752% |  | 975 | 0.009823% | 0.012% | 975 | 4186 | 0.01313% | 5048 | 0.01307% | 0.0131% |  | 975 | 0.01057% | 0.008752% | 0.009661% |  | 975 | 3943 | 0.0131% | 0.01246%
| Feb | 10 | 15 | 976 | 483.1977 | 481.9815 | 601.8503 | 0.01031% | 0.009815% | 0.01197% | 0.01309% | 5773 | 0.01302% | 0.01306% |  | 8.9545 | 21.0701 | 17.5103 |  | 976 | 474.2433 | 460.9113 | 584.34 |  | 976 | 0.01032% | 0.009783% | 0.0121% | 0.009787% | 0.01057% | 0.008752% |  | 976 | 0.009783% | 0.0121% | 976 | 3764 | 0.01313% | 967 | 0.01307% | 0.0131% |  | 976 | 0.01057% | 0.008752% | 0.009662% |  | 976 | 5773 | 0.0131% | 0.01227%
| Feb | 10 | 16 | 977 | 494.2985 | 490.2297 | 624.9277 | 0.01055% | 0.009983% | 0.01243% | 0.01309% | 5612 | 0.01302% | 0.01305% |  | 8.9538 | 21.0736 | 17.51 |  | 977 | 485.3447 | 469.1561 | 607.4177 |  | 977 | 0.01056% | 0.009958% | 0.01258% | 0.009787% | 0.01057% | 0.008752% |  | 977 | 0.009958% | 0.01258% | 977 | 5421 | 0.01313% | 4063 | 0.01307% | 0.0131% |  | 977 | 0.01057% | 0.008752% | 0.009663% |  | 977 | 5612 | 0.0131% | 0.01236%
| Feb | 10 | 17 | 978 | 518.4782 | 515.6912 | 644.7043 | 0.01107% | 0.0105% | 0.01282% | 0.01309% | 5793 | 0.01302% | 0.01305% |  | 8.9531 | 21.0771 | 17.5097 |  | 978 | 509.5251 | 494.6141 | 627.1946 |  | 978 | 0.01109% | 0.0105% | 0.01299% | 0.009786% | 0.01058% | 0.008752% |  | 978 | 0.0105% | 0.01299% | 978 | 4947 | 0.01313% | 980 | 0.01307% | 0.0131% |  | 978 | 0.01058% | 0.008752% | 0.009664% |  | 978 | 5793 | 0.0131% | 0.01226%
| Feb | 10 | 18 | 979 | 528.5806 | 529.0131 | 651.7091 | 0.01128% | 0.01077% | 0.01296% | 0.01309% | 3570 | 0.01302% | 0.01305% |  | 8.9525 | 21.0806 | 17.5094 |  | 979 | 519.6281 | 507.9325 | 634.1997 |  | 979 | 0.01131% | 0.01078% | 0.01313% | 0.009785% | 0.01058% | 0.008751% |  | 979 | 0.01078% | 0.01313% | 979 | 8153 | 0.01313% | 5900 | 0.01307% | 0.0131% |  | 979 | 0.01058% | 0.008751% | 0.009665% |  | 979 | 3570 | 0.0131% | 0.01214%
| Feb | 10 | 19 | 980 | 524.3602 | 532.9045 | 648.5677 | 0.01119% | 0.01085% | 0.0129% | 0.01308% | 4952 | 0.01302% | 0.01305% |  | 8.9518 | 21.0841 | 17.5091 |  | 980 | 515.4084 | 511.8204 | 631.0587 |  | 980 | 0.01122% | 0.01086% | 0.01307% | 0.009784% | 0.01058% | 0.008751% |  | 980 | 0.01086% | 0.01307% | 980 | 4776 | 0.01313% | 5420 | 0.01307% | 0.0131% |  | 980 | 0.01058% | 0.008751% | 0.009665% |  | 980 | 4952 | 0.0131% | 0.01267%
| Feb | 10 | 20 | 981 | 523.8337 | 535.716 | 643.9541 | 0.01118% | 0.01091% | 0.0128% | 0.01308% | 869 | 0.01302% | 0.01305% |  | 8.9511 | 21.0876 | 17.5088 |  | 981 | 514.8825 | 514.6283 | 626.4454 |  | 981 | 0.01121% | 0.01092% | 0.01297% | 0.009784% | 0.01058% | 0.008751% |  | 981 | 0.01092% | 0.01297% | 981 | 3813 | 0.01312% | 5319 | 0.01307% | 0.0131% |  | 981 | 0.01058% | 0.008751% | 0.009666% |  | 981 | 869 | 0.0131% | 0.009579%
| Feb | 10 | 21 | 982 | 519.8554 | 533.0814 | 630.901 | 0.0111% | 0.01086% | 0.01255% | 0.01308% | 5394 | 0.01301% | 0.01305% |  | 8.9505 | 21.0911 | 17.5085 |  | 982 | 510.9049 | 511.9903 | 613.3925 |  | 982 | 0.01112% | 0.01087% | 0.0127% | 0.009783% | 0.01058% | 0.008751% |  | 982 | 0.01087% | 0.0127% | 982 | 4729 | 0.01312% | 1490 | 0.01306% | 0.01309% |  | 982 | 0.01058% | 0.008751% | 0.009667% |  | 982 | 5394 | 0.01309% | 0.01248%
| Feb | 10 | 22 | 983 | 511.1823 | 526.2296 | 617.3696 | 0.01091% | 0.01072% | 0.01228% | 0.01308% | 7230 | 0.01301% | 0.01305% |  | 8.9498 | 21.0946 | 17.5082 |  | 983 | 502.2325 | 505.135 | 599.8615 |  | 983 | 0.01093% | 0.01072% | 0.01242% | 0.009782% | 0.01058% | 0.008751% |  | 983 | 0.01072% | 0.01242% | 983 | 4407 | 0.01312% | 4222 | 0.01306% | 0.01309% |  | 983 | 0.01058% | 0.008751% | 0.009668% |  | 983 | 7230 | 0.01309% | 0.01189%
| Feb | 10 | 23 | 984 | 502.9759 | 521.0349 | 613.45 | 0.01073% | 0.01061% | 0.0122% | 0.01308% | 838 | 0.01301% | 0.01305% |  | 8.9492 | 21.0981 | 17.5079 |  | 984 | 494.0267 | 499.9368 | 595.9421 |  | 984 | 0.01075% | 0.01061% | 0.01234% | 0.009782% | 0.01059% | 0.008751% |  | 984 | 0.01061% | 0.01234% | 984 | 7736 | 0.01312% | 3570 | 0.01306% | 0.01309% |  | 984 | 0.01059% | 0.008751% | 0.009669% |  | 984 | 838 | 0.01309% | 0.009556%
| Feb | 11 | 0 | 985 | 496.2754 | 520.467 | 618.1855 | 0.01059% | 0.0106% | 0.01229% | 0.01308% | 1006 | 0.01301% | 0.01305% |  | 8.9485 | 21.1016 | 17.5076 |  | 985 | 487.3269 | 499.3654 | 600.6779 |  | 985 | 0.01061% | 0.0106% | 0.01244% | 0.009781% | 0.01059% | 0.00875% |  | 985 | 0.0106% | 0.01244% | 985 | 3948 | 0.01312% | 5095 | 0.01306% | 0.01309% |  | 985 | 0.01059% | 0.00875% | 0.009669% |  | 985 | 1006 | 0.01309% | 0.009686%
| Feb | 11 | 1 | 986 | 496.4246 | 520.3739 | 628.5473 | 0.0106% | 0.0106% | 0.0125% | 0.01308% | 5874 | 0.01301% | 0.01304% |  | 8.9478 | 21.1051 | 17.5073 |  | 986 | 487.4768 | 499.2688 | 611.04 |  | 986 | 0.01061% | 0.0106% | 0.01265% | 0.00978% | 0.01059% | 0.00875% |  | 986 | 0.0106% | 0.01265% | 986 | 4632 | 0.01312% | 4077 | 0.01306% | 0.01309% |  | 986 | 0.01059% | 0.00875% | 0.00967% |  | 986 | 5874 | 0.01309% | 0.01222%
| Feb | 11 | 2 | 987 | 500.5848 | 522.2917 | 642.0037 | 0.01068% | 0.01064% | 0.01277% | 0.01308% | 5805 | 0.01301% | 0.01304% |  | 8.9472 | 21.1086 | 17.507 |  | 987 | 491.6376 | 501.1831 | 624.4966 |  | 987 | 0.0107% | 0.01064% | 0.01293% | 0.009779% | 0.01059% | 0.00875% |  | 987 | 0.01064% | 0.01293% | 987 | 3903 | 0.01311% | 4811 | 0.01306% | 0.01309% |  | 987 | 0.01059% | 0.00875% | 0.009671% |  | 987 | 5805 | 0.01309% | 0.01225%
| Feb | 11 | 3 | 988 | 504.9658 | 524.889 | 649.843 | 0.01078% | 0.01069% | 0.01292% | 0.01308% | 3666 | 0.01301% | 0.01304% |  | 8.9465 | 21.112 | 17.5067 |  | 988 | 496.0193 | 503.777 | 632.3363 |  | 988 | 0.0108% | 0.01069% | 0.01309% | 0.009779% | 0.01059% | 0.00875% |  | 988 | 0.01069% | 0.01309% | 988 | 5945 | 0.01311% | 957 | 0.01306% | 0.01309% |  | 988 | 0.01059% | 0.00875% | 0.009672% |  | 988 | 3666 | 0.01309% | 0.01223%
| Feb | 11 | 4 | 989 | 515.4691 | 532.3552 | 659.7267 | 0.011% | 0.01084% | 0.01312% | 0.01307% | 3711 | 0.013% | 0.01304% |  | 8.9459 | 21.1155 | 17.5065 |  | 989 | 506.5233 | 511.2398 | 642.2202 |  | 989 | 0.01103% | 0.01085% | 0.0133% | 0.009778% | 0.0106% | 0.00875% |  | 989 | 0.01085% | 0.0133% | 989 | 4663 | 0.01311% | 4796 | 0.01306% | 0.01309% |  | 989 | 0.0106% | 0.00875% | 0.009673% |  | 989 | 3711 | 0.01309% | 0.01227%
| Feb | 11 | 5 | 990 | 528.9081 | 541.9906 | 675.3585 | 0.01129% | 0.01104% | 0.01343% | 0.01307% | 5847 | 0.013% | 0.01304% |  | 8.9452 | 21.119 | 17.5062 |  | 990 | 519.9629 | 520.8716 | 657.8523 |  | 990 | 0.01132% | 0.01106% | 0.01362% | 0.009777% | 0.0106% | 0.00875% |  | 990 | 0.01106% | 0.01362% | 990 | 4359 | 0.01311% | 344 | 0.01306% | 0.01309% |  | 990 | 0.0106% | 0.00875% | 0.009673% |  | 990 | 5847 | 0.01309% | 0.01223%
| Feb | 11 | 6 | 991 | 543.8107 | 557.6771 | 700.6208 | 0.01161% | 0.01136% | 0.01393% | 0.01307% | 5940 | 0.013% | 0.01304% |  | 8.9446 | 21.1224 | 17.5059 |  | 991 | 534.8661 | 536.5547 | 683.1149 |  | 991 | 0.01164% | 0.01139% | 0.01415% | 0.009777% | 0.0106% | 0.00875% |  | 991 | 0.01139% | 0.01415% | 991 | 4317 | 0.01311% | 5038 | 0.01306% | 0.01308% |  | 991 | 0.0106% | 0.00875% | 0.009674% |  | 991 | 5940 | 0.01308% | 0.01219%
| Feb | 11 | 7 | 992 | 545.0837 | 566.8749 | 704.85 | 0.01163% | 0.01154% | 0.01402% | 0.01307% | 3111 | 0.013% | 0.01304% |  | 8.9439 | 21.1259 | 17.5057 |  | 992 | 536.1398 | 545.749 | 687.3443 |  | 992 | 0.01167% | 0.01158% | 0.01423% | 0.009776% | 0.0106% | 0.00875% |  | 992 | 0.01158% | 0.01423% | 992 | 5410 | 0.01311% | 1662 | 0.01305% | 0.01308% |  | 992 | 0.0106% | 0.00875% | 0.009675% |  | 992 | 3111 | 0.01308% | 0.01168%
| Feb | 11 | 8 | 993 | 528.5226 | 563.2535 | 696.8512 | 0.01128% | 0.01147% | 0.01386% | 0.01307% | 968 | 0.013% | 0.01303% |  | 8.9432 | 21.1293 | 17.5054 |  | 993 | 519.5794 | 542.1242 | 679.3457 |  | 993 | 0.01131% | 0.01151% | 0.01407% | 0.009775% | 0.0106% | 0.008749% |  | 993 | 0.01151% | 0.01407% | 993 | 5169 | 0.01311% | 5820 | 0.01305% | 0.01308% |  | 993 | 0.0106% | 0.008749% | 0.009676% |  | 993 | 968 | 0.01308% | 0.009656%
| Feb | 11 | 9 | 994 | 502.8964 | 555.1263 | 686.3768 | 0.01073% | 0.0113% | 0.01365% | 0.01307% | 3567 | 0.013% | 0.01303% |  | 8.9426 | 21.1328 | 17.5052 |  | 994 | 493.9539 | 533.9935 | 668.8716 |  | 994 | 0.01075% | 0.01133% | 0.01385% | 0.009774% | 0.0106% | 0.008749% |  | 994 | 0.01133% | 0.01385% | 994 | 4998 | 0.01311% | 3851 | 0.01305% | 0.01308% |  | 994 | 0.0106% | 0.008749% | 0.009677% |  | 994 | 3567 | 0.01308% | 0.01214%
| Feb | 11 | 10 | 995 | 486.482 | 542.7912 | 672.3766 | 0.01038% | 0.01105% | 0.01337% | 0.01307% | 5071 | 0.013% | 0.01303% |  | 8.9419 | 21.1362 | 17.505 |  | 995 | 477.54 | 521.655 | 654.8716 |  | 995 | 0.0104% | 0.01107% | 0.01356% | 0.009774% | 0.01061% | 0.008749% |  | 995 | 0.01107% | 0.01356% | 995 | 4382 | 0.01311% | 4141 | 0.01305% | 0.01308% |  | 995 | 0.01061% | 0.008749% | 0.009677% |  | 995 | 5071 | 0.01308% | 0.01263%
| Feb | 11 | 11 | 996 | 474.5732 | 533.9006 | 664.0683 | 0.01013% | 0.01087% | 0.0132% | 0.01307% | 4835 | 0.013% | 0.01303% |  | 8.9413 | 21.1397 | 17.5047 |  | 996 | 465.6319 | 512.761 | 646.5636 |  | 996 | 0.01014% | 0.01088% | 0.01339% | 0.009773% | 0.01061% | 0.008749% |  | 996 | 0.01088% | 0.01339% | 996 | 4523 | 0.01311% | 845 | 0.01305% | 0.01308% |  | 996 | 0.01061% | 0.008749% | 0.009678% |  | 996 | 4835 | 0.01308% | 0.0127%
| Feb | 11 | 12 | 997 | 464.2301 | 519.564 | 650.8839 | 0.009908% | 0.01058% | 0.01294% | 0.01307% | 5087 | 0.01299% | 0.01303% |  | 8.9406 | 21.1431 | 17.5045 |  | 997 | 455.2895 | 498.4209 | 633.3794 |  | 997 | 0.009911% | 0.01058% | 0.01312% | 0.009772% | 0.01061% | 0.008749% |  | 997 | 0.01058% | 0.01312% | 997 | 5217 | 0.01311% | 4594 | 0.01305% | 0.01308% |  | 997 | 0.01061% | 0.008749% | 0.009679% |  | 997 | 5087 | 0.01308% | 0.01262%
| Feb | 11 | 13 | 998 | 458.0307 | 510.9527 | 649.6836 | 0.009776% | 0.0104% | 0.01292% | 0.01306% | 5434 | 0.01299% | 0.01303% |  | 8.94 | 21.1465 | 17.5043 |  | 998 | 449.0907 | 489.8061 | 632.1793 |  | 998 | 0.009776% | 0.0104% | 0.01309% | 0.009772% | 0.01061% | 0.008749% |  | 998 | 0.0104% | 0.01309% | 998 | 4638 | 0.01311% | 4942 | 0.01305% | 0.01308% |  | 998 | 0.01061% | 0.008749% | 0.00968% |  | 998 | 5434 | 0.01308% | 0.01246%
| Feb | 11 | 14 | 999 | 453.4616 | 508.2157 | 655.4319 | 0.009678% | 0.01035% | 0.01303% | 0.01306% | 5603 | 0.01299% | 0.01303% |  | 8.9393 | 21.15 | 17.5041 |  | 999 | 444.5223 | 487.0657 | 637.9278 |  | 999 | 0.009676% | 0.01034% | 0.01321% | 0.009771% | 0.01061% | 0.008749% |  | 999 | 0.01034% | 0.01321% | 999 | 5562 | 0.01311% | 5826 | 0.01305% | 0.01308% |  | 999 | 0.01061% | 0.008749% | 0.009681% |  | 999 | 5603 | 0.01308% | 0.01236%
| Feb | 11 | 15 | 1000 | 452.4206 | 508.3832 | 660.505 | 0.009656% | 0.01035% | 0.01313% | 0.01306% | 4209 | 0.01299% | 0.01303% |  | 8.9387 | 21.1534 | 17.5038 |  | 1000 | 443.4819 | 487.2298 | 643.0011 |  | 1000 | 0.009654% | 0.01034% | 0.01332% | 0.00977% | 0.01061% | 0.008749% |  | 1000 | 0.01034% | 0.01332% | 1000 | 4532 | 0.0131% | 4140 | 0.01304% | 0.01307% |  | 1000 | 0.01061% | 0.008749% | 0.009681% |  | 1000 | 4209 | 0.01307% | 0.01261%
| Feb | 11 | 16 | 1001 | 459.5257 | 510.5896 | 670.0229 | 0.009808% | 0.0104% | 0.01332% | 0.01306% | 1472 | 0.01299% | 0.01303% |  | 8.938 | 21.1568 | 17.5036 |  | 1001 | 450.5876 | 489.4328 | 652.5192 |  | 1001 | 0.009808% | 0.01039% | 0.01351% | 0.009769% | 0.01062% | 0.008749% |  | 1001 | 0.01039% | 0.01351% | 1001 | 5287 | 0.0131% | 3666 | 0.01304% | 0.01307% |  | 1001 | 0.01062% | 0.008749% | 0.009682% |  | 1001 | 1472 | 0.01307% | 0.01008%
| Feb | 11 | 17 | 1002 | 482.5865 | 533.2117 | 680.0659 | 0.0103% | 0.01086% | 0.01352% | 0.01306% | 3610 | 0.01299% | 0.01302% |  | 8.9374 | 21.1602 | 17.5034 |  | 1002 | 473.6491 | 512.0515 | 662.5625 |  | 1002 | 0.01031% | 0.01087% | 0.01372% | 0.009769% | 0.01062% | 0.008748% |  | 1002 | 0.01087% | 0.01372% | 1002 | 3956 | 0.0131% | 5024 | 0.01304% | 0.01307% |  | 1002 | 0.01062% | 0.008748% | 0.009683% |  | 1002 | 3610 | 0.01307% | 0.01218%
| Feb | 11 | 18 | 1003 | 498.7656 | 549.5778 | 683.1135 | 0.01065% | 0.01119% | 0.01358% | 0.01306% | 3636 | 0.01299% | 0.01302% |  | 8.9368 | 21.1637 | 17.5032 |  | 1003 | 489.8288 | 528.4142 | 665.6103 |  | 1003 | 0.01066% | 0.01122% | 0.01378% | 0.009768% | 0.01062% | 0.008748% |  | 1003 | 0.01122% | 0.01378% | 1003 | 5752 | 0.0131% | 3943 | 0.01304% | 0.01307% |  | 1003 | 0.01062% | 0.008748% | 0.009684% |  | 1003 | 3636 | 0.01307% | 0.0122%
| Feb | 11 | 19 | 1004 | 505.7318 | 558.4871 | 676.6244 | 0.01079% | 0.01137% | 0.01345% | 0.01306% | 4528 | 0.01299% | 0.01302% |  | 8.9361 | 21.1671 | 17.503 |  | 1004 | 496.7957 | 537.32 | 659.1214 |  | 1004 | 0.01081% | 0.0114% | 0.01365% | 0.009767% | 0.01062% | 0.008748% |  | 1004 | 0.0114% | 0.01365% | 1004 | 4161 | 0.0131% | 1014 | 0.01304% | 0.01307% |  | 1004 | 0.01062% | 0.008748% | 0.009685% |  | 1004 | 4528 | 0.01307% | 0.0127%
| Feb | 11 | 20 | 1005 | 512.7592 | 561.764 | 667.9974 | 0.01094% | 0.01144% | 0.01328% | 0.01306% | 5316 | 0.01299% | 0.01302% |  | 8.9355 | 21.1705 | 17.5028 |  | 1005 | 503.8237 | 540.5935 | 650.4945 |  | 1005 | 0.01097% | 0.01147% | 0.01347% | 0.009767% | 0.01062% | 0.008748% |  | 1005 | 0.01147% | 0.01347% | 1005 | 3922 | 0.0131% | 7230 | 0.01304% | 0.01307% |  | 1005 | 0.01062% | 0.008748% | 0.009685% |  | 1005 | 5316 | 0.01307% | 0.01252%
| Feb | 11 | 21 | 1006 | 513.9081 | 556.0666 | 654.2879 | 0.01097% | 0.01132% | 0.01301% | 0.01306% | 1471 | 0.01299% | 0.01302% |  | 8.9348 | 21.1739 | 17.5027 |  | 1006 | 504.9733 | 534.8927 | 636.7852 |  | 1006 | 0.01099% | 0.01135% | 0.01319% | 0.009766% | 0.01062% | 0.008748% |  | 1006 | 0.01135% | 0.01319% | 1006 | 4462 | 0.0131% | 3567 | 0.01304% | 0.01307% |  | 1006 | 0.01062% | 0.008748% | 0.009686% |  | 1006 | 1471 | 0.01307% | 0.01008%
| Feb | 11 | 22 | 1007 | 510.6604 | 548.0045 | 636.4992 | 0.0109% | 0.01116% | 0.01266% | 0.01306% | 4772 | 0.01299% | 0.01302% |  | 8.9342 | 21.1773 | 17.5025 |  | 1007 | 501.7262 | 526.8272 | 618.9967 |  | 1007 | 0.01092% | 0.01118% | 0.01282% | 0.009765% | 0.01063% | 0.008748% |  | 1007 | 0.01118% | 0.01282% | 1007 | 8171 | 0.0131% | 5240 | 0.01304% | 0.01307% |  | 1007 | 0.01063% | 0.008748% | 0.009687% |  | 1007 | 4772 | 0.01307% | 0.01271%
| Feb | 11 | 23 | 1008 | 510.2157 | 544.7183 | 627.7221 | 0.01089% | 0.01109% | 0.01248% | 0.01306% | 3691 | 0.01299% | 0.01302% |  | 8.9335 | 21.1807 | 17.5023 |  | 1008 | 501.2822 | 523.5376 | 610.2198 |  | 1008 | 0.01091% | 0.01111% | 0.01264% | 0.009764% | 0.01063% | 0.008748% |  | 1008 | 0.01111% | 0.01264% | 1008 | 5515 | 0.0131% | 1350 | 0.01304% | 0.01307% |  | 1008 | 0.01063% | 0.008748% | 0.009688% |  | 1008 | 3691 | 0.01307% | 0.01225%
| Feb | 12 | 0 | 1009 | 513.1096 | 542.0464 | 623.8306 | 0.01095% | 0.01104% | 0.0124% | 0.01305% | 4529 | 0.01298% | 0.01302% |  | 8.9329 | 21.1841 | 17.5021 |  | 1009 | 504.1767 | 520.8624 | 606.3284 |  | 1009 | 0.01097% | 0.01106% | 0.01256% | 0.009764% | 0.01063% | 0.008748% |  | 1009 | 0.01106% | 0.01256% | 1009 | 5654 | 0.0131% | 4031 | 0.01304% | 0.01307% |  | 1009 | 0.01063% | 0.008748% | 0.009689% |  | 1009 | 4529 | 0.01307% | 0.0127%
| Feb | 12 | 1 | 1010 | 519.8589 | 545.0069 | 622.9679 | 0.0111% | 0.0111% | 0.01239% | 0.01305% | 3935 | 0.01298% | 0.01302% |  | 8.9322 | 21.1875 | 17.502 |  | 1010 | 510.9267 | 523.8194 | 605.4659 |  | 1010 | 0.01112% | 0.01112% | 0.01254% | 0.009763% | 0.01063% | 0.008748% |  | 1010 | 0.01112% | 0.01254% | 1010 | 4335 | 0.0131% | 3711 | 0.01304% | 0.01307% |  | 1010 | 0.01063% | 0.008748% | 0.009689% |  | 1010 | 3935 | 0.01307% | 0.01245%
| Feb | 12 | 2 | 1011 | 529.2737 | 550.1737 | 622.5928 | 0.0113% | 0.0112% | 0.01238% | 0.01305% | 3620 | 0.01298% | 0.01302% |  | 8.9316 | 21.1909 | 17.5018 |  | 1011 | 520.3421 | 528.9828 | 605.091 |  | 1011 | 0.01133% | 0.01123% | 0.01253% | 0.009762% | 0.01063% | 0.008748% |  | 1011 | 0.01123% | 0.01253% | 1011 | 4380 | 0.01309% | 1522 | 0.01304% | 0.01306% |  | 1011 | 0.01063% | 0.008748% | 0.00969% |  | 1011 | 3620 | 0.01306% | 0.01219%
| Feb | 12 | 3 | 1012 | 538.768 | 557.9843 | 625.1059 | 0.0115% | 0.01136% | 0.01243% | 0.01305% | 5707 | 0.01298% | 0.01302% |  | 8.931 | 21.1942 | 17.5017 |  | 1012 | 529.837 | 536.7901 | 607.6042 |  | 1012 | 0.01153% | 0.01139% | 0.01258% | 0.009762% | 0.01063% | 0.008748% |  | 1012 | 0.01139% | 0.01258% | 1012 | 4948 | 0.01309% | 3089 | 0.01304% | 0.01306% |  | 1012 | 0.01063% | 0.008748% | 0.009691% |  | 1012 | 5707 | 0.01306% | 0.0123%
| Feb | 12 | 4 | 1013 | 547.4668 | 569.6119 | 631.1823 | 0.01168% | 0.0116% | 0.01255% | 0.01305% | 3663 | 0.01298% | 0.01302% |  | 8.9303 | 21.1976 | 17.5015 |  | 1013 | 538.5365 | 548.4143 | 613.6808 |  | 1013 | 0.01172% | 0.01164% | 0.01271% | 0.009761% | 0.01064% | 0.008747% |  | 1013 | 0.01164% | 0.01271% | 1013 | 3229 | 0.01309% | 4527 | 0.01304% | 0.01306% |  | 1013 | 0.01064% | 0.008747% | 0.009692% |  | 1013 | 3663 | 0.01306% | 0.01223%
| Feb | 12 | 5 | 1014 | 561.8092 | 593.2115 | 647.1893 | 0.01199% | 0.01208% | 0.01287% | 0.01305% | 5157 | 0.01298% | 0.01301% |  | 8.9297 | 21.201 | 17.5014 |  | 1014 | 552.8795 | 572.0105 | 629.6879 |  | 1014 | 0.01204% | 0.01214% | 0.01304% | 0.00976% | 0.01064% | 0.008747% |  | 1014 | 0.01214% | 0.01304% | 1014 | 3398 | 0.01309% | 4629 | 0.01303% | 0.01306% |  | 1014 | 0.01064% | 0.008747% | 0.009693% |  | 1014 | 5157 | 0.01306% | 0.01259%
| Feb | 12 | 6 | 1015 | 577.0993 | 620.7863 | 665.1842 | 0.01232% | 0.01264% | 0.01323% | 0.01305% | 5254 | 0.01298% | 0.01301% |  | 8.929 | 21.2044 | 17.5012 |  | 1015 | 568.1703 | 599.5819 | 647.683 |  | 1015 | 0.01237% | 0.01273% | 0.01341% | 0.00976% | 0.01064% | 0.008747% |  | 1015 | 0.01273% | 0.01341% | 1015 | 3665 | 0.01309% | 5773 | 0.01303% | 0.01306% |  | 1015 | 0.01064% | 0.008747% | 0.009694% |  | 1015 | 5254 | 0.01306% | 0.01255%
| Feb | 12 | 7 | 1016 | 581.7483 | 630.552 | 665.8687 | 0.01242% | 0.01284% | 0.01324% | 0.01305% | 4762 | 0.01298% | 0.01301% |  | 8.9284 | 21.2077 | 17.5011 |  | 1016 | 572.8199 | 609.3443 | 648.3677 |  | 1016 | 0.01247% | 0.01293% | 0.01343% | 0.009759% | 0.01064% | 0.008747% |  | 1016 | 0.01293% | 0.01343% | 1016 | 3904 | 0.01309% | 680 | 0.01303% | 0.01306% |  | 1016 | 0.01064% | 0.008747% | 0.009694% |  | 1016 | 4762 | 0.01306% | 0.01271%
| Feb | 12 | 8 | 1017 | 570.2504 | 609.3449 | 655.6288 | 0.01217% | 0.01241% | 0.01304% | 0.01304% | 5300 | 0.01298% | 0.01301% |  | 8.9278 | 21.2111 | 17.5009 |  | 1017 | 561.3226 | 588.1338 | 638.1278 |  | 1017 | 0.01222% | 0.01248% | 0.01321% | 0.009758% | 0.01064% | 0.008747% |  | 1017 | 0.01248% | 0.01321% | 1017 | 8177 | 0.01309% | 5793 | 0.01303% | 0.01306% |  | 1017 | 0.01064% | 0.008747% | 0.009695% |  | 1017 | 5300 | 0.01306% | 0.01253%
| Feb | 12 | 9 | 1018 | 558.0922 | 583.4552 | 643.6634 | 0.01191% | 0.01188% | 0.0128% | 0.01304% | 891 | 0.01298% | 0.01301% |  | 8.9271 | 21.2145 | 17.5008 |  | 1018 | 549.1651 | 562.2407 | 626.1626 |  | 1018 | 0.01195% | 0.01193% | 0.01297% | 0.009757% | 0.01064% | 0.008747% |  | 1018 | 0.01193% | 0.01297% | 1018 | 4361 | 0.01309% | 1277 | 0.01303% | 0.01306% |  | 1018 | 0.01064% | 0.008747% | 0.009696% |  | 1018 | 891 | 0.01306% | 0.009595%
| Feb | 12 | 10 | 1019 | 537.3653 | 563.5514 | 631.4355 | 0.01147% | 0.01148% | 0.01256% | 0.01304% | 5489 | 0.01297% | 0.01301% |  | 8.9265 | 21.2178 | 17.5007 |  | 1019 | 528.4388 | 542.3336 | 613.9348 |  | 1019 | 0.0115% | 0.01151% | 0.01271% | 0.009757% | 0.01065% | 0.008747% |  | 1019 | 0.01151% | 0.01271% | 1019 | 4409 | 0.01309% | 4231 | 0.01303% | 0.01306% |  | 1019 | 0.01065% | 0.008747% | 0.009697% |  | 1019 | 5489 | 0.01306% | 0.01243%
| Feb | 12 | 11 | 1020 | 508.211 | 548.1163 | 615.2973 | 0.01085% | 0.01116% | 0.01223% | 0.01304% | 5915 | 0.01297% | 0.01301% |  | 8.9259 | 21.2212 | 17.5006 |  | 1020 | 499.2851 | 526.8951 | 597.7967 |  | 1020 | 0.01087% | 0.01118% | 0.01238% | 0.009756% | 0.01065% | 0.008747% |  | 1020 | 0.01118% | 0.01238% | 1020 | 8146 | 0.01308% | 3610 | 0.01303% | 0.01306% |  | 1020 | 0.01065% | 0.008747% | 0.009698% |  | 1020 | 5915 | 0.01306% | 0.0122%
| Feb | 12 | 12 | 1021 | 490.783 | 538.2947 | 586.9874 | 0.01047% | 0.01096% | 0.01167% | 0.01304% | 5531 | 0.01297% | 0.01301% |  | 8.9252 | 21.2245 | 17.5005 |  | 1021 | 481.8578 | 517.0702 | 569.4869 |  | 1021 | 0.01049% | 0.01097% | 0.01179% | 0.009755% | 0.01065% | 0.008747% |  | 1021 | 0.01097% | 0.01179% | 1021 | 5255 | 0.01308% | 4412 | 0.01303% | 0.01306% |  | 1021 | 0.01065% | 0.008747% | 0.009698% |  | 1021 | 5531 | 0.01306% | 0.0124%
| Feb | 12 | 13 | 1022 | 485.2401 | 524.647 | 582.9645 | 0.01036% | 0.01068% | 0.01159% | 0.01304% | 1422 | 0.01297% | 0.01301% |  | 8.9246 | 21.2279 | 17.5004 |  | 1022 | 476.3155 | 503.4191 | 565.4642 |  | 1022 | 0.01037% | 0.01068% | 0.01171% | 0.009755% | 0.01065% | 0.008747% |  | 1022 | 0.01068% | 0.01171% | 1022 | 4847 | 0.01308% | 5612 | 0.01303% | 0.01306% |  | 1022 | 0.01065% | 0.008747% | 0.009699% |  | 1022 | 1422 | 0.01306% | 0.01004%
| Feb | 12 | 14 | 1023 | 475.0816 | 515.4678 | 580.4139 | 0.01014% | 0.0105% | 0.01154% | 0.01304% | 4477 | 0.01297% | 0.01301% |  | 8.924 | 21.2312 | 17.5003 |  | 1023 | 466.1577 | 494.2366 | 562.9137 |  | 1023 | 0.01015% | 0.01049% | 0.01166% | 0.009754% | 0.01065% | 0.008747% |  | 1023 | 0.01049% | 0.01166% | 1023 | 1039 | 0.01308% | 3636 | 0.01303% | 0.01305% |  | 1023 | 0.01065% | 0.008747% | 0.0097% |  | 1023 | 4477 | 0.01305% | 0.01269%
| Feb | 12 | 15 | 1024 | 470.1334 | 513.9783 | 581.6142 | 0.01003% | 0.01047% | 0.01157% | 0.01304% | 5511 | 0.01297% | 0.013% |  | 8.9233 | 21.2346 | 17.5002 |  | 1024 | 461.2101 | 492.7437 | 564.114 |  | 1024 | 0.01004% | 0.01046% | 0.01168% | 0.009753% | 0.01065% | 0.008747% |  | 1024 | 0.01046% | 0.01168% | 1024 | 5636 | 0.01308% | 1374 | 0.01302% | 0.01305% |  | 1024 | 0.01065% | 0.008747% | 0.009701% |  | 1024 | 5511 | 0.01305% | 0.01242%
| Feb | 12 | 16 | 1025 | 482.3631 | 521.3886 | 598.9621 | 0.0103% | 0.01062% | 0.01191% | 0.01303% | 3643 | 0.01297% | 0.013% |  | 8.9227 | 21.2379 | 17.5001 |  | 1025 | 473.4404 | 500.1507 | 581.462 |  | 1025 | 0.01031% | 0.01062% | 0.01204% | 0.009753% | 0.01066% | 0.008747% |  | 1025 | 0.01062% | 0.01204% | 1025 | 4946 | 0.01308% | 5874 | 0.01302% | 0.01305% |  | 1025 | 0.01066% | 0.008747% | 0.009702% |  | 1025 | 3643 | 0.01305% | 0.01221%
| Feb | 12 | 17 | 1026 | 512.2389 | 546.3847 | 613.178 | 0.01093% | 0.01113% | 0.01219% | 0.01303% | 4547 | 0.01297% | 0.013% |  | 8.9221 | 21.2412 | 17.5 |  | 1026 | 503.3168 | 525.1434 | 595.678 |  | 1026 | 0.01096% | 0.01115% | 0.01234% | 0.009752% | 0.01066% | 0.008747% |  | 1026 | 0.01115% | 0.01234% | 1026 | 7735 | 0.01308% | 4786 | 0.01302% | 0.01305% |  | 1026 | 0.01066% | 0.008747% | 0.009702% |  | 1026 | 4547 | 0.01305% | 0.01271%
| Feb | 12 | 18 | 1027 | 532.79 | 563.3839 | 620.361 | 0.01137% | 0.01147% | 0.01234% | 0.01303% | 4087 | 0.01297% | 0.013% |  | 8.9214 | 21.2446 | 17.4999 |  | 1027 | 523.8686 | 542.1393 | 602.8611 |  | 1027 | 0.0114% | 0.01151% | 0.01248% | 0.009751% | 0.01066% | 0.008747% |  | 1027 | 0.01151% | 0.01248% | 1027 | 3900 | 0.01308% | 3114 | 0.01302% | 0.01305% |  | 1027 | 0.01066% | 0.008747% | 0.009703% |  | 1027 | 4087 | 0.01305% | 0.01255%
| Feb | 12 | 19 | 1028 | 541.2349 | 576.352 | 618.1011 | 0.01155% | 0.01174% | 0.01229% | 0.01303% | 4482 | 0.01297% | 0.013% |  | 8.9208 | 21.2479 | 17.4998 |  | 1028 | 532.314 | 555.1041 | 600.6012 |  | 1028 | 0.01159% | 0.01178% | 0.01244% | 0.009751% | 0.01066% | 0.008747% |  | 1028 | 0.01178% | 0.01244% | 1028 | 5048 | 0.01308% | 5805 | 0.01302% | 0.01305% |  | 1028 | 0.01066% | 0.008747% | 0.009704% |  | 1028 | 4482 | 0.01305% | 0.01269%
| Feb | 12 | 20 | 1029 | 545.7184 | 579.7686 | 614.2939 | 0.01165% | 0.01181% | 0.01221% | 0.01303% | 1425 | 0.01297% | 0.013% |  | 8.9202 | 21.2512 | 17.4998 |  | 1029 | 536.7982 | 558.5174 | 596.7941 |  | 1029 | 0.01168% | 0.01185% | 0.01236% | 0.00975% | 0.01066% | 0.008747% |  | 1029 | 0.01185% | 0.01236% | 1029 | 5088 | 0.01307% | 3691 | 0.01302% | 0.01305% |  | 1029 | 0.01066% | 0.008747% | 0.009705% |  | 1029 | 1425 | 0.01305% | 0.01004%
| Feb | 12 | 21 | 1030 | 543.1077 | 570.0681 | 600.4718 | 0.01159% | 0.01161% | 0.01194% | 0.01303% | 1545 | 0.01297% | 0.013% |  | 8.9196 | 21.2545 | 17.4997 |  | 1030 | 534.1882 | 548.8136 | 582.9722 |  | 1030 | 0.01163% | 0.01165% | 0.01207% | 0.009749% | 0.01066% | 0.008747% |  | 1030 | 0.01165% | 0.01207% | 1030 | 5135 | 0.01307% | 3620 | 0.01302% | 0.01305% |  | 1030 | 0.01066% | 0.008747% | 0.009706% |  | 1030 | 1545 | 0.01305% | 0.01014%
| Feb | 12 | 22 | 1031 | 535.6591 | 563.2163 | 584.8869 | 0.01143% | 0.01147% | 0.01163% | 0.01303% | 4428 | 0.01297% | 0.013% |  | 8.9189 | 21.2578 | 17.4996 |  | 1031 | 526.7402 | 541.9584 | 567.3872 |  | 1031 | 0.01147% | 0.0115% | 0.01175% | 0.009748% | 0.01067% | 0.008747% |  | 1031 | 0.0115% | 0.01175% | 1031 | 4996 | 0.01307% | 5940 | 0.01302% | 0.01304% |  | 1031 | 0.01067% | 0.008747% | 0.009707% |  | 1031 | 4428 | 0.01304% | 0.01268%
| Feb | 12 | 23 | 1032 | 533.1523 | 559.93 | 576.8693 | 0.01138% | 0.0114% | 0.01147% | 0.01303% | 1377 | 0.01297% | 0.013% |  | 8.9183 | 21.2612 | 17.4996 |  | 1032 | 524.234 | 538.6689 | 559.3697 |  | 1032 | 0.01141% | 0.01143% | 0.01158% | 0.009748% | 0.01067% | 0.008746% |  | 1032 | 0.01143% | 0.01158% | 1032 | 3666 | 0.01307% | 5847 | 0.01302% | 0.01304% |  | 1032 | 0.01067% | 0.008746% | 0.009707% |  | 1032 | 1377 | 0.01304% | 0.01%
| Feb | 13 | 0 | 1033 | 536.1329 | 558.6081 | 576.8975 | 0.01144% | 0.01138% | 0.01147% | 0.01303% | 3089 | 0.01296% | 0.013% |  | 8.9177 | 21.2645 | 17.4995 |  | 1033 | 527.2152 | 537.3436 | 559.3979 |  | 1033 | 0.01148% | 0.01141% | 0.01158% | 0.009747% | 0.01067% | 0.008746% |  | 1033 | 0.01141% | 0.01158% | 1033 | 5579 | 0.01307% | 1257 | 0.01302% | 0.01304% |  | 1033 | 0.01067% | 0.008746% | 0.009708% |  | 1033 | 3089 | 0.01304% | 0.01165%
| Feb | 13 | 1 | 1034 | 544.8807 | 558.7291 | 582.7676 | 0.01163% | 0.01138% | 0.01159% | 0.01303% | 1568 | 0.01296% | 0.01299% |  | 8.9171 | 21.2678 | 17.4995 |  | 1034 | 535.9636 | 537.4613 | 565.2681 |  | 1034 | 0.01167% | 0.01141% | 0.01171% | 0.009746% | 0.01067% | 0.008746% |  | 1034 | 0.01141% | 0.01171% | 1034 | 5364 | 0.01307% | 3663 | 0.01302% | 0.01304% |  | 1034 | 0.01067% | 0.008746% | 0.009709% |  | 1034 | 1568 | 0.01304% | 0.01016%
| Feb | 13 | 2 | 1035 | 553.4172 | 564.9199 | 587.9532 | 0.01181% | 0.0115% | 0.01169% | 0.01303% | 4579 | 0.01296% | 0.01299% |  | 8.9164 | 21.2711 | 17.4994 |  | 1035 | 544.5008 | 543.6489 | 570.4538 |  | 1035 | 0.01185% | 0.01154% | 0.01181% | 0.009746% | 0.01067% | 0.008746% |  | 1035 | 0.01154% | 0.01181% | 1035 | 4922 | 0.01307% | 1735 | 0.01301% | 0.01304% |  | 1035 | 0.01067% | 0.008746% | 0.00971% |  | 1035 | 4579 | 0.01304% | 0.01271%
| Feb | 13 | 3 | 1036 | 566.9862 | 573.0751 | 592.8013 | 0.0121% | 0.01167% | 0.01179% | 0.01303% | 5577 | 0.01296% | 0.01299% |  | 8.9158 | 21.2744 | 17.4994 |  | 1036 | 558.0704 | 551.8007 | 575.3019 |  | 1036 | 0.01215% | 0.01171% | 0.01191% | 0.009745% | 0.01067% | 0.008746% |  | 1036 | 0.01171% | 0.01191% | 1036 | 4431 | 0.01307% | 5394 | 0.01301% | 0.01304% |  | 1036 | 0.01067% | 0.008746% | 0.009711% |  | 1036 | 5577 | 0.01304% | 0.01238%
| Feb | 13 | 4 | 1037 | 577.5283 | 585.0471 | 607.5048 | 0.01233% | 0.01191% | 0.01208% | 0.01302% | 4652 | 0.01296% | 0.01299% |  | 8.9152 | 21.2777 | 17.4994 |  | 1037 | 568.6131 | 563.7694 | 590.0054 |  | 1037 | 0.01238% | 0.01197% | 0.01222% | 0.009744% | 0.01068% | 0.008746% |  | 1037 | 0.01197% | 0.01222% | 1037 | 4752 | 0.01307% | 4952 | 0.01301% | 0.01304% |  | 1037 | 0.01068% | 0.008746% | 0.009711% |  | 1037 | 4652 | 0.01304% | 0.01272%
| Feb | 13 | 5 | 1038 | 599.6308 | 608.6002 | 634.4175 | 0.0128% | 0.01239% | 0.01262% | 0.01302% | 885 | 0.01296% | 0.01299% |  | 8.9146 | 21.2809 | 17.4993 |  | 1038 | 590.7162 | 587.3192 | 616.9181 |  | 1038 | 0.01286% | 0.01247% | 0.01278% | 0.009744% | 0.01068% | 0.008746% |  | 1038 | 0.01247% | 0.01278% | 1038 | 4703 | 0.01306% | 858 | 0.01301% | 0.01304% |  | 1038 | 0.01068% | 0.008746% | 0.009712% |  | 1038 | 885 | 0.01304% | 0.009591%
| Feb | 13 | 6 | 1039 | 629.3307 | 637.6645 | 659.9705 | 0.01343% | 0.01299% | 0.01312% | 0.01302% | 979 | 0.01296% | 0.01299% |  | 8.9139 | 21.2842 | 17.4993 |  | 1039 | 620.4167 | 616.3802 | 642.4711 |  | 1039 | 0.01351% | 0.01308% | 0.0133% | 0.009743% | 0.01068% | 0.008746% |  | 1039 | 0.01308% | 0.0133% | 1039 | 5434 | 0.01306% | 3643 | 0.01301% | 0.01304% |  | 1039 | 0.01068% | 0.008746% | 0.009713% |  | 1039 | 979 | 0.01304% | 0.009665%
| Feb | 13 | 7 | 1040 | 629.5159 | 641.2952 | 663.3088 | 0.01344% | 0.01306% | 0.01319% | 0.01302% | 4820 | 0.01296% | 0.01299% |  | 8.9133 | 21.2875 | 17.4993 |  | 1040 | 620.6026 | 620.0077 | 645.8095 |  | 1040 | 0.01351% | 0.01316% | 0.01337% | 0.009742% | 0.01068% | 0.008746% |  | 1040 | 0.01316% | 0.01337% | 1040 | 3399 | 0.01306% | 1638 | 0.01301% | 0.01303% |  | 1040 | 0.01068% | 0.008746% | 0.009714% |  | 1040 | 4820 | 0.01303% | 0.0127%
| Feb | 13 | 8 | 1041 | 602.0531 | 608.9446 | 644.7699 | 0.01285% | 0.0124% | 0.01282% | 0.01302% | 5848 | 0.01296% | 0.01299% |  | 8.9127 | 21.2908 | 17.4993 |  | 1041 | 593.1404 | 587.6538 | 627.2707 |  | 1041 | 0.01291% | 0.01247% | 0.01299% | 0.009742% | 0.01068% | 0.008746% |  | 1041 | 0.01247% | 0.01299% | 1041 | 1183 | 0.01306% | 886 | 0.013% | 0.01303% |  | 1041 | 0.01068% | 0.008746% | 0.009715% |  | 1041 | 5848 | 0.01303% | 0.01223%
| Feb | 13 | 9 | 1042 | 571.5833 | 580.8392 | 623.1554 | 0.0122% | 0.01183% | 0.01239% | 0.01302% | 5513 | 0.01295% | 0.01299% |  | 8.9121 | 21.2941 | 17.4993 |  | 1042 | 562.6712 | 559.5451 | 605.6561 |  | 1042 | 0.01225% | 0.01188% | 0.01254% | 0.009741% | 0.01068% | 0.008746% |  | 1042 | 0.01188% | 0.01254% | 1042 | 3451 | 0.01306% | 4209 | 0.013% | 0.01303% |  | 1042 | 0.01068% | 0.008746% | 0.009716% |  | 1042 | 5513 | 0.01303% | 0.01241%
| Feb | 13 | 10 | 1043 | 545.7946 | 558.7291 | 603.6601 | 0.01165% | 0.01138% | 0.012% | 0.01302% | 4139 | 0.01295% | 0.01299% |  | 8.9115 | 21.2973 | 17.4993 |  | 1043 | 536.8831 | 537.4318 | 586.1608 |  | 1043 | 0.01169% | 0.01141% | 0.01214% | 0.00974% | 0.01069% | 0.008746% |  | 1043 | 0.01141% | 0.01214% | 1043 | 3402 | 0.01306% | 3935 | 0.013% | 0.01303% |  | 1043 | 0.01069% | 0.008746% | 0.009716% |  | 1043 | 4139 | 0.01303% | 0.01257%
| Feb | 13 | 11 | 1044 | 524.2275 | 543.8432 | 589.4255 | 0.01119% | 0.01107% | 0.01172% | 0.01302% | 3114 | 0.01295% | 0.01299% |  | 8.9108 | 21.3006 | 17.4993 |  | 1044 | 515.3166 | 522.5426 | 571.9262 |  | 1044 | 0.01122% | 0.01109% | 0.01184% | 0.00974% | 0.01069% | 0.008746% |  | 1044 | 0.01109% | 0.01184% | 1044 | 3790 | 0.01306% | 1181 | 0.013% | 0.01303% |  | 1044 | 0.01069% | 0.008746% | 0.009717% |  | 1044 | 3114 | 0.01303% | 0.01168%
| Feb | 13 | 12 | 1045 | 509.4631 | 529.8975 | 576.9725 | 0.01087% | 0.01079% | 0.01147% | 0.01302% | 4111 | 0.01295% | 0.01298% |  | 8.9102 | 21.3039 | 17.4993 |  | 1045 | 500.5529 | 508.5937 | 559.4732 |  | 1045 | 0.0109% | 0.01079% | 0.01159% | 0.009739% | 0.01069% | 0.008746% |  | 1045 | 0.01079% | 0.01159% | 1045 | 4053 | 0.01306% | 679 | 0.013% | 0.01303% |  | 1045 | 0.01069% | 0.008746% | 0.009718% |  | 1045 | 4111 | 0.01303% | 0.01256%
| Feb | 13 | 13 | 1046 | 497.1758 | 524.0139 | 568.2235 | 0.01061% | 0.01067% | 0.0113% | 0.01302% | 1400 | 0.01295% | 0.01298% |  | 8.9096 | 21.3071 | 17.4993 |  | 1046 | 488.2662 | 502.7068 | 550.7242 |  | 1046 | 0.01063% | 0.01067% | 0.0114% | 0.009738% | 0.01069% | 0.008746% |  | 1046 | 0.01067% | 0.0114% | 1046 | 3640 | 0.01306% | 5603 | 0.013% | 0.01303% |  | 1046 | 0.01069% | 0.008746% | 0.009719% |  | 1046 | 1400 | 0.01303% | 0.01002%
| Feb | 13 | 14 | 1047 | 490.2473 | 523.4088 | 562.6159 | 0.01046% | 0.01066% | 0.01119% | 0.01302% | 5145 | 0.01295% | 0.01298% |  | 8.909 | 21.3104 | 17.4993 |  | 1047 | 481.3383 | 502.0984 | 545.1166 |  | 1047 | 0.01048% | 0.01066% | 0.01129% | 0.009738% | 0.01069% | 0.008746% |  | 1047 | 0.01066% | 0.01129% | 1047 | 4381 | 0.01305% | 5434 | 0.013% | 0.01303% |  | 1047 | 0.01069% | 0.008746% | 0.00972% |  | 1047 | 5145 | 0.01303% | 0.0126%
| Feb | 13 | 15 | 1048 | 485.5811 | 528.0915 | 557.8335 | 0.01036% | 0.01075% | 0.01109% | 0.01301% | 970 | 0.01294% | 0.01298% |  | 8.9084 | 21.3136 | 17.4993 |  | 1048 | 476.6727 | 506.7779 | 540.3342 |  | 1048 | 0.01038% | 0.01076% | 0.01119% | 0.009737% | 0.01069% | 0.008746% |  | 1048 | 0.01076% | 0.01119% | 1048 | 3420 | 0.01305% | 3088 | 0.01299% | 0.01302% |  | 1048 | 0.01069% | 0.008746% | 0.00972% |  | 1048 | 970 | 0.01302% | 0.009657%
| Feb | 13 | 16 | 1049 | 498.351 | 539.5329 | 563.6662 | 0.01064% | 0.01099% | 0.01121% | 0.01301% | 4690 | 0.01294% | 0.01298% |  | 8.9078 | 21.3169 | 17.4994 |  | 1049 | 489.4432 | 518.216 | 546.1668 |  | 1049 | 0.01065% | 0.011% | 0.01131% | 0.009736% | 0.0107% | 0.008746% |  | 1049 | 0.011% | 0.01131% | 1049 | 8157 | 0.01305% | 874 | 0.01299% | 0.01302% |  | 1049 | 0.0107% | 0.008746% | 0.009721% |  | 1049 | 4690 | 0.01302% | 0.01272%
| Feb | 13 | 17 | 1050 | 525.8319 | 555.4242 | 594.2922 | 0.01122% | 0.01131% | 0.01182% | 0.01301% | 5047 | 0.01294% | 0.01298% |  | 8.9071 | 21.3201 | 17.4994 |  | 1050 | 516.9247 | 534.1041 | 576.7929 |  | 1050 | 0.01125% | 0.01134% | 0.01194% | 0.009736% | 0.0107% | 0.008746% |  | 1050 | 0.01134% | 0.01194% | 1050 | 4279 | 0.01305% | 3110 | 0.01299% | 0.01302% |  | 1050 | 0.0107% | 0.008746% | 0.009722% |  | 1050 | 5047 | 0.01302% | 0.01264%
| Feb | 13 | 18 | 1051 | 543.5277 | 562.5925 | 615.6724 | 0.0116% | 0.01146% | 0.01224% | 0.01301% | 997 | 0.01294% | 0.01298% |  | 8.9065 | 21.3234 | 17.4994 |  | 1051 | 534.6212 | 541.2692 | 598.1729 |  | 1051 | 0.01164% | 0.01149% | 0.01239% | 0.009735% | 0.0107% | 0.008746% |  | 1051 | 0.01149% | 0.01239% | 1051 | 3901 | 0.01305% | 5071 | 0.01299% | 0.01302% |  | 1051 | 0.0107% | 0.008746% | 0.009723% |  | 1051 | 997 | 0.01302% | 0.009679%
| Feb | 13 | 19 | 1052 | 549.5471 | 561.7175 | 620.7079 | 0.01173% | 0.01144% | 0.01234% | 0.01301% | 3872 | 0.01294% | 0.01298% |  | 8.9059 | 21.3266 | 17.4995 |  | 1052 | 540.6412 | 540.3909 | 603.2085 |  | 1052 | 0.01177% | 0.01147% | 0.01249% | 0.009734% | 0.0107% | 0.008746% |  | 1052 | 0.01147% | 0.01249% | 1052 | 4331 | 0.01305% | 860 | 0.01299% | 0.01302% |  | 1052 | 0.0107% | 0.008746% | 0.009724% |  | 1052 | 3872 | 0.01302% | 0.0124%
| Feb | 13 | 20 | 1053 | 553.8197 | 558.4591 | 612.3716 | 0.01182% | 0.01137% | 0.01218% | 0.01301% | 5554 | 0.01294% | 0.01298% |  | 8.9053 | 21.3298 | 17.4995 |  | 1053 | 544.9144 | 537.1293 | 594.8721 |  | 1053 | 0.01186% | 0.0114% | 0.01232% | 0.009734% | 0.0107% | 0.008746% |  | 1053 | 0.0114% | 0.01232% | 1053 | 3639 | 0.01305% | 4835 | 0.01299% | 0.01302% |  | 1053 | 0.0107% | 0.008746% | 0.009725% |  | 1053 | 5554 | 0.01302% | 0.01239%
| Feb | 13 | 21 | 1054 | 548.4221 | 546.8315 | 585.1963 | 0.0117% | 0.01114% | 0.01164% | 0.01301% | 6774 | 0.01294% | 0.01298% |  | 8.9047 | 21.3331 | 17.4996 |  | 1054 | 539.5174 | 525.4985 | 567.6967 |  | 1054 | 0.01174% | 0.01115% | 0.01176% | 0.009733% | 0.0107% | 0.008746% |  | 1054 | 0.01115% | 0.01176% | 1054 | 4780 | 0.01305% | 1041 | 0.01299% | 0.01302% |  | 1054 | 0.0107% | 0.008746% | 0.009725% |  | 1054 | 6774 | 0.01302% | 0.01196%
| Feb | 13 | 22 | 1055 | 537.1573 | 532.1784 | 572.6214 | 0.01146% | 0.01084% | 0.01139% | 0.01301% | 4379 | 0.01294% | 0.01298% |  | 8.9041 | 21.3363 | 17.4996 |  | 1055 | 528.2532 | 510.8421 | 555.1218 |  | 1055 | 0.0115% | 0.01084% | 0.0115% | 0.009732% | 0.01071% | 0.008746% |  | 1055 | 0.01084% | 0.0115% | 1055 | 3592 | 0.01305% | 5707 | 0.01299% | 0.01302% |  | 1055 | 0.01071% | 0.008746% | 0.009726% |  | 1055 | 4379 | 0.01302% | 0.01267%
| Feb | 13 | 23 | 1056 | 533.5693 | 523.6602 | 561.8845 | 0.01139% | 0.01066% | 0.01117% | 0.01301% | 4967 | 0.01294% | 0.01298% |  | 8.9035 | 21.3395 | 17.4997 |  | 1056 | 524.6658 | 502.3206 | 544.3848 |  | 1056 | 0.01142% | 0.01066% | 0.01127% | 0.009732% | 0.01071% | 0.008747% |  | 1056 | 0.01066% | 0.01127% | 1056 | 3902 | 0.01304% | 5087 | 0.01299% | 0.01302% |  | 1056 | 0.01071% | 0.008747% | 0.009727% |  | 1056 | 4967 | 0.01302% | 0.01266%
| Feb | 14 | 0 | 1057 | 534.2846 | 523.9208 | 556.2863 | 0.0114% | 0.01067% | 0.01106% | 0.01301% | 4122 | 0.01294% | 0.01297% |  | 8.9029 | 21.3427 | 17.4997 |  | 1057 | 525.3817 | 502.5781 | 538.7865 |  | 1057 | 0.01144% | 0.01067% | 0.01116% | 0.009731% | 0.01071% | 0.008747% |  | 1057 | 0.01067% | 0.01116% | 1057 | 5653 | 0.01304% | 1734 | 0.01299% | 0.01302% |  | 1057 | 0.01071% | 0.008747% | 0.009728% |  | 1057 | 4122 | 0.01302% | 0.01257%
| Feb | 14 | 1 | 1058 | 539.8873 | 524.4887 | 555.0297 | 0.01152% | 0.01068% | 0.01104% | 0.01301% | 4907 | 0.01293% | 0.01297% |  | 8.9023 | 21.3459 | 17.4998 |  | 1058 | 530.985 | 503.1428 | 537.5299 |  | 1058 | 0.01156% | 0.01068% | 0.01113% | 0.00973% | 0.01071% | 0.008747% |  | 1058 | 0.01068% | 0.01113% | 1058 | 5017 | 0.01304% | 5915 | 0.01299% | 0.01302% |  | 1058 | 0.01071% | 0.008747% | 0.009729% |  | 1058 | 4907 | 0.01302% | 0.01268%
| Feb | 14 | 2 | 1059 | 548.7967 | 525.1218 | 559.6058 | 0.01171% | 0.01069% | 0.01113% | 0.01301% | 4879 | 0.01293% | 0.01297% |  | 8.9017 | 21.3492 | 17.4999 |  | 1059 | 539.895 | 503.7726 | 542.1059 |  | 1059 | 0.01175% | 0.01069% | 0.01123% | 0.00973% | 0.01071% | 0.008747% |  | 1059 | 0.01069% | 0.01123% | 1059 | 4591 | 0.01304% | 978 | 0.01299% | 0.01301% |  | 1059 | 0.01071% | 0.008747% | 0.00973% |  | 1059 | 4879 | 0.01301% | 0.01269%
| Feb | 14 | 3 | 1060 | 559.7649 | 532.0573 | 566.3012 | 0.01195% | 0.01083% | 0.01126% | 0.01301% | 1399 | 0.01293% | 0.01297% |  | 8.901 | 21.3524 | 17.5 |  | 1060 | 550.8638 | 510.705 | 548.8012 |  | 1060 | 0.01199% | 0.01084% | 0.01136% | 0.009729% | 0.01071% | 0.008747% |  | 1060 | 0.01084% | 0.01136% | 1060 | 7592 | 0.01304% | 1485 | 0.01299% | 0.01301% |  | 1060 | 0.01071% | 0.008747% | 0.00973% |  | 1060 | 1399 | 0.01301% | 0.01002%
| Feb | 14 | 4 | 1061 | 575.7525 | 541.0876 | 576.2223 | 0.01229% | 0.01102% | 0.01146% | 0.01301% | 3684 | 0.01293% | 0.01297% |  | 8.9004 | 21.3556 | 17.5001 |  | 1061 | 566.852 | 519.732 | 558.7222 |  | 1061 | 0.01234% | 0.01103% | 0.01157% | 0.009728% | 0.01072% | 0.008747% |  | 1061 | 0.01103% | 0.01157% | 1061 | 3756 | 0.01304% | 4528 | 0.01299% | 0.01301% |  | 1061 | 0.01072% | 0.008747% | 0.009731% |  | 1061 | 3684 | 0.01301% | 0.01224%
| Feb | 14 | 5 | 1062 | 601.3755 | 559.4366 | 603.285 | 0.01284% | 0.01139% | 0.012% | 0.01301% | 5192 | 0.01293% | 0.01297% |  | 8.8998 | 21.3588 | 17.5002 |  | 1062 | 592.4757 | 538.0779 | 585.7849 |  | 1062 | 0.0129% | 0.01142% | 0.01213% | 0.009728% | 0.01072% | 0.008747% |  | 1062 | 0.01142% | 0.01213% | 1062 | 1257 | 0.01304% | 5316 | 0.01299% | 0.01301% |  | 1062 | 0.01072% | 0.008747% | 0.009732% |  | 1062 | 5192 | 0.01301% | 0.01258%
| Feb | 14 | 6 | 1063 | 631.7446 | 583.9113 | 629.2694 | 0.01348% | 0.01189% | 0.01251% | 0.01301% | 4988 | 0.01293% | 0.01297% |  | 8.8992 | 21.362 | 17.5002 |  | 1063 | 622.8453 | 562.5494 | 611.7691 |  | 1063 | 0.01356% | 0.01194% | 0.01267% | 0.009727% | 0.01072% | 0.008747% |  | 1063 | 0.01194% | 0.01267% | 1063 | 3905 | 0.01304% | 4087 | 0.01298% | 0.01301% |  | 1063 | 0.01072% | 0.008747% | 0.009733% |  | 1063 | 4988 | 0.01301% | 0.01266%
| Feb | 14 | 7 | 1064 | 630.0956 | 585.2891 | 630.6103 | 0.01345% | 0.01192% | 0.01254% | 0.01301% | 4797 | 0.01292% | 0.01296% |  | 8.8986 | 21.3652 | 17.5003 |  | 1064 | 621.197 | 563.924 | 613.11 |  | 1064 | 0.01352% | 0.01197% | 0.0127% | 0.009726% | 0.01072% | 0.008747% |  | 1064 | 0.01197% | 0.0127% | 1064 | 4198 | 0.01304% | 4772 | 0.01298% | 0.01301% |  | 1064 | 0.01072% | 0.008747% | 0.009734% |  | 1064 | 4797 | 0.01301% | 0.0127%
| Feb | 14 | 8 | 1065 | 609.257 | 575.0114 | 616.3194 | 0.013% | 0.01171% | 0.01226% | 0.01301% | 5170 | 0.01292% | 0.01296% |  | 8.898 | 21.3683 | 17.5005 |  | 1065 | 600.359 | 553.6431 | 598.8189 |  | 1065 | 0.01307% | 0.01175% | 0.0124% | 0.009726% | 0.01072% | 0.008747% |  | 1065 | 0.01175% | 0.0124% | 1065 | 4384 | 0.01304% | 4529 | 0.01298% | 0.01301% |  | 1065 | 0.01072% | 0.008747% | 0.009734% |  | 1065 | 5170 | 0.01301% | 0.01259%
| Feb | 14 | 9 | 1066 | 584.9903 | 554.7167 | 613.2624 | 0.01249% | 0.0113% | 0.01219% | 0.013% | 3088 | 0.01292% | 0.01296% |  | 8.8974 | 21.3715 | 17.5006 |  | 1066 | 576.0929 | 533.3452 | 595.7618 |  | 1066 | 0.01254% | 0.01132% | 0.01234% | 0.009725% | 0.01072% | 0.008747% |  | 1066 | 0.01132% | 0.01234% | 1066 | 4360 | 0.01304% | 1254 | 0.01298% | 0.01301% |  | 1066 | 0.01072% | 0.008747% | 0.009735% |  | 1066 | 3088 | 0.01301% | 0.01165%
| Feb | 14 | 10 | 1067 | 562.5738 | 530.3258 | 601.222 | 0.01201% | 0.0108% | 0.01196% | 0.013% | 3110 | 0.01292% | 0.01296% |  | 8.8968 | 21.3747 | 17.5007 |  | 1067 | 553.6769 | 508.9511 | 583.7213 |  | 1067 | 0.01205% | 0.0108% | 0.01209% | 0.009724% | 0.01073% | 0.008747% |  | 1067 | 0.0108% | 0.01209% | 1067 | 3664 | 0.01304% | 942 | 0.01298% | 0.01301% |  | 1067 | 0.01073% | 0.008747% | 0.009736% |  | 1067 | 3110 | 0.01301% | 0.01168%
| Feb | 14 | 11 | 1068 | 542.961 | 519.7409 | 592.2949 | 0.01159% | 0.01058% | 0.01178% | 0.013% | 4038 | 0.01292% | 0.01296% |  | 8.8962 | 21.3779 | 17.5008 |  | 1068 | 534.0648 | 498.363 | 574.7941 |  | 1068 | 0.01163% | 0.01058% | 0.0119% | 0.009724% | 0.01073% | 0.008747% |  | 1068 | 0.01058% | 0.0119% | 1068 | 3777 | 0.01304% | 5531 | 0.01298% | 0.01301% |  | 1068 | 0.01073% | 0.008747% | 0.009737% |  | 1068 | 4038 | 0.01301% | 0.01252%
| Feb | 14 | 12 | 1069 | 525.2878 | 513.6524 | 590.8977 | 0.01121% | 0.01046% | 0.01175% | 0.013% | 988 | 0.01292% | 0.01296% |  | 8.8956 | 21.3811 | 17.5009 |  | 1069 | 516.3922 | 492.2714 | 573.3968 |  | 1069 | 0.01124% | 0.01045% | 0.01187% | 0.009723% | 0.01073% | 0.008747% |  | 1069 | 0.01045% | 0.01187% | 1069 | 4508 | 0.01304% | 5489 | 0.01298% | 0.01301% |  | 1069 | 0.01073% | 0.008747% | 0.009738% |  | 1069 | 988 | 0.01301% | 0.009672%
| Feb | 14 | 13 | 1070 | 519.7135 | 512.135 | 591.8635 | 0.01109% | 0.01043% | 0.01177% | 0.013% | 5772 | 0.01292% | 0.01296% |  | 8.895 | 21.3842 | 17.5011 |  | 1070 | 510.8185 | 490.7507 | 574.3625 |  | 1070 | 0.01112% | 0.01042% | 0.01189% | 0.009722% | 0.01073% | 0.008747% |  | 1070 | 0.01042% | 0.01189% | 1070 | 4150 | 0.01304% | 1640 | 0.01298% | 0.01301% |  | 1070 | 0.01073% | 0.008747% | 0.009739% |  | 1070 | 5772 | 0.01301% | 0.01227%
| Feb | 14 | 14 | 1071 | 524.1043 | 508.0947 | 597.8556 | 0.01119% | 0.01035% | 0.01189% | 0.013% | 998 | 0.01292% | 0.01296% |  | 8.8944 | 21.3874 | 17.5012 |  | 1071 | 515.2099 | 486.7072 | 580.3544 |  | 1071 | 0.01122% | 0.01033% | 0.01202% | 0.009722% | 0.01073% | 0.008747% |  | 1071 | 0.01033% | 0.01202% | 1071 | 4173 | 0.01304% | 5511 | 0.01297% | 0.01301% |  | 1071 | 0.01073% | 0.008747% | 0.009739% |  | 1071 | 998 | 0.01301% | 0.00968%
| Feb | 14 | 15 | 1072 | 530.0834 | 507.0054 | 600.4812 | 0.01131% | 0.01032% | 0.01194% | 0.013% | 5411 | 0.01292% | 0.01296% |  | 8.8938 | 21.3906 | 17.5013 |  | 1072 | 521.1896 | 485.6149 | 582.9799 |  | 1072 | 0.01135% | 0.01031% | 0.01207% | 0.009721% | 0.01073% | 0.008747% |  | 1072 | 0.01031% | 0.01207% | 1072 | 4570 | 0.01304% | 5157 | 0.01297% | 0.013% |  | 1072 | 0.01073% | 0.008747% | 0.00974% |  | 1072 | 5411 | 0.013% | 0.01247%
| Feb | 14 | 16 | 1073 | 539.9069 | 518.0558 | 607.2328 | 0.01152% | 0.01055% | 0.01207% | 0.013% | 1186 | 0.01292% | 0.01296% |  | 8.8932 | 21.3937 | 17.5015 |  | 1073 | 531.0137 | 496.6621 | 589.7314 |  | 1073 | 0.01156% | 0.01054% | 0.01221% | 0.00972% | 0.01073% | 0.008747% |  | 1073 | 0.01054% | 0.01221% | 1073 | 5627 | 0.01303% | 5300 | 0.01297% | 0.013% |  | 1073 | 0.01073% | 0.008747% | 0.009741% |  | 1073 | 1186 | 0.013% | 0.009837%
| Feb | 14 | 17 | 1074 | 557.1607 | 532.0573 | 613.6375 | 0.01189% | 0.01083% | 0.0122% | 0.013% | 4871 | 0.01292% | 0.01296% |  | 8.8926 | 21.3969 | 17.5016 |  | 1074 | 548.2681 | 510.6605 | 596.1359 |  | 1074 | 0.01193% | 0.01084% | 0.01235% | 0.00972% | 0.01074% | 0.008747% |  | 1074 | 0.01084% | 0.01235% | 1074 | 4898 | 0.01303% | 5254 | 0.01297% | 0.013% |  | 1074 | 0.01074% | 0.008747% | 0.009742% |  | 1074 | 4871 | 0.013% | 0.01269%
| Feb | 14 | 18 | 1075 | 557.8618 | 541.823 | 608.255 | 0.01191% | 0.01103% | 0.01209% | 0.013% | 4230 | 0.01292% | 0.01296% |  | 8.892 | 21.4 | 17.5018 |  | 1075 | 548.9697 | 520.423 | 590.7532 |  | 1075 | 0.01195% | 0.01105% | 0.01223% | 0.009719% | 0.01074% | 0.008748% |  | 1075 | 0.01105% | 0.01223% | 1075 | 4781 | 0.01303% | 981 | 0.01297% | 0.013% |  | 1075 | 0.01074% | 0.008748% | 0.009743% |  | 1075 | 4230 | 0.013% | 0.01262%
| Feb | 14 | 19 | 1076 | 559.7785 | 548.4421 | 598.3432 | 0.01195% | 0.01117% | 0.0119% | 0.013% | 4335 | 0.01292% | 0.01296% |  | 8.8914 | 21.4032 | 17.5019 |  | 1076 | 550.8871 | 527.0389 | 580.8413 |  | 1076 | 0.01199% | 0.01119% | 0.01203% | 0.009718% | 0.01074% | 0.008748% |  | 1076 | 0.01119% | 0.01203% | 1076 | 4472 | 0.01303% | 1282 | 0.01297% | 0.013% |  | 1076 | 0.01074% | 0.008748% | 0.009744% |  | 1076 | 4335 | 0.013% | 0.01265%
| Feb | 14 | 20 | 1077 | 558.4779 | 550.7322 | 584.8681 | 0.01192% | 0.01121% | 0.01163% | 0.013% | 852 | 0.01292% | 0.01296% |  | 8.8908 | 21.4063 | 17.5021 |  | 1077 | 549.5871 | 529.3259 | 567.366 |  | 1077 | 0.01196% | 0.01123% | 0.01175% | 0.009718% | 0.01074% | 0.008748% |  | 1077 | 0.01123% | 0.01175% | 1077 | 4410 | 0.01303% | 4477 | 0.01297% | 0.013% |  | 1077 | 0.01074% | 0.008748% | 0.009744% |  | 1077 | 852 | 0.013% | 0.009566%
| Feb | 14 | 21 | 1078 | 547.8301 | 546.0775 | 576.3161 | 0.01169% | 0.01112% | 0.01146% | 0.01299% | 4713 | 0.01291% | 0.01295% |  | 8.8902 | 21.4095 | 17.5023 |  | 1078 | 538.9398 | 524.668 | 558.8138 |  | 1078 | 0.01173% | 0.01114% | 0.01157% | 0.009717% | 0.01074% | 0.008748% |  | 1078 | 0.01114% | 0.01157% | 1078 | 5370 | 0.01303% | 4762 | 0.01297% | 0.013% |  | 1078 | 0.01074% | 0.008748% | 0.009745% |  | 1078 | 4713 | 0.013% | 0.01271%
| Feb | 14 | 22 | 1079 | 534.3316 | 537.9223 | 562.4096 | 0.0114% | 0.01095% | 0.01118% | 0.01299% | 4336 | 0.01291% | 0.01295% |  | 8.8896 | 21.4126 | 17.5024 |  | 1079 | 525.4419 | 516.5097 | 544.9072 |  | 1079 | 0.01144% | 0.01096% | 0.01128% | 0.009716% | 0.01074% | 0.008748% |  | 1079 | 0.01096% | 0.01128% | 1079 | 4607 | 0.01303% | 4482 | 0.01297% | 0.013% |  | 1079 | 0.01074% | 0.008748% | 0.009746% |  | 1079 | 4336 | 0.013% | 0.01266%
| Feb | 14 | 23 | 1080 | 525.9669 | 529.9813 | 552.3947 | 0.01123% | 0.01079% | 0.01098% | 0.01299% | 1664 | 0.01291% | 0.01295% |  | 8.8891 | 21.4158 | 17.5026 |  | 1080 | 517.0778 | 508.5656 | 534.8921 |  | 1080 | 0.01126% | 0.01079% | 0.01108% | 0.009716% | 0.01075% | 0.008748% |  | 1080 | 0.01079% | 0.01108% | 1080 | 4208 | 0.01303% | 4428 | 0.01297% | 0.013% |  | 1080 | 0.01075% | 0.008748% | 0.009747% |  | 1080 | 1664 | 0.013% | 0.01024%
| Feb | 15 | 0 | 1081 | 520.9651 | 524.5073 | 550.0223 | 0.01112% | 0.01068% | 0.01094% | 0.01299% | 4413 | 0.01291% | 0.01295% |  | 8.8885 | 21.4189 | 17.5028 |  | 1081 | 512.0766 | 503.0884 | 532.5195 |  | 1081 | 0.01115% | 0.01068% | 0.01103% | 0.009715% | 0.01075% | 0.008748% |  | 1081 | 0.01068% | 0.01103% | 1081 | 3426 | 0.01303% | 5848 | 0.01297% | 0.013% |  | 1081 | 0.01075% | 0.008748% | 0.009748% |  | 1081 | 4413 | 0.013% | 0.01268%
| Feb | 15 | 1 | 1082 | 519.0364 | 525.3079 | 553.3231 | 0.01108% | 0.0107% | 0.011% | 0.01299% | 859 | 0.01291% | 0.01295% |  | 8.8879 | 21.422 | 17.503 |  | 1082 | 510.1485 | 503.8859 | 535.8201 |  | 1082 | 0.0111% | 0.01069% | 0.0111% | 0.009715% | 0.01075% | 0.008748% |  | 1082 | 0.01069% | 0.0111% | 1082 | 3641 | 0.01303% | 1018 | 0.01297% | 0.013% |  | 1082 | 0.01075% | 0.008748% | 0.009749% |  | 1082 | 859 | 0.013% | 0.009571%
| Feb | 15 | 2 | 1083 | 520.0302 | 532.0667 | 557.3834 | 0.0111% | 0.01083% | 0.01108% | 0.01299% | 4147 | 0.01291% | 0.01295% |  | 8.8873 | 21.4251 | 17.5032 |  | 1083 | 511.1429 | 510.6415 | 539.8802 |  | 1083 | 0.01113% | 0.01084% | 0.01118% | 0.009714% | 0.01075% | 0.008748% |  | 1083 | 0.01084% | 0.01118% | 1083 | 1209 | 0.01303% | 4547 | 0.01297% | 0.013% |  | 1083 | 0.01075% | 0.008748% | 0.009749% |  | 1083 | 4147 | 0.013% | 0.01258%
| Feb | 15 | 3 | 1084 | 527.5211 | 540.7152 | 561.997 | 0.01126% | 0.01101% | 0.01118% | 0.01299% | 5635 | 0.0129% | 0.01295% |  | 8.8867 | 21.4283 | 17.5034 |  | 1084 | 518.6344 | 519.2869 | 544.4936 |  | 1084 | 0.01129% | 0.01102% | 0.01128% | 0.009713% | 0.01075% | 0.008748% |  | 1084 | 0.01102% | 0.01128% | 1084 | 5989 | 0.01303% | 6774 | 0.01297% | 0.013% |  | 1084 | 0.01075% | 0.008748% | 0.00975% |  | 1084 | 5635 | 0.013% | 0.01234%
| Feb | 15 | 4 | 1085 | 538.4679 | 553.1713 | 571.8525 | 0.01149% | 0.01126% | 0.01137% | 0.01299% | 344 | 0.0129% | 0.01295% |  | 8.8861 | 21.4314 | 17.5036 |  | 1085 | 529.5818 | 531.7399 | 554.3489 |  | 1085 | 0.01153% | 0.01129% | 0.01148% | 0.009713% | 0.01075% | 0.008748% |  | 1085 | 0.01129% | 0.01148% | 1085 | 4432 | 0.01303% | 5577 | 0.01296% | 0.013% |  | 1085 | 0.01075% | 0.008748% | 0.009751% |  | 1085 | 344 | 0.013% | 0.009251%
| Feb | 15 | 5 | 1086 | 555.1367 | 578.065 | 590.682 | 0.01185% | 0.01177% | 0.01175% | 0.01299% | 5586 | 0.0129% | 0.01294% |  | 8.8855 | 21.4345 | 17.5038 |  | 1086 | 546.2512 | 556.6305 | 573.1782 |  | 1086 | 0.01189% | 0.01181% | 0.01187% | 0.009712% | 0.01076% | 0.008749% |  | 1086 | 0.01181% | 0.01187% | 1086 | 5970 | 0.01303% | 1330 | 0.01296% | 0.013% |  | 1086 | 0.01076% | 0.008749% | 0.009752% |  | 1086 | 5586 | 0.013% | 0.01237%
| Feb | 15 | 6 | 1087 | 572.8845 | 609.168 | 608.6957 | 0.01223% | 0.0124% | 0.0121% | 0.01299% | 4526 | 0.0129% | 0.01294% |  | 8.8849 | 21.4376 | 17.504 |  | 1087 | 563.9996 | 587.7305 | 591.1917 |  | 1087 | 0.01228% | 0.01247% | 0.01224% | 0.009711% | 0.01076% | 0.008749% |  | 1087 | 0.01247% | 0.01224% | 1087 | 4064 | 0.01303% | 3684 | 0.01296% | 0.013% |  | 1087 | 0.01076% | 0.008749% | 0.009753% |  | 1087 | 4526 | 0.013% | 0.0127%
| Feb | 15 | 7 | 1088 | 572.8544 | 607.2037 | 609.4177 | 0.01223% | 0.01236% | 0.01212% | 0.01299% | 4855 | 0.0129% | 0.01294% |  | 8.8843 | 21.4407 | 17.5042 |  | 1088 | 563.9701 | 585.763 | 591.9135 |  | 1088 | 0.01228% | 0.01243% | 0.01226% | 0.009711% | 0.01076% | 0.008749% |  | 1088 | 0.01243% | 0.01226% | 1088 | 3253 | 0.01303% | 890 | 0.01296% | 0.01299% |  | 1088 | 0.01076% | 0.008749% | 0.009754% |  | 1088 | 4855 | 0.01299% | 0.01269%
| Feb | 15 | 8 | 1089 | 562.1786 | 572.8796 | 601.8409 | 0.012% | 0.01167% | 0.01197% | 0.01299% | 5458 | 0.0129% | 0.01294% |  | 8.8837 | 21.4438 | 17.5045 |  | 1089 | 553.2948 | 551.4358 | 584.3365 |  | 1089 | 0.01204% | 0.0117% | 0.0121% | 0.00971% | 0.01076% | 0.008749% |  | 1089 | 0.0117% | 0.0121% | 1089 | 3799 | 0.01303% | 3090 | 0.01296% | 0.01299% |  | 1089 | 0.01076% | 0.008749% | 0.009754% |  | 1089 | 5458 | 0.01299% | 0.01244%
| Feb | 15 | 9 | 1090 | 549.0963 | 542.2047 | 590.2131 | 0.01172% | 0.01104% | 0.01174% | 0.01298% | 884 | 0.0129% | 0.01294% |  | 8.8832 | 21.4469 | 17.5047 |  | 1090 | 540.2131 | 520.7578 | 572.7084 |  | 1090 | 0.01176% | 0.01105% | 0.01186% | 0.009709% | 0.01076% | 0.008749% |  | 1090 | 0.01105% | 0.01186% | 1090 | 4111 | 0.01302% | 3872 | 0.01296% | 0.01299% |  | 1090 | 0.01076% | 0.008749% | 0.009755% |  | 1090 | 884 | 0.01299% | 0.00959%
| Feb | 15 | 10 | 1091 | 540.2446 | 522.813 | 586.1434 | 0.01153% | 0.01065% | 0.01166% | 0.01298% | 5846 | 0.0129% | 0.01294% |  | 8.8826 | 21.45 | 17.5049 |  | 1091 | 531.362 | 501.363 | 568.6385 |  | 1091 | 0.01157% | 0.01064% | 0.01178% | 0.009709% | 0.01076% | 0.008749% |  | 1091 | 0.01064% | 0.01178% | 1091 | 1184 | 0.01302% | 1486 | 0.01296% | 0.01299% |  | 1091 | 0.01076% | 0.008749% | 0.009756% |  | 1091 | 5846 | 0.01299% | 0.01223%
| Feb | 15 | 11 | 1092 | 539.5055 | 507.4244 | 571.6462 | 0.01151% | 0.01033% | 0.01137% | 0.01298% | 1490 | 0.0129% | 0.01294% |  | 8.882 | 21.4531 | 17.5052 |  | 1092 | 530.6235 | 485.9713 | 554.141 |  | 1092 | 0.01155% | 0.01031% | 0.01148% | 0.009708% | 0.01076% | 0.008749% |  | 1092 | 0.01031% | 0.01148% | 1092 | 1281 | 0.01302% | 4139 | 0.01296% | 0.01299% |  | 1092 | 0.01076% | 0.008749% | 0.009757% |  | 1092 | 1490 | 0.01299% | 0.0101%
| Feb | 15 | 12 | 1093 | 534.6494 | 501.6432 | 554.0357 | 0.01141% | 0.01022% | 0.01102% | 0.01298% | 4667 | 0.0129% | 0.01294% |  | 8.8814 | 21.4562 | 17.5054 |  | 1093 | 525.768 | 480.187 | 536.5303 |  | 1093 | 0.01144% | 0.01019% | 0.01111% | 0.009707% | 0.01077% | 0.008749% |  | 1093 | 0.01019% | 0.01111% | 1093 | 4358 | 0.01302% | 4579 | 0.01296% | 0.01299% |  | 1093 | 0.01077% | 0.008749% | 0.009758% |  | 1093 | 4667 | 0.01299% | 0.01272%
| Feb | 15 | 13 | 1094 | 531.4005 | 494.298 | 549.3002 | 0.01134% | 0.01007% | 0.01092% | 0.01298% | 967 | 0.0129% | 0.01294% |  | 8.8808 | 21.4593 | 17.5057 |  | 1094 | 522.5196 | 472.8387 | 531.7946 |  | 1094 | 0.01137% | 0.01004% | 0.01101% | 0.009707% | 0.01077% | 0.00875% |  | 1094 | 0.01004% | 0.01101% | 1094 | 5603 | 0.01302% | 5513 | 0.01296% | 0.01299% |  | 1094 | 0.01077% | 0.00875% | 0.009759% |  | 1094 | 967 | 0.01299% | 0.009655%
| Feb | 15 | 14 | 1095 | 530.5938 | 492.8736 | 546.609 | 0.01132% | 0.01004% | 0.01087% | 0.01298% | 980 | 0.0129% | 0.01294% |  | 8.8802 | 21.4623 | 17.5059 |  | 1095 | 521.7135 | 471.4113 | 529.103 |  | 1095 | 0.01136% | 0.01001% | 0.01096% | 0.009706% | 0.01077% | 0.00875% |  | 1095 | 0.01001% | 0.01096% | 1095 | 7568 | 0.01302% | 4111 | 0.01296% | 0.01299% |  | 1095 | 0.01077% | 0.00875% | 0.009759% |  | 1095 | 980 | 0.01299% | 0.009665%
| Feb | 15 | 15 | 1096 | 533.9609 | 501.7176 | 548.3531 | 0.0114% | 0.01022% | 0.0109% | 0.01298% | 1662 | 0.01289% | 0.01294% |  | 8.8797 | 21.4654 | 17.5062 |  | 1096 | 525.0812 | 480.2522 | 530.847 |  | 1096 | 0.01143% | 0.01019% | 0.01099% | 0.009706% | 0.01077% | 0.00875% |  | 1096 | 0.01019% | 0.01099% | 1096 | 4255 | 0.01302% | 4652 | 0.01295% | 0.01299% |  | 1096 | 0.01077% | 0.00875% | 0.00976% |  | 1096 | 1662 | 0.01299% | 0.01024%
| Feb | 15 | 16 | 1097 | 539.1355 | 519.2195 | 559.437 | 0.01151% | 0.01057% | 0.01112% | 0.01298% | 3731 | 0.01289% | 0.01293% |  | 8.8791 | 21.4685 | 17.5064 |  | 1097 | 530.2564 | 497.751 | 541.9306 |  | 1097 | 0.01154% | 0.01056% | 0.01122% | 0.009705% | 0.01077% | 0.00875% |  | 1097 | 0.01056% | 0.01122% | 1097 | 5657 | 0.01302% | 1161 | 0.01295% | 0.01298% |  | 1097 | 0.01077% | 0.00875% | 0.009761% |  | 1097 | 3731 | 0.01298% | 0.01229%
| Feb | 15 | 17 | 1098 | 548.7133 | 537.2055 | 577.8352 | 0.01171% | 0.01094% | 0.01149% | 0.01298% | 4676 | 0.01289% | 0.01293% |  | 8.8785 | 21.4715 | 17.5067 |  | 1098 | 539.8348 | 515.734 | 560.3285 |  | 1098 | 0.01175% | 0.01095% | 0.0116% | 0.009704% | 0.01077% | 0.00875% |  | 1098 | 0.01095% | 0.0116% | 1098 | 5143 | 0.01302% | 4820 | 0.01295% | 0.01298% |  | 1098 | 0.01077% | 0.00875% | 0.009762% |  | 1098 | 4676 | 0.01298% | 0.01272%
| Feb | 15 | 18 | 1099 | 547.6604 | 539.2908 | 588.3283 | 0.01169% | 0.01098% | 0.0117% | 0.01298% | 3090 | 0.01289% | 0.01293% |  | 8.8779 | 21.4746 | 17.507 |  | 1099 | 538.7825 | 517.8162 | 570.8213 |  | 1099 | 0.01173% | 0.01099% | 0.01182% | 0.009704% | 0.01078% | 0.00875% |  | 1099 | 0.01099% | 0.01182% | 1099 | 4949 | 0.01302% | 1378 | 0.01295% | 0.01298% |  | 1099 | 0.01078% | 0.00875% | 0.009763% |  | 1099 | 3090 | 0.01298% | 0.01165%
| Feb | 15 | 19 | 1100 | 332.9963 | 534.152 | 585.5902 | 0.007107% | 0.01088% | 0.01164% | 0.01298% | 5291 | 0.01289% | 0.01293% |  | 8.8773 | 21.4777 | 17.5072 |  | 1100 | 324.119 | 512.6743 | 568.0829 |  | 1100 | 0.007055% | 0.01088% | 0.01176% | 0.009703% | 0.01078% | 0.00875% |  | 1100 | 0.01088% | 0.01176% | 1100 | 4294 | 0.01302% | 4122 | 0.01294% | 0.01298% |  | 1100 | 0.01078% | 0.00875% | 0.009764% |  | 1100 | 5291 | 0.01298% | 0.01253%
| Feb | 15 | 20 | 1101 | 452.5079 | 531.8432 | 581.3892 | 0.009658% | 0.01083% | 0.01156% | 0.01298% | 5627 | 0.01289% | 0.01293% |  | 8.8768 | 21.4807 | 17.5075 |  | 1101 | 443.6311 | 510.3625 | 563.8816 |  | 1101 | 0.009657% | 0.01083% | 0.01168% | 0.009702% | 0.01078% | 0.00875% |  | 1101 | 0.01083% | 0.01168% | 1101 | 5753 | 0.01302% | 5554 | 0.01294% | 0.01298% |  | 1101 | 0.01078% | 0.00875% | 0.009764% |  | 1101 | 5627 | 0.01298% | 0.01235%
| Feb | 15 | 21 | 1102 | 501.217 | 526.0155 | 572.7621 | 0.0107% | 0.01071% | 0.01139% | 0.01298% | 4402 | 0.01289% | 0.01293% |  | 8.8762 | 21.4838 | 17.5078 |  | 1102 | 492.3408 | 504.5317 | 555.2543 |  | 1102 | 0.01072% | 0.01071% | 0.0115% | 0.009702% | 0.01078% | 0.008751% |  | 1102 | 0.01071% | 0.0115% | 1102 | 4801 | 0.01302% | 1352 | 0.01294% | 0.01298% |  | 1102 | 0.01078% | 0.008751% | 0.009765% |  | 1102 | 4402 | 0.01298% | 0.01267%
| Feb | 15 | 22 | 1103 | 485.5397 | 515.896 | 562.2877 | 0.01036% | 0.01051% | 0.01118% | 0.01298% | 957 | 0.01289% | 0.01293% |  | 8.8756 | 21.4868 | 17.5081 |  | 1103 | 476.6641 | 494.4092 | 544.7796 |  | 1103 | 0.01038% | 0.01049% | 0.01128% | 0.009701% | 0.01078% | 0.008751% |  | 1103 | 0.01049% | 0.01128% | 1103 | 8147 | 0.01302% | 853 | 0.01294% | 0.01298% |  | 1103 | 0.01078% | 0.008751% | 0.009766% |  | 1103 | 957 | 0.01298% | 0.009647%
| Feb | 15 | 23 | 1104 | 478.6971 | 512.014 | 559.2307 | 0.01022% | 0.01043% | 0.01112% | 0.01297% | 4976 | 0.01289% | 0.01293% |  | 8.875 | 21.4899 | 17.5084 |  | 1104 | 469.822 | 490.5241 | 541.7223 |  | 1104 | 0.01023% | 0.01041% | 0.01122% | 0.009701% | 0.01078% | 0.008751% |  | 1104 | 0.01041% | 0.01122% | 1104 | 3737 | 0.01301% | 5145 | 0.01294% | 0.01298% |  | 1104 | 0.01078% | 0.008751% | 0.009767% |  | 1104 | 4976 | 0.01298% | 0.01266%
| Feb | 16 | 0 | 1105 | 473.5956 | 510.2265 | 556.3425 | 0.01011% | 0.01039% | 0.01106% | 0.01297% | 4530 | 0.01288% | 0.01293% |  | 8.8744 | 21.4929 | 17.5087 |  | 1105 | 464.7211 | 488.7336 | 538.8338 |  | 1105 | 0.01012% | 0.01037% | 0.01116% | 0.0097% | 0.01078% | 0.008751% |  | 1105 | 0.01037% | 0.01116% | 1105 | 4924 | 0.01301% | 4379 | 0.01294% | 0.01298% |  | 1105 | 0.01078% | 0.008751% | 0.009768% |  | 1105 | 4530 | 0.01298% | 0.0127%
| Feb | 16 | 1 | 1106 | 476.7589 | 507.8061 | 558.0492 | 0.01018% | 0.01034% | 0.0111% | 0.01297% | 3736 | 0.01288% | 0.01293% |  | 8.8739 | 21.496 | 17.509 |  | 1106 | 467.885 | 486.3101 | 540.5402 |  | 1106 | 0.01018% | 0.01032% | 0.01119% | 0.009699% | 0.01079% | 0.008751% |  | 1106 | 0.01032% | 0.01119% | 1106 | 4246 | 0.01301% | 861 | 0.01294% | 0.01297% |  | 1106 | 0.01079% | 0.008751% | 0.009769% |  | 1106 | 3736 | 0.01297% | 0.01229%
| Feb | 16 | 2 | 1107 | 480.6463 | 505.7487 | 557.7304 | 0.01026% | 0.0103% | 0.01109% | 0.01297% | 4572 | 0.01288% | 0.01293% |  | 8.8733 | 21.499 | 17.5093 |  | 1107 | 471.773 | 484.2497 | 540.221 |  | 1107 | 0.01027% | 0.01028% | 0.01119% | 0.009699% | 0.01079% | 0.008751% |  | 1107 | 0.01028% | 0.01119% | 1107 | 4923 | 0.01301% | 4690 | 0.01293% | 0.01297% |  | 1107 | 0.01079% | 0.008751% | 0.009769% |  | 1107 | 4572 | 0.01297% | 0.01271%
| Feb | 16 | 3 | 1108 | 484.344 | 512.2374 | 559.3526 | 0.01034% | 0.01043% | 0.01112% | 0.01297% | 4185 | 0.01288% | 0.01293% |  | 8.8727 | 21.502 | 17.5096 |  | 1108 | 475.4712 | 490.7354 | 541.843 |  | 1108 | 0.01035% | 0.01042% | 0.01122% | 0.009698% | 0.01079% | 0.008752% |  | 1108 | 0.01042% | 0.01122% | 1108 | 5751 | 0.01301% | 5047 | 0.01293% | 0.01297% |  | 1108 | 0.01079% | 0.008752% | 0.00977% |  | 1108 | 4185 | 0.01297% | 0.0126%
| Feb | 16 | 4 | 1109 | 493.1742 | 521.7238 | 567.2295 | 0.01053% | 0.01062% | 0.01128% | 0.01297% | 4334 | 0.01288% | 0.01292% |  | 8.8722 | 21.5051 | 17.51 |  | 1109 | 484.302 | 500.2187 | 549.7195 |  | 1109 | 0.01054% | 0.01062% | 0.01138% | 0.009697% | 0.01079% | 0.008752% |  | 1109 | 0.01062% | 0.01138% | 1109 | 4127 | 0.01301% | 4038 | 0.01293% | 0.01297% |  | 1109 | 0.01079% | 0.008752% | 0.009771% |  | 1109 | 4334 | 0.01297% | 0.01265%
| Feb | 16 | 5 | 1110 | 513.7648 | 541.2551 | 577.8164 | 0.01097% | 0.01102% | 0.01149% | 0.01297% | 5264 | 0.01288% | 0.01292% |  | 8.8716 | 21.5081 | 17.5103 |  | 1110 | 504.8933 | 519.7471 | 560.3061 |  | 1110 | 0.01099% | 0.01103% | 0.0116% | 0.009697% | 0.01079% | 0.008752% |  | 1110 | 0.01103% | 0.0116% | 1110 | 4925 | 0.01301% | 987 | 0.01293% | 0.01297% |  | 1110 | 0.01079% | 0.008752% | 0.009772% |  | 1110 | 5264 | 0.01297% | 0.01255%
| Feb | 16 | 6 | 1111 | 534.751 | 567.5359 | 591.0665 | 0.01141% | 0.01156% | 0.01175% | 0.01297% | 845 | 0.01288% | 0.01292% |  | 8.871 | 21.5111 | 17.5106 |  | 1111 | 525.88 | 546.0248 | 573.5558 |  | 1111 | 0.01145% | 0.01159% | 0.01188% | 0.009696% | 0.01079% | 0.008752% |  | 1111 | 0.01159% | 0.01188% | 1111 | 3403 | 0.01301% | 4967 | 0.01293% | 0.01297% |  | 1111 | 0.01079% | 0.008752% | 0.009773% |  | 1111 | 845 | 0.01297% | 0.009561%
| Feb | 16 | 7 | 1112 | 533.6674 | 572.8889 | 594.1328 | 0.01139% | 0.01167% | 0.01181% | 0.01296% | 4435 | 0.01288% | 0.01292% |  | 8.8704 | 21.5141 | 17.511 |  | 1112 | 524.797 | 551.3747 | 576.6219 |  | 1112 | 0.01142% | 0.0117% | 0.01194% | 0.009695% | 0.0108% | 0.008752% |  | 1112 | 0.0117% | 0.01194% | 1112 | 4221 | 0.01301% | 5772 | 0.01293% | 0.01297% |  | 1112 | 0.0108% | 0.008752% | 0.009774% |  | 1112 | 4435 | 0.01297% | 0.01268%
| Feb | 16 | 8 | 1113 | 519.7245 | 555.1356 | 590.8602 | 0.01109% | 0.0113% | 0.01175% | 0.01296% | 3993 | 0.01288% | 0.01292% |  | 8.8699 | 21.5171 | 17.5113 |  | 1113 | 510.8547 | 533.6185 | 573.3489 |  | 1113 | 0.01112% | 0.01133% | 0.01187% | 0.009695% | 0.0108% | 0.008752% |  | 1113 | 0.01133% | 0.01187% | 1113 | 4582 | 0.013% | 5192 | 0.01293% | 0.01296% |  | 1113 | 0.0108% | 0.008752% | 0.009775% |  | 1113 | 3993 | 0.01296% | 0.01249%
| Feb | 16 | 9 | 1114 | 510.1313 | 533.0069 | 582.3269 | 0.01089% | 0.01085% | 0.01158% | 0.01296% | 4337 | 0.01288% | 0.01292% |  | 8.8693 | 21.5201 | 17.5117 |  | 1114 | 501.262 | 511.4868 | 564.8152 |  | 1114 | 0.01091% | 0.01086% | 0.0117% | 0.009694% | 0.0108% | 0.008753% |  | 1114 | 0.01086% | 0.0117% | 1114 | 5493 | 0.013% | 4907 | 0.01292% | 0.01296% |  | 1114 | 0.0108% | 0.008753% | 0.009775% |  | 1114 | 4337 | 0.01296% | 0.01266%
| Feb | 16 | 10 | 1115 | 425.947 | 520.3646 | 569.4519 | 0.009091% | 0.0106% | 0.01132% | 0.01296% | 3715 | 0.01287% | 0.01292% |  | 8.8687 | 21.5232 | 17.512 |  | 1115 | 417.0782 | 498.8414 | 551.9399 |  | 1115 | 0.009079% | 0.01059% | 0.01143% | 0.009694% | 0.0108% | 0.008753% |  | 1115 | 0.01059% | 0.01143% | 1115 | 8178 | 0.013% | 4879 | 0.01292% | 0.01296% |  | 1115 | 0.0108% | 0.008753% | 0.009776% |  | 1115 | 3715 | 0.01296% | 0.01227%
| Feb | 16 | 11 | 1116 | 488.3756 | 505.6742 | 554.9547 | 0.01042% | 0.0103% | 0.01104% | 0.01296% | 3662 | 0.01287% | 0.01292% |  | 8.8682 | 21.5262 | 17.5124 |  | 1116 | 479.5075 | 484.148 | 537.4423 |  | 1116 | 0.01044% | 0.01028% | 0.01113% | 0.009693% | 0.0108% | 0.008753% |  | 1116 | 0.01028% | 0.01113% | 1116 | 4042 | 0.013% | 1517 | 0.01292% | 0.01296% |  | 1116 | 0.0108% | 0.008753% | 0.009777% |  | 1116 | 3662 | 0.01296% | 0.01222%
| Feb | 16 | 12 | 1117 | 476.7673 | 495.9923 | 542.286 | 0.01018% | 0.0101% | 0.01078% | 0.01296% | 1522 | 0.01287% | 0.01292% |  | 8.8676 | 21.5292 | 17.5127 |  | 1117 | 467.8997 | 474.4631 | 524.7733 |  | 1117 | 0.01019% | 0.01007% | 0.01087% | 0.009692% | 0.0108% | 0.008753% |  | 1117 | 0.01007% | 0.01087% | 1117 | 4303 | 0.013% | 4988 | 0.01292% | 0.01296% |  | 1117 | 0.0108% | 0.008753% | 0.009778% |  | 1117 | 1522 | 0.01296% | 0.01012%
| Feb | 16 | 13 | 1118 | 482.7266 | 489.1963 | 533.9028 | 0.0103% | 0.009962% | 0.01062% | 0.01296% | 4918 | 0.01287% | 0.01292% |  | 8.867 | 21.5322 | 17.5131 |  | 1118 | 473.8595 | 467.6642 | 516.3897 |  | 1118 | 0.01031% | 0.009926% | 0.01069% | 0.009692% | 0.0108% | 0.008753% |  | 1118 | 0.009926% | 0.01069% | 1118 | 4777 | 0.013% | 4230 | 0.01292% | 0.01296% |  | 1118 | 0.0108% | 0.008753% | 0.009779% |  | 1118 | 4918 | 0.01296% | 0.01268%
| Feb | 16 | 14 | 1119 | 486.7991 | 481.1808 | 530.2175 | 0.01039% | 0.009799% | 0.01054% | 0.01296% | 4207 | 0.01287% | 0.01292% |  | 8.8665 | 21.5351 | 17.5135 |  | 1119 | 477.9326 | 459.6457 | 512.7041 |  | 1119 | 0.0104% | 0.009756% | 0.01062% | 0.009691% | 0.01081% | 0.008753% |  | 1119 | 0.009756% | 0.01062% | 1119 | 4379 | 0.013% | 1489 | 0.01292% | 0.01296% |  | 1119 | 0.01081% | 0.008753% | 0.00978% |  | 1119 | 4207 | 0.01296% | 0.01261%
| Feb | 16 | 15 | 1120 | 488.2732 | 476.3306 | 537.9819 | 0.01042% | 0.0097% | 0.0107% | 0.01296% | 4476 | 0.01287% | 0.01292% |  | 8.8659 | 21.5381 | 17.5138 |  | 1120 | 479.4073 | 454.7925 | 520.4681 |  | 1120 | 0.01044% | 0.009653% | 0.01078% | 0.009691% | 0.01081% | 0.008754% |  | 1120 | 0.009653% | 0.01078% | 1120 | 4232 | 0.013% | 3731 | 0.01292% | 0.01296% |  | 1120 | 0.01081% | 0.008754% | 0.00978% |  | 1120 | 4476 | 0.01296% | 0.01269%
| Feb | 16 | 16 | 1121 | 485.2983 | 473.0816 | 550.1442 | 0.01036% | 0.009634% | 0.01094% | 0.01296% | 3894 | 0.01287% | 0.01291% |  | 8.8653 | 21.5411 | 17.5142 |  | 1121 | 476.433 | 451.5405 | 532.63 |  | 1121 | 0.01037% | 0.009584% | 0.01103% | 0.00969% | 0.01081% | 0.008754% |  | 1121 | 0.009584% | 0.01103% | 1121 | 3880 | 0.013% | 1209 | 0.01292% | 0.01296% |  | 1121 | 0.01081% | 0.008754% | 0.009781% |  | 1121 | 3894 | 0.01296% | 0.01242%
| Feb | 16 | 17 | 1122 | 484.2897 | 492.4826 | 565.5041 | 0.01034% | 0.01003% | 0.01124% | 0.01296% | 1350 | 0.01287% | 0.01291% |  | 8.8648 | 21.5441 | 17.5146 |  | 1122 | 475.4249 | 470.9385 | 547.9895 |  | 1122 | 0.01035% | 0.009996% | 0.01135% | 0.009689% | 0.01081% | 0.008754% |  | 1122 | 0.009996% | 0.01135% | 1122 | 3236 | 0.01299% | 5170 | 0.01292% | 0.01295% |  | 1122 | 0.01081% | 0.008754% | 0.009782% |  | 1122 | 1350 | 0.01295% | 0.009979%
| Feb | 16 | 18 | 1123 | 484.6397 | 502.2297 | 571.8806 | 0.01034% | 0.01023% | 0.01137% | 0.01296% | 5216 | 0.01287% | 0.01291% |  | 8.8642 | 21.5471 | 17.515 |  | 1123 | 475.7755 | 480.6826 | 554.3656 |  | 1123 | 0.01036% | 0.0102% | 0.01148% | 0.009689% | 0.01081% | 0.008754% |  | 1123 | 0.0102% | 0.01148% | 1123 | 3593 | 0.01299% | 3109 | 0.01292% | 0.01295% |  | 1123 | 0.01081% | 0.008754% | 0.009783% |  | 1123 | 5216 | 0.01295% | 0.01257%
| Feb | 16 | 19 | 1124 | 482.746 | 507.8619 | 569.9677 | 0.0103% | 0.01034% | 0.01133% | 0.01296% | 3566 | 0.01287% | 0.01291% |  | 8.8636 | 21.55 | 17.5154 |  | 1124 | 473.8824 | 486.3119 | 552.4523 |  | 1124 | 0.01032% | 0.01032% | 0.01144% | 0.009688% | 0.01081% | 0.008754% |  | 1124 | 0.01032% | 0.01144% | 1124 | 3638 | 0.01299% | 5411 | 0.01292% | 0.01295% |  | 1124 | 0.01081% | 0.008754% | 0.009784% |  | 1124 | 3566 | 0.01295% | 0.01214%
| Feb | 16 | 20 | 1125 | 477.4925 | 506.2327 | 568.1672 | 0.01019% | 0.01031% | 0.0113% | 0.01296% | 3709 | 0.01287% | 0.01291% |  | 8.8631 | 21.553 | 17.5158 |  | 1125 | 468.6294 | 484.6797 | 550.6514 |  | 1125 | 0.0102% | 0.01029% | 0.0114% | 0.009687% | 0.01081% | 0.008755% |  | 1125 | 0.01029% | 0.0114% | 1125 | 3931 | 0.01299% | 4797 | 0.01291% | 0.01295% |  | 1125 | 0.01081% | 0.008755% | 0.009785% |  | 1125 | 3709 | 0.01295% | 0.01227%
| Feb | 16 | 21 | 1126 | 471.4148 | 503.0675 | 561.5469 | 0.01006% | 0.01024% | 0.01117% | 0.01296% | 5869 | 0.01287% | 0.01291% |  | 8.8625 | 21.556 | 17.5162 |  | 1126 | 462.5522 | 481.5115 | 544.0307 |  | 1126 | 0.01007% | 0.01022% | 0.01127% | 0.009687% | 0.01082% | 0.008755% |  | 1126 | 0.01022% | 0.01127% | 1126 | 3947 | 0.01299% | 4335 | 0.01291% | 0.01295% |  | 1126 | 0.01082% | 0.008755% | 0.009785% |  | 1126 | 5869 | 0.01295% | 0.01222%
| Feb | 16 | 22 | 1127 | 466.2947 | 494.2328 | 555.011 | 0.009952% | 0.01006% | 0.01104% | 0.01295% | 1014 | 0.01287% | 0.01291% |  | 8.862 | 21.5589 | 17.5166 |  | 1127 | 457.4327 | 472.6738 | 537.4944 |  | 1127 | 0.009957% | 0.01003% | 0.01113% | 0.009686% | 0.01082% | 0.008755% |  | 1127 | 0.01003% | 0.01113% | 1127 | 1254 | 0.01299% | 3091 | 0.01291% | 0.01295% |  | 1127 | 0.01082% | 0.008755% | 0.009786% |  | 1127 | 1014 | 0.01295% | 0.009693%
| Feb | 16 | 23 | 1128 | 470.2579 | 494.5865 | 551.7852 | 0.01004% | 0.01007% | 0.01097% | 0.01295% | 680 | 0.01287% | 0.01291% |  | 8.8614 | 21.5619 | 17.517 |  | 1128 | 461.3965 | 473.0246 | 534.2682 |  | 1128 | 0.01004% | 0.01004% | 0.01106% | 0.009686% | 0.01082% | 0.008755% |  | 1128 | 0.01004% | 0.01106% | 1128 | 3642 | 0.01299% | 1326 | 0.01291% | 0.01295% |  | 1128 | 0.01082% | 0.008755% | 0.009787% |  | 1128 | 680 | 0.01295% | 0.009445%
| Feb | 17 | 0 | 1129 | 468.7594 | 489.8852 | 554.8891 | 0.01% | 0.009976% | 0.01103% | 0.01295% | 5467 | 0.01287% | 0.01291% |  | 8.8608 | 21.5649 | 17.5174 |  | 1129 | 459.8985 | 468.3204 | 537.3716 |  | 1129 | 0.01001% | 0.00994% | 0.01113% | 0.009685% | 0.01082% | 0.008755% |  | 1129 | 0.00994% | 0.01113% | 1129 | 3591 | 0.01299% | 4336 | 0.01291% | 0.01295% |  | 1129 | 0.01082% | 0.008755% | 0.009788% |  | 1129 | 5467 | 0.01295% | 0.01244%
| Feb | 17 | 1 | 1130 | 469.6379 | 493.8418 | 557.2521 | 0.01002% | 0.01006% | 0.01108% | 0.01295% | 3571 | 0.01286% | 0.01291% |  | 8.8603 | 21.5678 | 17.5179 |  | 1130 | 460.7776 | 472.274 | 539.7343 |  | 1130 | 0.01003% | 0.01002% | 0.01118% | 0.009684% | 0.01082% | 0.008756% |  | 1130 | 0.01002% | 0.01118% | 1130 | 5779 | 0.01299% | 4147 | 0.01291% | 0.01295% |  | 1130 | 0.01082% | 0.008756% | 0.009789% |  | 1130 | 3571 | 0.01295% | 0.01214%
| Feb | 17 | 2 | 1131 | 477.9414 | 498.3476 | 557.3459 | 0.0102% | 0.01015% | 0.01108% | 0.01295% | 5541 | 0.01286% | 0.01291% |  | 8.8597 | 21.5708 | 17.5183 |  | 1131 | 469.0817 | 476.7768 | 539.8276 |  | 1131 | 0.01021% | 0.01012% | 0.01118% | 0.009684% | 0.01082% | 0.008756% |  | 1131 | 0.01012% | 0.01118% | 1131 | 5118 | 0.01299% | 5846 | 0.01291% | 0.01295% |  | 1131 | 0.01082% | 0.008756% | 0.00979% |  | 1131 | 5541 | 0.01295% | 0.0124%
| Feb | 17 | 3 | 1132 | 488.8699 | 505.8883 | 559.2682 | 0.01043% | 0.0103% | 0.01112% | 0.01295% | 1277 | 0.01286% | 0.01291% |  | 8.8592 | 21.5737 | 17.5187 |  | 1132 | 480.0107 | 484.3146 | 541.7495 |  | 1132 | 0.01045% | 0.01028% | 0.01122% | 0.009683% | 0.01083% | 0.008756% |  | 1132 | 0.01028% | 0.01122% | 1132 | 4362 | 0.01298% | 4413 | 0.01291% | 0.01295% |  | 1132 | 0.01083% | 0.008756% | 0.009791% |  | 1132 | 1277 | 0.01295% | 0.009916%
| Feb | 17 | 4 | 1133 | 500.4741 | 511.7812 | 566.0198 | 0.01068% | 0.01042% | 0.01126% | 0.01295% | 5023 | 0.01286% | 0.0129% |  | 8.8586 | 21.5766 | 17.5192 |  | 1133 | 491.6155 | 490.2046 | 548.5007 |  | 1133 | 0.0107% | 0.0104% | 0.01136% | 0.009683% | 0.01083% | 0.008756% |  | 1133 | 0.0104% | 0.01136% | 1133 | 5386 | 0.01298% | 5635 | 0.01291% | 0.01295% |  | 1133 | 0.01083% | 0.008756% | 0.009791% |  | 1133 | 5023 | 0.01295% | 0.01264%
| Feb | 17 | 5 | 1134 | 524.3581 | 523.0178 | 576.7005 | 0.01119% | 0.01065% | 0.01147% | 0.01295% | 5206 | 0.01286% | 0.0129% |  | 8.8581 | 21.5796 | 17.5196 |  | 1134 | 515.5 | 501.4382 | 559.1809 |  | 1134 | 0.01122% | 0.01064% | 0.01158% | 0.009682% | 0.01083% | 0.008756% |  | 1134 | 0.01064% | 0.01158% | 1134 | 4430 | 0.01298% | 4871 | 0.01291% | 0.01294% |  | 1134 | 0.01083% | 0.008756% | 0.009792% |  | 1134 | 5206 | 0.01294% | 0.01257%
| Feb | 17 | 6 | 1135 | 550.8289 | 533.0348 | 590.9821 | 0.01176% | 0.01085% | 0.01175% | 0.01294% | 4554 | 0.01286% | 0.0129% |  | 8.8575 | 21.5825 | 17.5201 |  | 1135 | 541.9714 | 511.4523 | 573.462 |  | 1135 | 0.0118% | 0.01086% | 0.01188% | 0.009681% | 0.01083% | 0.008757% |  | 1135 | 0.01086% | 0.01188% | 1135 | 3470 | 0.01298% | 1448 | 0.01291% | 0.01294% |  | 1135 | 0.01083% | 0.008757% | 0.009793% |  | 1135 | 4554 | 0.01294% | 0.01271%
| Feb | 17 | 7 | 1136 | 551.226 | 535.8836 | 595.6894 | 0.01176% | 0.01091% | 0.01185% | 0.01294% | 4015 | 0.01286% | 0.0129% |  | 8.8569 | 21.5854 | 17.5205 |  | 1136 | 542.369 | 514.2981 | 578.1689 |  | 1136 | 0.01181% | 0.01092% | 0.01197% | 0.009681% | 0.01083% | 0.008757% |  | 1136 | 0.01092% | 0.01197% | 1136 | 4406 | 0.01298% | 3566 | 0.01291% | 0.01294% |  | 1136 | 0.01083% | 0.008757% | 0.009794% |  | 1136 | 4015 | 0.01294% | 0.01251%
| Feb | 17 | 8 | 1137 | 536.6988 | 538.6299 | 592.1636 | 0.01145% | 0.01097% | 0.01177% | 0.01294% | 1374 | 0.01286% | 0.0129% |  | 8.8564 | 21.5884 | 17.521 |  | 1137 | 527.8424 | 517.0415 | 574.6426 |  | 1137 | 0.01149% | 0.01097% | 0.0119% | 0.00968% | 0.01083% | 0.008757% |  | 1137 | 0.01097% | 0.0119% | 1137 | 3946 | 0.01298% | 3736 | 0.01291% | 0.01294% |  | 1137 | 0.01083% | 0.008757% | 0.009795% |  | 1137 | 1374 | 0.01294% | 0.01%
| Feb | 17 | 9 | 1138 | 518.7385 | 536.6097 | 574.1687 | 0.01107% | 0.01093% | 0.01142% | 0.01294% | 1735 | 0.01286% | 0.0129% |  | 8.8558 | 21.5913 | 17.5214 |  | 1138 | 509.8826 | 515.0184 | 556.6472 |  | 1138 | 0.0111% | 0.01093% | 0.01153% | 0.00968% | 0.01083% | 0.008757% |  | 1138 | 0.01093% | 0.01153% | 1138 | 3258 | 0.01298% | 5586 | 0.0129% | 0.01294% |  | 1138 | 0.01083% | 0.008757% | 0.009796% |  | 1138 | 1735 | 0.01294% | 0.0103%
| Feb | 17 | 10 | 1139 | 502.4868 | 525.0845 | 553.3793 | 0.01072% | 0.01069% | 0.011% | 0.01294% | 4198 | 0.01286% | 0.0129% |  | 8.8553 | 21.5942 | 17.5219 |  | 1139 | 493.6315 | 503.4903 | 535.8574 |  | 1139 | 0.01075% | 0.01069% | 0.0111% | 0.009679% | 0.01084% | 0.008758% |  | 1139 | 0.01069% | 0.0111% | 1139 | 4997 | 0.01298% | 3662 | 0.0129% | 0.01294% |  | 1139 | 0.01084% | 0.008758% | 0.009797% |  | 1139 | 4198 | 0.01294% | 0.0126%
| Feb | 17 | 11 | 1140 | 489.5206 | 509.0256 | 538.3476 | 0.01045% | 0.01037% | 0.0107% | 0.01294% | 4460 | 0.01286% | 0.0129% |  | 8.8547 | 21.5971 | 17.5224 |  | 1140 | 480.6659 | 487.4285 | 520.8252 |  | 1140 | 0.01046% | 0.01035% | 0.01079% | 0.009678% | 0.01084% | 0.008758% |  | 1140 | 0.01035% | 0.01079% | 1140 | 3280 | 0.01298% | 4713 | 0.0129% | 0.01294% |  | 1140 | 0.01084% | 0.008758% | 0.009797% |  | 1140 | 4460 | 0.01294% | 0.01269%
| Feb | 17 | 12 | 1141 | 478.3294 | 489.5408 | 530.2082 | 0.01021% | 0.009969% | 0.01054% | 0.01294% | 5389 | 0.01286% | 0.0129% |  | 8.8542 | 21.6 | 17.5229 |  | 1141 | 469.4753 | 467.9408 | 512.6853 |  | 1141 | 0.01022% | 0.009932% | 0.01062% | 0.009678% | 0.01084% | 0.008758% |  | 1141 | 0.009932% | 0.01062% | 1141 | 3881 | 0.01297% | 3715 | 0.0129% | 0.01294% |  | 1141 | 0.01084% | 0.008758% | 0.009798% |  | 1141 | 5389 | 0.01294% | 0.01248%
| Feb | 17 | 13 | 1142 | 475.4968 | 479.7099 | 523.6066 | 0.01015% | 0.009769% | 0.01041% | 0.01294% | 5002 | 0.01286% | 0.0129% |  | 8.8536 | 21.6029 | 17.5234 |  | 1142 | 466.6431 | 458.107 | 506.0832 |  | 1142 | 0.01016% | 0.009723% | 0.01048% | 0.009677% | 0.01084% | 0.008758% |  | 1142 | 0.009723% | 0.01048% | 1142 | 3906 | 0.01297% | 3571 | 0.0129% | 0.01294% |  | 1142 | 0.01084% | 0.008758% | 0.009799% |  | 1142 | 5002 | 0.01294% | 0.01265%
| Feb | 17 | 14 | 1143 | 470.3946 | 474.087 | 525.4164 | 0.01004% | 0.009654% | 0.01045% | 0.01294% | 5708 | 0.01285% | 0.0129% |  | 8.8531 | 21.6058 | 17.5238 |  | 1143 | 461.5416 | 452.4812 | 507.8925 |  | 1143 | 0.01005% | 0.009604% | 0.01052% | 0.009677% | 0.01084% | 0.008759% |  | 1143 | 0.009604% | 0.01052% | 1143 | 7567 | 0.01297% | 5458 | 0.0129% | 0.01294% |  | 1143 | 0.01084% | 0.008759% | 0.0098% |  | 1143 | 5708 | 0.01294% | 0.0123%
| Feb | 17 | 15 | 1144 | 468.7714 | 469.5626 | 535.7595 | 0.01% | 0.009562% | 0.01065% | 0.01294% | 3710 | 0.01285% | 0.01289% |  | 8.8525 | 21.6087 | 17.5243 |  | 1144 | 459.9189 | 447.9538 | 518.2351 |  | 1144 | 0.01001% | 0.009508% | 0.01073% | 0.009676% | 0.01084% | 0.008759% |  | 1144 | 0.009508% | 0.01073% | 1144 | 5800 | 0.01297% | 3709 | 0.0129% | 0.01293% |  | 1144 | 0.01084% | 0.008759% | 0.009801% |  | 1144 | 3710 | 0.01293% | 0.01227%
| Feb | 17 | 16 | 1145 | 476.8516 | 475.8651 | 553.8951 | 0.01018% | 0.00969% | 0.01101% | 0.01293% | 4737 | 0.01285% | 0.01289% |  | 8.852 | 21.6116 | 17.5248 |  | 1145 | 467.9996 | 454.2535 | 536.3702 |  | 1145 | 0.01019% | 0.009641% | 0.01111% | 0.009675% | 0.01084% | 0.008759% |  | 1145 | 0.009641% | 0.01111% | 1145 | 5799 | 0.01297% | 4526 | 0.0129% | 0.01293% |  | 1145 | 0.01084% | 0.008759% | 0.009802% |  | 1145 | 4737 | 0.01293% | 0.01271%
| Feb | 17 | 17 | 1146 | 503.5174 | 493.1808 | 573.8686 | 0.01075% | 0.01004% | 0.01141% | 0.01293% | 3109 | 0.01285% | 0.01289% |  | 8.8514 | 21.6145 | 17.5253 |  | 1146 | 494.6659 | 471.5663 | 556.3433 |  | 1146 | 0.01077% | 0.01001% | 0.01152% | 0.009675% | 0.01085% | 0.008759% |  | 1146 | 0.01001% | 0.01152% | 1146 | 5556 | 0.01297% | 1542 | 0.0129% | 0.01293% |  | 1146 | 0.01085% | 0.008759% | 0.009802% |  | 1146 | 3109 | 0.01293% | 0.01167%
| Feb | 17 | 18 | 1147 | 512.378 | 505.3856 | 579.8607 | 0.01094% | 0.01029% | 0.01153% | 0.01293% | 1257 | 0.01285% | 0.01289% |  | 8.8509 | 21.6174 | 17.5259 |  | 1147 | 503.5271 | 483.7682 | 562.3348 |  | 1147 | 0.01096% | 0.01027% | 0.01165% | 0.009674% | 0.01085% | 0.00876% |  | 1147 | 0.01027% | 0.01165% | 1147 | 5182 | 0.01297% | 5627 | 0.01289% | 0.01293% |  | 1147 | 0.01085% | 0.00876% | 0.009803% |  | 1147 | 1257 | 0.01293% | 0.009899%
| Feb | 17 | 19 | 1148 | 513.9477 | 506.4841 | 577.8258 | 0.01097% | 0.01031% | 0.01149% | 0.01293% | 1638 | 0.01285% | 0.01289% |  | 8.8503 | 21.6203 | 17.5264 |  | 1148 | 505.0973 | 484.8638 | 560.2994 |  | 1148 | 0.01099% | 0.01029% | 0.0116% | 0.009674% | 0.01085% | 0.00876% |  | 1148 | 0.01029% | 0.0116% | 1148 | 4899 | 0.01297% | 4855 | 0.01289% | 0.01293% |  | 1148 | 0.01085% | 0.00876% | 0.009804% |  | 1148 | 1638 | 0.01293% | 0.01022%
| Feb | 17 | 20 | 1149 | 512.4227 | 505.6649 | 576.5411 | 0.01094% | 0.0103% | 0.01146% | 0.01293% | 5968 | 0.01285% | 0.01289% |  | 8.8498 | 21.6232 | 17.5269 |  | 1149 | 503.5729 | 484.0417 | 559.0142 |  | 1149 | 0.01096% | 0.01027% | 0.01158% | 0.009673% | 0.01085% | 0.00876% |  | 1149 | 0.01027% | 0.01158% | 1149 | 4688 | 0.01297% | 1230 | 0.01289% | 0.01293% |  | 1149 | 0.01085% | 0.00876% | 0.009805% |  | 1149 | 5968 | 0.01293% | 0.01218%
| Feb | 17 | 21 | 1150 | 504.8893 | 502.4065 | 573.9624 | 0.01078% | 0.01023% | 0.01141% | 0.01293% | 5315 | 0.01285% | 0.01289% |  | 8.8493 | 21.6261 | 17.5274 |  | 1150 | 496.04 | 480.7805 | 556.435 |  | 1150 | 0.0108% | 0.0102% | 0.01152% | 0.009672% | 0.01085% | 0.00876% |  | 1150 | 0.0102% | 0.01152% | 1150 | 4357 | 0.01297% | 3087 | 0.01289% | 0.01293% |  | 1150 | 0.01085% | 0.00876% | 0.009806% |  | 1150 | 5315 | 0.01293% | 0.01252%
| Feb | 17 | 22 | 1151 | 496.2334 | 497.1932 | 567.539 | 0.01059% | 0.01012% | 0.01129% | 0.01293% | 3091 | 0.01285% | 0.01289% |  | 8.8487 | 21.6289 | 17.5279 |  | 1151 | 487.3847 | 475.5643 | 550.011 |  | 1151 | 0.01061% | 0.01009% | 0.01139% | 0.009672% | 0.01085% | 0.008761% |  | 1151 | 0.01009% | 0.01139% | 1151 | 3736 | 0.01296% | 822 | 0.01289% | 0.01293% |  | 1151 | 0.01085% | 0.008761% | 0.009807% |  | 1151 | 3091 | 0.01293% | 0.01165%
| Feb | 17 | 23 | 1152 | 486.661 | 491.7471 | 565.8417 | 0.01039% | 0.01001% | 0.01125% | 0.01293% | 7253 | 0.01285% | 0.01289% |  | 8.8482 | 21.6318 | 17.5285 |  | 1152 | 477.8129 | 470.1153 | 548.3132 |  | 1152 | 0.0104% | 0.009978% | 0.01135% | 0.009671% | 0.01085% | 0.008761% |  | 1152 | 0.009978% | 0.01135% | 1152 | 4730 | 0.01296% | 656 | 0.01289% | 0.01293% |  | 1152 | 0.01085% | 0.008761% | 0.009808% |  | 1152 | 7253 | 0.01293% | 0.01189%
| Feb | 18 | 0 | 1153 | 480.7313 | 489.5501 | 569.8364 | 0.01026% | 0.009969% | 0.01133% | 0.01293% | 4006 | 0.01284% | 0.01288% |  | 8.8476 | 21.6347 | 17.529 |  | 1153 | 471.8837 | 467.9154 | 552.3074 |  | 1153 | 0.01027% | 0.009931% | 0.01144% | 0.009671% | 0.01086% | 0.008761% |  | 1153 | 0.009931% | 0.01144% | 1153 | 3765 | 0.01296% | 3042 | 0.01289% | 0.01293% |  | 1153 | 0.01086% | 0.008761% | 0.009808% |  | 1153 | 4006 | 0.01293% | 0.0125%
| Feb | 18 | 1 | 1154 | 478.8624 | 493.4787 | 576.0441 | 0.01022% | 0.01005% | 0.01145% | 0.01293% | 4928 | 0.01284% | 0.01288% |  | 8.8471 | 21.6375 | 17.5296 |  | 1154 | 470.0153 | 471.8412 | 558.5146 |  | 1154 | 0.01023% | 0.01001% | 0.01157% | 0.00967% | 0.01086% | 0.008761% |  | 1154 | 0.01001% | 0.01157% | 1154 | 3738 | 0.01296% | 4667 | 0.01289% | 0.01292% |  | 1154 | 0.01086% | 0.008761% | 0.009809% |  | 1154 | 4928 | 0.01292% | 0.01267%
| Feb | 18 | 2 | 1155 | 477.1441 | 495.9271 | 584.1836 | 0.01018% | 0.0101% | 0.01162% | 0.01293% | 3635 | 0.01284% | 0.01288% |  | 8.8465 | 21.6404 | 17.5301 |  | 1155 | 468.2975 | 474.2867 | 566.6535 |  | 1155 | 0.01019% | 0.01007% | 0.01173% | 0.009669% | 0.01086% | 0.008762% |  | 1155 | 0.01007% | 0.01173% | 1155 | 4779 | 0.01296% | 3894 | 0.01289% | 0.01292% |  | 1155 | 0.01086% | 0.008762% | 0.00981% |  | 1155 | 3635 | 0.01292% | 0.0122%
| Feb | 18 | 3 | 1156 | 478.6789 | 503.4771 | 596.7397 | 0.01022% | 0.01025% | 0.01187% | 0.01293% | 858 | 0.01284% | 0.01288% |  | 8.846 | 21.6433 | 17.5307 |  | 1156 | 469.8329 | 481.8339 | 579.209 |  | 1156 | 0.01023% | 0.01023% | 0.01199% | 0.009669% | 0.01086% | 0.008762% |  | 1156 | 0.01023% | 0.01199% | 1156 | 3208 | 0.01296% | 3993 | 0.01289% | 0.01292% |  | 1156 | 0.01086% | 0.008762% | 0.009811% |  | 1156 | 858 | 0.01292% | 0.009571%
| Feb | 18 | 4 | 1157 | 482.7813 | 513.2801 | 614.0782 | 0.0103% | 0.01045% | 0.01221% | 0.01292% | 3586 | 0.01284% | 0.01288% |  | 8.8455 | 21.6461 | 17.5312 |  | 1157 | 473.9358 | 491.6339 | 596.547 |  | 1157 | 0.01032% | 0.01043% | 0.01235% | 0.009668% | 0.01086% | 0.008762% |  | 1157 | 0.01043% | 0.01235% | 1157 | 3879 | 0.01296% | 4402 | 0.01289% | 0.01292% |  | 1157 | 0.01086% | 0.008762% | 0.009812% |  | 1157 | 3586 | 0.01292% | 0.01216%
| Feb | 18 | 5 | 1158 | 492.8431 | 523.5484 | 635.1958 | 0.01052% | 0.01066% | 0.01263% | 0.01292% | 4450 | 0.01284% | 0.01288% |  | 8.8449 | 21.649 | 17.5318 |  | 1158 | 483.9981 | 501.8995 | 617.664 |  | 1158 | 0.01054% | 0.01065% | 0.01279% | 0.009668% | 0.01086% | 0.008763% |  | 1158 | 0.01065% | 0.01279% | 1158 | 4330 | 0.01296% | 5291 | 0.01289% | 0.01292% |  | 1158 | 0.01086% | 0.008763% | 0.009813% |  | 1158 | 4450 | 0.01292% | 0.01269%
| Feb | 18 | 6 | 1159 | 504.6049 | 537.4662 | 657.8418 | 0.01077% | 0.01094% | 0.01308% | 0.01292% | 4208 | 0.01284% | 0.01288% |  | 8.8444 | 21.6518 | 17.5323 |  | 1159 | 495.7605 | 515.8144 | 640.3095 |  | 1159 | 0.01079% | 0.01095% | 0.01326% | 0.009667% | 0.01086% | 0.008763% |  | 1159 | 0.01095% | 0.01326% | 1159 | 4378 | 0.01296% | 343 | 0.01289% | 0.01292% |  | 1159 | 0.01086% | 0.008763% | 0.009814% |  | 1159 | 4208 | 0.01292% | 0.01261%
| Feb | 18 | 7 | 1160 | 510.7841 | 548.2838 | 659.6891 | 0.0109% | 0.01116% | 0.01312% | 0.01292% | 5421 | 0.01284% | 0.01288% |  | 8.8439 | 21.6546 | 17.5329 |  | 1160 | 501.9402 | 526.6292 | 642.1562 |  | 1160 | 0.01093% | 0.01118% | 0.0133% | 0.009666% | 0.01087% | 0.008763% |  | 1160 | 0.01118% | 0.0133% | 1160 | 5305 | 0.01295% | 4185 | 0.01288% | 0.01292% |  | 1160 | 0.01087% | 0.008763% | 0.009814% |  | 1160 | 5421 | 0.01292% | 0.01247%
| Feb | 18 | 8 | 1161 | 512.123 | 547.1108 | 642.857 | 0.01093% | 0.01114% | 0.01278% | 0.01292% | 679 | 0.01284% | 0.01288% |  | 8.8433 | 21.6575 | 17.5335 |  | 1161 | 503.2797 | 525.4533 | 625.3235 |  | 1161 | 0.01096% | 0.01115% | 0.01295% | 0.009666% | 0.01087% | 0.008763% |  | 1161 | 0.01115% | 0.01295% | 1161 | 8172 | 0.01295% | 4676 | 0.01288% | 0.01292% |  | 1161 | 0.01087% | 0.008763% | 0.009815% |  | 1161 | 679 | 0.01292% | 0.009444%
| Feb | 18 | 9 | 1162 | 507.4066 | 549.401 | 620.4735 | 0.01083% | 0.01119% | 0.01234% | 0.01292% | 3982 | 0.01284% | 0.01288% |  | 8.8428 | 21.6603 | 17.5341 |  | 1162 | 498.5638 | 527.7406 | 602.9394 |  | 1162 | 0.01085% | 0.0112% | 0.01249% | 0.009665% | 0.01087% | 0.008764% |  | 1162 | 0.0112% | 0.01249% | 1162 | 4545 | 0.01295% | 1487 | 0.01288% | 0.01292% |  | 1162 | 0.01087% | 0.008764% | 0.009816% |  | 1162 | 3982 | 0.01292% | 0.01248%
| Feb | 18 | 10 | 1163 | 500.4588 | 549.7733 | 600.1155 | 0.01068% | 0.0112% | 0.01193% | 0.01291% | 1734 | 0.01283% | 0.01287% |  | 8.8422 | 21.6631 | 17.5347 |  | 1163 | 491.6165 | 528.1102 | 582.5808 |  | 1163 | 0.0107% | 0.01121% | 0.01206% | 0.009665% | 0.01087% | 0.008764% |  | 1163 | 0.01121% | 0.01206% | 1163 | 5336 | 0.01295% | 868 | 0.01288% | 0.01292% |  | 1163 | 0.01087% | 0.008764% | 0.009817% |  | 1163 | 1734 | 0.01292% | 0.0103%
| Feb | 18 | 11 | 1164 | 489.0038 | 545.2117 | 584.5399 | 0.01044% | 0.0111% | 0.01162% | 0.01291% | 886 | 0.01283% | 0.01287% |  | 8.8417 | 21.666 | 17.5353 |  | 1164 | 480.1621 | 523.5457 | 567.0046 |  | 1164 | 0.01045% | 0.01111% | 0.01174% | 0.009664% | 0.01087% | 0.008764% |  | 1164 | 0.01111% | 0.01174% | 1164 | 3957 | 0.01295% | 345 | 0.01288% | 0.01291% |  | 1164 | 0.01087% | 0.008764% | 0.009818% |  | 1164 | 886 | 0.01291% | 0.009592%
| Feb | 18 | 12 | 1165 | 483.1528 | 547.1294 | 565.5604 | 0.01031% | 0.01114% | 0.01125% | 0.01291% | 1181 | 0.01283% | 0.01287% |  | 8.8412 | 21.6688 | 17.5359 |  | 1165 | 474.3117 | 525.4606 | 548.0245 |  | 1165 | 0.01032% | 0.01115% | 0.01135% | 0.009664% | 0.01087% | 0.008765% |  | 1165 | 0.01115% | 0.01135% | 1165 | 3755 | 0.01295% | 3710 | 0.01288% | 0.01291% |  | 1165 | 0.01087% | 0.008765% | 0.009819% |  | 1165 | 1181 | 0.01291% | 0.009832%
| Feb | 18 | 13 | 1166 | 481.4055 | 550.3226 | 554.2045 | 0.01027% | 0.01121% | 0.01102% | 0.01291% | 4138 | 0.01283% | 0.01287% |  | 8.8406 | 21.6716 | 17.5365 |  | 1166 | 472.5649 | 528.651 | 536.6681 |  | 1166 | 0.01029% | 0.01122% | 0.01111% | 0.009663% | 0.01087% | 0.008765% |  | 1166 | 0.01122% | 0.01111% | 1166 | 5780 | 0.01295% | 4334 | 0.01288% | 0.01291% |  | 1166 | 0.01087% | 0.008765% | 0.00982% |  | 1166 | 4138 | 0.01291% | 0.01257%
| Feb | 18 | 14 | 1167 | 476.8684 | 551.0394 | 547.6592 | 0.01018% | 0.01122% | 0.01089% | 0.01291% | 5484 | 0.01283% | 0.01287% |  | 8.8401 | 21.6744 | 17.5371 |  | 1167 | 468.0283 | 529.365 | 530.1221 |  | 1167 | 0.01019% | 0.01124% | 0.01098% | 0.009662% | 0.01088% | 0.008765% |  | 1167 | 0.01124% | 0.01098% | 1167 | 3594 | 0.01295% | 5869 | 0.01288% | 0.01291% |  | 1167 | 0.01088% | 0.008765% | 0.00982% |  | 1167 | 5484 | 0.01291% | 0.01243%
| Feb | 18 | 15 | 1168 | 475.2929 | 557.193 | 549.6753 | 0.01014% | 0.01135% | 0.01093% | 0.01291% | 5792 | 0.01283% | 0.01287% |  | 8.8396 | 21.6772 | 17.5377 |  | 1168 | 466.4533 | 535.5158 | 532.1376 |  | 1168 | 0.01015% | 0.01137% | 0.01102% | 0.009662% | 0.01088% | 0.008766% |  | 1168 | 0.01137% | 0.01102% | 1168 | 5470 | 0.01295% | 4207 | 0.01287% | 0.01291% |  | 1168 | 0.01088% | 0.008766% | 0.009821% |  | 1168 | 5792 | 0.01291% | 0.01226%
| Feb | 18 | 16 | 1169 | 480.9717 | 564.9665 | 560.8811 | 0.01027% | 0.0115% | 0.01115% | 0.01291% | 5278 | 0.01283% | 0.01287% |  | 8.839 | 21.6801 | 17.5383 |  | 1169 | 472.1327 | 543.2864 | 543.3428 |  | 1169 | 0.01028% | 0.01153% | 0.01125% | 0.009661% | 0.01088% | 0.008766% |  | 1169 | 0.01153% | 0.01125% | 1169 | 8176 | 0.01295% | 4976 | 0.01287% | 0.01291% |  | 1169 | 0.01088% | 0.008766% | 0.009822% |  | 1169 | 5278 | 0.01291% | 0.01254%
| Feb | 18 | 17 | 1170 | 490.8739 | 577.134 | 589.4817 | 0.01048% | 0.01175% | 0.01172% | 0.01291% | 5112 | 0.01283% | 0.01287% |  | 8.8385 | 21.6829 | 17.5389 |  | 1170 | 482.0354 | 555.4512 | 571.9428 |  | 1170 | 0.01049% | 0.01179% | 0.01184% | 0.009661% | 0.01088% | 0.008766% |  | 1170 | 0.01179% | 0.01184% | 1170 | 3969 | 0.01294% | 4530 | 0.01287% | 0.01291% |  | 1170 | 0.01088% | 0.008766% | 0.009823% |  | 1170 | 5112 | 0.01291% | 0.01261%
| Feb | 18 | 18 | 1171 | 497.1428 | 584.4885 | 613.2624 | 0.01061% | 0.0119% | 0.01219% | 0.01291% | 874 | 0.01283% | 0.01287% |  | 8.838 | 21.6857 | 17.5395 |  | 1171 | 488.3049 | 562.8029 | 595.7229 |  | 1171 | 0.01063% | 0.01195% | 0.01234% | 0.00966% | 0.01088% | 0.008766% |  | 1171 | 0.01195% | 0.01234% | 1171 | 3545 | 0.01294% | 4337 | 0.01287% | 0.01291% |  | 1171 | 0.01088% | 0.008766% | 0.009824% |  | 1171 | 874 | 0.01291% | 0.009583%
| Feb | 18 | 19 | 1172 | 494.9568 | 585.0657 | 619.3764 | 0.01056% | 0.01191% | 0.01232% | 0.01291% | 1485 | 0.01283% | 0.01287% |  | 8.8375 | 21.6885 | 17.5402 |  | 1172 | 486.1194 | 563.3773 | 601.8362 |  | 1172 | 0.01058% | 0.01196% | 0.01246% | 0.009659% | 0.01088% | 0.008767% |  | 1172 | 0.01196% | 0.01246% | 1172 | 4900 | 0.01294% | 3586 | 0.01287% | 0.01291% |  | 1172 | 0.01088% | 0.008767% | 0.009825% |  | 1172 | 1485 | 0.01291% | 0.01009%
| Feb | 18 | 20 | 1173 | 492.2531 | 583.2317 | 623.2023 | 0.01051% | 0.01188% | 0.01239% | 0.0129% | 4062 | 0.01282% | 0.01286% |  | 8.8369 | 21.6912 | 17.5408 |  | 1173 | 483.4162 | 561.5405 | 605.6615 |  | 1173 | 0.01052% | 0.01192% | 0.01254% | 0.009659% | 0.01088% | 0.008767% |  | 1173 | 0.01192% | 0.01254% | 1173 | 4901 | 0.01294% | 4435 | 0.01287% | 0.01291% |  | 1173 | 0.01088% | 0.008767% | 0.009826% |  | 1173 | 4062 | 0.01291% | 0.01253%
| Feb | 18 | 21 | 1174 | 488.5179 | 577.4785 | 615.8224 | 0.01043% | 0.01176% | 0.01225% | 0.0129% | 4078 | 0.01282% | 0.01286% |  | 8.8364 | 21.694 | 17.5415 |  | 1174 | 479.6815 | 555.7844 | 598.2809 |  | 1174 | 0.01044% | 0.0118% | 0.01239% | 0.009658% | 0.01089% | 0.008767% |  | 1174 | 0.0118% | 0.01239% | 1174 | 3882 | 0.01294% | 4572 | 0.01287% | 0.0129% |  | 1174 | 0.01089% | 0.008767% | 0.009826% |  | 1174 | 4078 | 0.0129% | 0.01254%
| Feb | 18 | 22 | 1175 | 480.1301 | 567.6011 | 604.3728 | 0.01025% | 0.01156% | 0.01202% | 0.0129% | 3087 | 0.01282% | 0.01286% |  | 8.8359 | 21.6968 | 17.5421 |  | 1175 | 471.2942 | 545.9042 | 586.8307 |  | 1175 | 0.01026% | 0.01159% | 0.01215% | 0.009658% | 0.01089% | 0.008768% |  | 1175 | 0.01159% | 0.01215% | 1175 | 5113 | 0.01293% | 1488 | 0.01287% | 0.0129% |  | 1175 | 0.01089% | 0.008768% | 0.009827% |  | 1175 | 3087 | 0.0129% | 0.01165%
| Feb | 18 | 23 | 1176 | 472.6032 | 560.7027 | 601.719 | 0.01009% | 0.01142% | 0.01196% | 0.0129% | 860 | 0.01282% | 0.01286% |  | 8.8353 | 21.6996 | 17.5428 |  | 1176 | 463.7679 | 539.0031 | 584.1763 |  | 1176 | 0.0101% | 0.01144% | 0.0121% | 0.009657% | 0.01089% | 0.008768% |  | 1176 | 0.01144% | 0.0121% | 1176 | 5946 | 0.01293% | 3635 | 0.01287% | 0.0129% |  | 1176 | 0.01089% | 0.008768% | 0.009828% |  | 1176 | 860 | 0.0129% | 0.009572%
| Feb | 19 | 0 | 1177 | 471.0826 | 563.598 | 607.2328 | 0.01005% | 0.01148% | 0.01207% | 0.0129% | 5135 | 0.01282% | 0.01286% |  | 8.8348 | 21.7024 | 17.5434 |  | 1177 | 462.2477 | 541.8956 | 589.6894 |  | 1177 | 0.01006% | 0.0115% | 0.01221% | 0.009657% | 0.01089% | 0.008768% |  | 1177 | 0.0115% | 0.01221% | 1177 | 1016 | 0.01293% | 5264 | 0.01287% | 0.0129% |  | 1177 | 0.01089% | 0.008768% | 0.009829% |  | 1177 | 5135 | 0.0129% | 0.0126%
| Feb | 19 | 1 | 1178 | 471.5019 | 565.1061 | 616.9852 | 0.01006% | 0.01151% | 0.01227% | 0.0129% | 4617 | 0.01282% | 0.01286% |  | 8.8343 | 21.7052 | 17.5441 |  | 1178 | 462.6676 | 543.401 | 599.4411 |  | 1178 | 0.01007% | 0.01153% | 0.01241% | 0.009656% | 0.01089% | 0.008769% |  | 1178 | 0.01153% | 0.01241% | 1178 | 5363 | 0.01293% | 4015 | 0.01287% | 0.0129% |  | 1178 | 0.01089% | 0.008769% | 0.00983% |  | 1178 | 4617 | 0.0129% | 0.01271%
| Feb | 19 | 2 | 1179 | 471.8592 | 568.8113 | 629.3913 | 0.01007% | 0.01158% | 0.01252% | 0.0129% | 1041 | 0.01282% | 0.01286% |  | 8.8338 | 21.7079 | 17.5447 |  | 1179 | 463.0254 | 547.1034 | 611.8465 |  | 1179 | 0.01008% | 0.01161% | 0.01267% | 0.009655% | 0.01089% | 0.008769% |  | 1179 | 0.01161% | 0.01267% | 1179 | 3663 | 0.01293% | 7253 | 0.01287% | 0.0129% |  | 1179 | 0.01089% | 0.008769% | 0.009831% |  | 1179 | 1041 | 0.0129% | 0.009715%
| Feb | 19 | 3 | 1180 | 472.133 | 581.2954 | 635.1208 | 0.01008% | 0.01184% | 0.01263% | 0.01289% | 978 | 0.01282% | 0.01286% |  | 8.8332 | 21.7107 | 17.5454 |  | 1180 | 463.2997 | 559.5847 | 617.5753 |  | 1180 | 0.01009% | 0.01188% | 0.01279% | 0.009655% | 0.01089% | 0.008769% |  | 1180 | 0.01188% | 0.01279% | 1180 | 4411 | 0.01293% | 4476 | 0.01287% | 0.0129% |  | 1180 | 0.01089% | 0.008769% | 0.009832% |  | 1180 | 978 | 0.0129% | 0.009664%
| Feb | 19 | 4 | 1181 | 479.2419 | 597.0936 | 645.3513 | 0.01023% | 0.01216% | 0.01283% | 0.01289% | 1640 | 0.01282% | 0.01286% |  | 8.8327 | 21.7135 | 17.5461 |  | 1181 | 470.4092 | 575.3801 | 627.8052 |  | 1181 | 0.01024% | 0.01221% | 0.013% | 0.009654% | 0.0109% | 0.00877% |  | 1181 | 0.01221% | 0.013% | 1181 | 8120 | 0.01293% | 3108 | 0.01286% | 0.0129% |  | 1181 | 0.0109% | 0.00877% | 0.009832% |  | 1181 | 1640 | 0.0129% | 0.01022%
| Feb | 19 | 5 | 1182 | 489.9089 | 613.9066 | 666.4783 | 0.01046% | 0.0125% | 0.01325% | 0.01289% | 3042 | 0.01282% | 0.01286% |  | 8.8322 | 21.7162 | 17.5468 |  | 1182 | 481.0767 | 592.1904 | 648.9315 |  | 1182 | 0.01047% | 0.01257% | 0.01344% | 0.009654% | 0.0109% | 0.00877% |  | 1182 | 0.01257% | 0.01344% | 1182 | 5480 | 0.01293% | 5541 | 0.01286% | 0.01289% |  | 1182 | 0.0109% | 0.00877% | 0.009833% |  | 1182 | 3042 | 0.01289% | 0.0116%
| Feb | 19 | 6 | 1183 | 501.4853 | 637.1524 | 692.8096 | 0.0107% | 0.01297% | 0.01378% | 0.01289% | 5771 | 0.01282% | 0.01285% |  | 8.8317 | 21.719 | 17.5475 |  | 1183 | 492.6536 | 615.4335 | 675.2621 |  | 1183 | 0.01072% | 0.01306% | 0.01398% | 0.009653% | 0.0109% | 0.00877% |  | 1183 | 0.01306% | 0.01398% | 1183 | 8119 | 0.01292% | 5467 | 0.01286% | 0.01289% |  | 1183 | 0.0109% | 0.00877% | 0.009834% |  | 1183 | 5771 | 0.01289% | 0.01227%
| Feb | 19 | 7 | 1184 | 504.4176 | 635.3743 | 691.0654 | 0.01077% | 0.01294% | 0.01374% | 0.01289% | 3708 | 0.01282% | 0.01285% |  | 8.8312 | 21.7217 | 17.5481 |  | 1184 | 495.5865 | 613.6526 | 673.5173 |  | 1184 | 0.01079% | 0.01302% | 0.01395% | 0.009653% | 0.0109% | 0.008771% |  | 1184 | 0.01302% | 0.01395% | 1184 | 4657 | 0.01292% | 5216 | 0.01286% | 0.01289% |  | 1184 | 0.0109% | 0.008771% | 0.009835% |  | 1184 | 3708 | 0.01289% | 0.01227%
| Feb | 19 | 8 | 1185 | 502.5153 | 614.9586 | 672.2265 | 0.01073% | 0.01252% | 0.01337% | 0.01289% | 5613 | 0.01282% | 0.01285% |  | 8.8306 | 21.7245 | 17.5488 |  | 1185 | 493.6846 | 593.2341 | 654.6777 |  | 1185 | 0.01075% | 0.01259% | 0.01356% | 0.009652% | 0.0109% | 0.008771% |  | 1185 | 0.01259% | 0.01356% | 1185 | 4731 | 0.01292% | 4918 | 0.01286% | 0.01289% |  | 1185 | 0.0109% | 0.008771% | 0.009836% |  | 1185 | 5613 | 0.01289% | 0.01236%
| Feb | 19 | 9 | 1186 | 495.33 | 601.106 | 649.6367 | 0.01057% | 0.01224% | 0.01292% | 0.01289% | 5231 | 0.01281% | 0.01285% |  | 8.8301 | 21.7272 | 17.5495 |  | 1186 | 486.4999 | 579.3788 | 632.0872 |  | 1186 | 0.01059% | 0.0123% | 0.01309% | 0.009651% | 0.0109% | 0.008771% |  | 1186 | 0.0123% | 0.01309% | 1186 | 3471 | 0.01292% | 899 | 0.01286% | 0.01289% |  | 1186 | 0.0109% | 0.008771% | 0.009837% |  | 1186 | 5231 | 0.01289% | 0.01256%
| Feb | 19 | 10 | 1187 | 489.4658 | 591.7779 | 618.4762 | 0.01045% | 0.01205% | 0.0123% | 0.01288% | 4055 | 0.01281% | 0.01285% |  | 8.8296 | 21.73 | 17.5503 |  | 1187 | 480.6362 | 570.0479 | 600.9259 |  | 1187 | 0.01046% | 0.0121% | 0.01244% | 0.009651% | 0.0109% | 0.008772% |  | 1187 | 0.0121% | 0.01244% | 1187 | 4356 | 0.01292% | 922 | 0.01286% | 0.01289% |  | 1187 | 0.0109% | 0.008772% | 0.009838% |  | 1187 | 4055 | 0.01289% | 0.01253%
| Feb | 19 | 11 | 1188 | 476.9369 | 575.4024 | 590.1381 | 0.01018% | 0.01172% | 0.01173% | 0.01288% | 5290 | 0.01281% | 0.01285% |  | 8.8291 | 21.7327 | 17.551 |  | 1188 | 468.1078 | 553.6697 | 572.5872 |  | 1188 | 0.01019% | 0.01175% | 0.01186% | 0.00965% | 0.0109% | 0.008772% |  | 1188 | 0.01175% | 0.01186% | 1188 | 8179 | 0.01292% | 4198 | 0.01286% | 0.01289% |  | 1188 | 0.0109% | 0.008772% | 0.009839% |  | 1188 | 5290 | 0.01289% | 0.01253%
| Feb | 19 | 12 | 1189 | 462.7947 | 561.4009 | 575.8003 | 0.009877% | 0.01143% | 0.01145% | 0.01288% | 1254 | 0.01281% | 0.01285% |  | 8.8286 | 21.7355 | 17.5517 |  | 1189 | 453.9661 | 539.6655 | 558.2486 |  | 1189 | 0.009882% | 0.01145% | 0.01156% | 0.00965% | 0.01091% | 0.008773% |  | 1189 | 0.01145% | 0.01156% | 1189 | 3613 | 0.01292% | 3115 | 0.01286% | 0.01289% |  | 1189 | 0.01091% | 0.008773% | 0.009839% |  | 1189 | 1254 | 0.01289% | 0.009896%
| Feb | 19 | 13 | 1190 | 455.9247 | 549.9037 | 576.1942 | 0.009731% | 0.0112% | 0.01146% | 0.01288% | 3609 | 0.01281% | 0.01285% |  | 8.828 | 21.7382 | 17.5524 |  | 1190 | 447.0967 | 528.1655 | 558.6418 |  | 1190 | 0.009732% | 0.01121% | 0.01157% | 0.009649% | 0.01091% | 0.008773% |  | 1190 | 0.01121% | 0.01157% | 1190 | 4270 | 0.01292% | 883 | 0.01286% | 0.01289% |  | 1190 | 0.01091% | 0.008773% | 0.00984% |  | 1190 | 3609 | 0.01289% | 0.01218%
| Feb | 19 | 14 | 1191 | 448.2846 | 543.1729 | 577.4976 | 0.009568% | 0.01106% | 0.01148% | 0.01288% | 7808 | 0.01281% | 0.01284% |  | 8.8275 | 21.7409 | 17.5531 |  | 1191 | 439.4571 | 521.432 | 559.9445 |  | 1191 | 0.009566% | 0.01107% | 0.0116% | 0.009649% | 0.01091% | 0.008773% |  | 1191 | 0.01107% | 0.0116% | 1191 | 3279 | 0.01292% | 5968 | 0.01286% | 0.01289% |  | 1191 | 0.01091% | 0.008773% | 0.009841% |  | 1191 | 7808 | 0.01289% | 0.01168%
| Feb | 19 | 15 | 1192 | 441.818 | 539.0022 | 585.487 | 0.00943% | 0.01098% | 0.01164% | 0.01288% | 5301 | 0.01281% | 0.01284% |  | 8.827 | 21.7436 | 17.5539 |  | 1192 | 432.991 | 517.2586 | 567.9332 |  | 1192 | 0.009425% | 0.01098% | 0.01176% | 0.009648% | 0.01091% | 0.008774% |  | 1192 | 0.01098% | 0.01176% | 1192 | 5798 | 0.01292% | 5708 | 0.01286% | 0.01289% |  | 1192 | 0.01091% | 0.008774% | 0.009842% |  | 1192 | 5301 | 0.01289% | 0.01253%
| Feb | 19 | 16 | 1193 | 447.7945 | 541.5158 | 599.6185 | 0.009557% | 0.01103% | 0.01192% | 0.01288% | 7303 | 0.01281% | 0.01284% |  | 8.8265 | 21.7464 | 17.5546 |  | 1193 | 438.968 | 519.7695 | 582.0639 |  | 1193 | 0.009555% | 0.01103% | 0.01205% | 0.009647% | 0.01091% | 0.008774% |  | 1193 | 0.01103% | 0.01205% | 1193 | 3612 | 0.01292% | 5389 | 0.01285% | 0.01288% |  | 1193 | 0.01091% | 0.008774% | 0.009843% |  | 1193 | 7303 | 0.01288% | 0.01187%
| Feb | 19 | 17 | 1194 | 467.442 | 568.2248 | 612.2122 | 0.009977% | 0.01157% | 0.01217% | 0.01288% | 942 | 0.01281% | 0.01284% |  | 8.826 | 21.7491 | 17.5553 |  | 1194 | 458.616 | 546.4757 | 594.6568 |  | 1194 | 0.009983% | 0.0116% | 0.01231% | 0.009647% | 0.01091% | 0.008774% |  | 1194 | 0.0116% | 0.01231% | 1194 | 4802 | 0.01291% | 4554 | 0.01285% | 0.01288% |  | 1194 | 0.01091% | 0.008774% | 0.009844% |  | 1194 | 942 | 0.01288% | 0.009635%
| Feb | 19 | 18 | 1195 | 482.2899 | 581.5095 | 619.4983 | 0.01029% | 0.01184% | 0.01232% | 0.01288% | 5967 | 0.01281% | 0.01284% |  | 8.8255 | 21.7518 | 17.5561 |  | 1195 | 473.4645 | 559.7577 | 601.9422 |  | 1195 | 0.01031% | 0.01188% | 0.01247% | 0.009646% | 0.01091% | 0.008775% |  | 1195 | 0.01188% | 0.01247% | 1195 | 7591 | 0.01291% | 5206 | 0.01285% | 0.01288% |  | 1195 | 0.01091% | 0.008775% | 0.009845% |  | 1195 | 5967 | 0.01288% | 0.01218%
| Feb | 19 | 19 | 1196 | 485.7458 | 583.539 | 618.7481 | 0.01037% | 0.01188% | 0.0123% | 0.01287% | 4427 | 0.01281% | 0.01284% |  | 8.825 | 21.7545 | 17.5568 |  | 1196 | 476.9209 | 561.7845 | 601.1913 |  | 1196 | 0.01038% | 0.01192% | 0.01245% | 0.009646% | 0.01092% | 0.008775% |  | 1196 | 0.01192% | 0.01245% | 1196 | 4871 | 0.01291% | 958 | 0.01285% | 0.01288% |  | 1196 | 0.01092% | 0.008775% | 0.009845% |  | 1196 | 4427 | 0.01288% | 0.01268%
| Feb | 19 | 20 | 1197 | 484.7546 | 579.3124 | 616.0381 | 0.01035% | 0.0118% | 0.01225% | 0.01287% | 5510 | 0.01281% | 0.01284% |  | 8.8244 | 21.7572 | 17.5576 |  | 1197 | 475.9301 | 557.5552 | 598.4805 |  | 1197 | 0.01036% | 0.01183% | 0.01239% | 0.009645% | 0.01092% | 0.008775% |  | 1197 | 0.01183% | 0.01239% | 1197 | 5942 | 0.01291% | 3064 | 0.01285% | 0.01288% |  | 1197 | 0.01092% | 0.008775% | 0.009846% |  | 1197 | 5510 | 0.01288% | 0.01242%
| Feb | 19 | 21 | 1198 | 481.0634 | 569.705 | 606.8953 | 0.01027% | 0.0116% | 0.01207% | 0.01287% | 1282 | 0.01281% | 0.01284% |  | 8.8239 | 21.7599 | 17.5583 |  | 1198 | 472.2394 | 547.9451 | 589.3369 |  | 1198 | 0.01028% | 0.01163% | 0.0122% | 0.009645% | 0.01092% | 0.008776% |  | 1198 | 0.01163% | 0.0122% | 1198 | 5773 | 0.01291% | 4460 | 0.01285% | 0.01288% |  | 1198 | 0.01092% | 0.008776% | 0.009847% |  | 1198 | 1282 | 0.01288% | 0.00992%
| Feb | 19 | 22 | 1199 | 475.2791 | 559.9021 | 594.3016 | 0.01014% | 0.0114% | 0.01182% | 0.01287% | 4123 | 0.01281% | 0.01284% |  | 8.8234 | 21.7626 | 17.5591 |  | 1199 | 466.4557 | 538.1395 | 576.7425 |  | 1199 | 0.01015% | 0.01142% | 0.01194% | 0.009644% | 0.01092% | 0.008776% |  | 1199 | 0.01142% | 0.01194% | 1199 | 4856 | 0.01291% | 4006 | 0.01285% | 0.01288% |  | 1199 | 0.01092% | 0.008776% | 0.009848% |  | 1199 | 4123 | 0.01288% | 0.01257%
| Feb | 19 | 23 | 1200 | 470.3681 | 558.0216 | 589.1254 | 0.01004% | 0.01136% | 0.01171% | 0.01287% | 5320 | 0.01281% | 0.01284% |  | 8.8229 | 21.7653 | 17.5599 |  | 1200 | 461.5452 | 536.2563 | 571.5655 |  | 1200 | 0.01005% | 0.01138% | 0.01184% | 0.009644% | 0.01092% | 0.008777% |  | 1200 | 0.01138% | 0.01184% | 1200 | 3254 | 0.01291% | 5023 | 0.01285% | 0.01288% |  | 1200 | 0.01092% | 0.008777% | 0.009849% |  | 1200 | 5320 | 0.01288% | 0.01252%
| Feb | 20 | 0 | 1201 | 469.8078 | 561.2334 | 589.9318 | 0.01003% | 0.01143% | 0.01173% | 0.01287% | 981 | 0.0128% | 0.01284% |  | 8.8224 | 21.768 | 17.5607 |  | 1201 | 460.9854 | 539.4654 | 572.3712 |  | 1201 | 0.01003% | 0.01145% | 0.01185% | 0.009643% | 0.01092% | 0.008777% |  | 1201 | 0.01145% | 0.01185% | 1201 | 5563 | 0.01291% | 1206 | 0.01285% | 0.01288% |  | 1201 | 0.01092% | 0.008777% | 0.00985% |  | 1201 | 981 | 0.01288% | 0.009666%
| Feb | 20 | 1 | 1202 | 469.1665 | 564.2869 | 591.1415 | 0.01001% | 0.01149% | 0.01175% | 0.01287% | 4989 | 0.0128% | 0.01284% |  | 8.8219 | 21.7707 | 17.5614 |  | 1202 | 460.3446 | 542.5162 | 573.5801 |  | 1202 | 0.01002% | 0.01151% | 0.01188% | 0.009642% | 0.01092% | 0.008777% |  | 1202 | 0.01151% | 0.01188% | 1202 | 4429 | 0.01291% | 3041 | 0.01285% | 0.01288% |  | 1202 | 0.01092% | 0.008777% | 0.009851% |  | 1202 | 4989 | 0.01288% | 0.01266%
| Feb | 20 | 2 | 1203 | 469.9195 | 572.2093 | 596.2333 | 0.01003% | 0.01165% | 0.01186% | 0.01287% | 4167 | 0.0128% | 0.01283% |  | 8.8214 | 21.7734 | 17.5622 |  | 1203 | 461.0981 | 550.4359 | 578.6711 |  | 1203 | 0.01004% | 0.01168% | 0.01198% | 0.009642% | 0.01093% | 0.008778% |  | 1203 | 0.01168% | 0.01198% | 1203 | 3400 | 0.01291% | 907 | 0.01285% | 0.01288% |  | 1203 | 0.01093% | 0.008778% | 0.009852% |  | 1203 | 4167 | 0.01288% | 0.01259%
| Feb | 20 | 3 | 1204 | 476.1183 | 582.878 | 602.1035 | 0.01016% | 0.01187% | 0.01197% | 0.01287% | 1486 | 0.0128% | 0.01283% |  | 8.8209 | 21.776 | 17.563 |  | 1204 | 467.2974 | 561.1019 | 584.5405 |  | 1204 | 0.01017% | 0.01191% | 0.0121% | 0.009641% | 0.01093% | 0.008778% |  | 1204 | 0.01191% | 0.0121% | 1204 | 7760 | 0.0129% | 889 | 0.01285% | 0.01288% |  | 1204 | 0.01093% | 0.008778% | 0.009852% |  | 1204 | 1486 | 0.01288% | 0.01009%
| Feb | 20 | 4 | 1205 | 486.8203 | 597.2053 | 615.6817 | 0.01039% | 0.01216% | 0.01224% | 0.01287% | 1330 | 0.0128% | 0.01283% |  | 8.8204 | 21.7787 | 17.5638 |  | 1205 | 478 | 575.4266 | 598.1179 |  | 1205 | 0.01041% | 0.01221% | 0.01239% | 0.009641% | 0.01093% | 0.008779% |  | 1205 | 0.01221% | 0.01239% | 1205 | 4803 | 0.0129% | 3982 | 0.01285% | 0.01287% |  | 1205 | 0.01093% | 0.008779% | 0.009853% |  | 1205 | 1330 | 0.01287% | 0.009962%
| Feb | 20 | 5 | 1206 | 500.6283 | 624.3146 | 638.0183 | 0.01068% | 0.01271% | 0.01269% | 0.01287% | 1018 | 0.0128% | 0.01283% |  | 8.8199 | 21.7814 | 17.5646 |  | 1206 | 491.8085 | 602.5332 | 620.4537 |  | 1206 | 0.01071% | 0.01279% | 0.01285% | 0.00964% | 0.01093% | 0.008779% |  | 1206 | 0.01279% | 0.01285% | 1206 | 3228 | 0.0129% | 5002 | 0.01285% | 0.01287% |  | 1206 | 0.01093% | 0.008779% | 0.009854% |  | 1206 | 1018 | 0.01287% | 0.009696%
| Feb | 20 | 6 | 1207 | 514.4575 | 650.5488 | 661.6959 | 0.01098% | 0.01325% | 0.01316% | 0.01286% | 3108 | 0.0128% | 0.01283% |  | 8.8194 | 21.7841 | 17.5654 |  | 1207 | 505.6381 | 628.7648 | 644.1305 |  | 1207 | 0.01101% | 0.01335% | 0.01334% | 0.00964% | 0.01093% | 0.008779% |  | 1207 | 0.01335% | 0.01334% | 1207 | 5023 | 0.0129% | 966 | 0.01284% | 0.01287% |  | 1207 | 0.01093% | 0.008779% | 0.009855% |  | 1207 | 3108 | 0.01287% | 0.01167%
| Feb | 20 | 7 | 1208 | 521.1076 | 654.403 | 660.233 | 0.01112% | 0.01333% | 0.01313% | 0.01286% | 4641 | 0.0128% | 0.01283% |  | 8.8189 | 21.7867 | 17.5662 |  | 1208 | 512.2888 | 632.6163 | 642.6668 |  | 1208 | 0.01115% | 0.01343% | 0.01331% | 0.009639% | 0.01093% | 0.00878% |  | 1208 | 0.01343% | 0.01331% | 1208 | 4778 | 0.0129% | 3609 | 0.01284% | 0.01287% |  | 1208 | 0.01093% | 0.00878% | 0.009856% |  | 1208 | 4641 | 0.01287% | 0.01271%
| Feb | 20 | 8 | 1209 | 523.02 | 635.6815 | 641.4223 | 0.01116% | 0.01294% | 0.01275% | 0.01286% | 3862 | 0.0128% | 0.01283% |  | 8.8184 | 21.7894 | 17.567 |  | 1209 | 514.2017 | 613.8922 | 623.8552 |  | 1209 | 0.01119% | 0.01303% | 0.01292% | 0.009639% | 0.01093% | 0.00878% |  | 1209 | 0.01303% | 0.01292% | 1209 | 4824 | 0.0129% | 1665 | 0.01284% | 0.01287% |  | 1209 | 0.01093% | 0.00878% | 0.009857% |  | 1209 | 3862 | 0.01287% | 0.0124%
| Feb | 20 | 9 | 1210 | 521.7125 | 616.1967 | 606.3514 | 0.01113% | 0.01255% | 0.01206% | 0.01286% | 3115 | 0.0128% | 0.01283% |  | 8.8179 | 21.792 | 17.5678 |  | 1210 | 512.8946 | 594.4047 | 588.7835 |  | 1210 | 0.01116% | 0.01262% | 0.01219% | 0.009638% | 0.01093% | 0.008781% |  | 1210 | 0.01262% | 0.01219% | 1210 | 3636 | 0.0129% | 3708 | 0.01284% | 0.01287% |  | 1210 | 0.01093% | 0.008781% | 0.009858% |  | 1210 | 3115 | 0.01287% | 0.01168%
| Feb | 20 | 10 | 1211 | 515.6007 | 592.4854 | 581.7455 | 0.011% | 0.01207% | 0.01157% | 0.01286% | 890 | 0.0128% | 0.01283% |  | 8.8174 | 21.7947 | 17.5687 |  | 1211 | 506.7834 | 570.6907 | 564.1768 |  | 1211 | 0.01103% | 0.01211% | 0.01168% | 0.009637% | 0.01094% | 0.008781% |  | 1211 | 0.01211% | 0.01168% | 1211 | 3209 | 0.0129% | 4737 | 0.01284% | 0.01287% |  | 1211 | 0.01094% | 0.008781% | 0.009858% |  | 1211 | 890 | 0.01287% | 0.009595%
| Feb | 20 | 11 | 1212 | 506.3909 | 577.7764 | 558.7337 | 0.01081% | 0.01177% | 0.01111% | 0.01286% | 3683 | 0.01279% | 0.01283% |  | 8.8169 | 21.7973 | 17.5695 |  | 1212 | 497.574 | 555.979 | 541.1642 |  | 1212 | 0.01083% | 0.0118% | 0.01121% | 0.009637% | 0.01094% | 0.008781% |  | 1212 | 0.0118% | 0.01121% | 1212 | 4733 | 0.0129% | 4208 | 0.01284% | 0.01287% |  | 1212 | 0.01094% | 0.008781% | 0.009859% |  | 1212 | 3683 | 0.01287% | 0.01224%
| Feb | 20 | 12 | 1213 | 497.2435 | 565.3295 | 544.7429 | 0.01061% | 0.01151% | 0.01083% | 0.01286% | 3730 | 0.01279% | 0.01283% |  | 8.8164 | 21.8 | 17.5703 |  | 1213 | 488.4271 | 543.5296 | 527.1725 |  | 1213 | 0.01063% | 0.01154% | 0.01092% | 0.009636% | 0.01094% | 0.008782% |  | 1213 | 0.01154% | 0.01092% | 1213 | 4732 | 0.0129% | 5315 | 0.01284% | 0.01287% |  | 1213 | 0.01094% | 0.008782% | 0.00986% |  | 1213 | 3730 | 0.01287% | 0.01228%
| Feb | 20 | 13 | 1214 | 494.1358 | 558.2916 | 536.9316 | 0.01055% | 0.01137% | 0.01068% | 0.01286% | 3968 | 0.01279% | 0.01283% |  | 8.8159 | 21.8026 | 17.5712 |  | 1214 | 485.32 | 536.4889 | 519.3605 |  | 1214 | 0.01056% | 0.01139% | 0.01076% | 0.009636% | 0.01094% | 0.008782% |  | 1214 | 0.01139% | 0.01076% | 1214 | 4633 | 0.0129% | 1484 | 0.01284% | 0.01287% |  | 1214 | 0.01094% | 0.008782% | 0.009861% |  | 1214 | 3968 | 0.01287% | 0.01247%
| Feb | 20 | 14 | 1215 | 492.4821 | 553.9347 | 531.7366 | 0.01051% | 0.01128% | 0.01057% | 0.01286% | 5745 | 0.01279% | 0.01282% |  | 8.8154 | 21.8053 | 17.572 |  | 1215 | 483.6667 | 532.1294 | 514.1646 |  | 1215 | 0.01053% | 0.01129% | 0.01065% | 0.009635% | 0.01094% | 0.008783% |  | 1215 | 0.01129% | 0.01065% | 1215 | 8142 | 0.0129% | 7808 | 0.01284% | 0.01287% |  | 1215 | 0.01094% | 0.008783% | 0.009862% |  | 1215 | 5745 | 0.01287% | 0.01228%
| Feb | 20 | 15 | 1216 | 485.5478 | 562.8998 | 536.9785 | 0.01036% | 0.01146% | 0.01068% | 0.01286% | 3912 | 0.01279% | 0.01282% |  | 8.8149 | 21.8079 | 17.5729 |  | 1216 | 476.733 | 541.0918 | 519.4057 |  | 1216 | 0.01038% | 0.01148% | 0.01076% | 0.009635% | 0.01094% | 0.008783% |  | 1216 | 0.01148% | 0.01076% | 1216 | 3544 | 0.01289% | 1401 | 0.01284% | 0.01286% |  | 1216 | 0.01094% | 0.008783% | 0.009863% |  | 1216 | 3912 | 0.01286% | 0.01243%
| Feb | 20 | 16 | 1217 | 476.9319 | 574.7787 | 551.5226 | 0.01018% | 0.0117% | 0.01097% | 0.01286% | 4702 | 0.01279% | 0.01282% |  | 8.8144 | 21.8105 | 17.5737 |  | 1217 | 468.1175 | 552.9682 | 533.9489 |  | 1217 | 0.01019% | 0.01174% | 0.01106% | 0.009634% | 0.01094% | 0.008784% |  | 1217 | 0.01174% | 0.01106% | 1217 | 5263 | 0.01289% | 1711 | 0.01284% | 0.01286% |  | 1217 | 0.01094% | 0.008784% | 0.009864% |  | 1217 | 4702 | 0.01286% | 0.01272%
| Feb | 20 | 17 | 1218 | 491.8506 | 590.5769 | 576.3817 | 0.0105% | 0.01203% | 0.01146% | 0.01286% | 4378 | 0.01279% | 0.01282% |  | 8.8139 | 21.8132 | 17.5746 |  | 1218 | 483.0368 | 568.7638 | 558.8071 |  | 1218 | 0.01051% | 0.01207% | 0.01157% | 0.009634% | 0.01095% | 0.008784% |  | 1218 | 0.01207% | 0.01157% | 1218 | 5041 | 0.01289% | 4138 | 0.01284% | 0.01286% |  | 1218 | 0.01095% | 0.008784% | 0.009865% |  | 1218 | 4378 | 0.01286% | 0.01267%
| Feb | 20 | 18 | 1219 | 511.4226 | 599.4768 | 598.6902 | 0.01092% | 0.01221% | 0.0119% | 0.01286% | 3667 | 0.01279% | 0.01282% |  | 8.8134 | 21.8158 | 17.5754 |  | 1219 | 502.6093 | 577.661 | 581.1147 |  | 1219 | 0.01094% | 0.01226% | 0.01203% | 0.009633% | 0.01095% | 0.008784% |  | 1219 | 0.01226% | 0.01203% | 1219 | 4385 | 0.01289% | 5792 | 0.01283% | 0.01286% |  | 1219 | 0.01095% | 0.008784% | 0.009865% |  | 1219 | 3667 | 0.01286% | 0.01223%
| Feb | 20 | 19 | 1220 | 511.2238 | 598.1828 | 606.7077 | 0.01091% | 0.01218% | 0.01206% | 0.01286% | 4773 | 0.01279% | 0.01282% |  | 8.8129 | 21.8184 | 17.5763 |  | 1220 | 502.411 | 576.3644 | 589.1314 |  | 1220 | 0.01094% | 0.01223% | 0.0122% | 0.009633% | 0.01095% | 0.008785% |  | 1220 | 0.01223% | 0.0122% | 1220 | 4804 | 0.01289% | 4450 | 0.01283% | 0.01286% |  | 1220 | 0.01095% | 0.008785% | 0.009866% |  | 1220 | 4773 | 0.01286% | 0.01271%
| Feb | 20 | 20 | 1221 | 512.1471 | 600.0727 | 610.4586 | 0.01093% | 0.01222% | 0.01214% | 0.01286% | 4483 | 0.01279% | 0.01282% |  | 8.8124 | 21.821 | 17.5772 |  | 1221 | 503.3347 | 578.2516 | 592.8814 |  | 1221 | 0.01096% | 0.01227% | 0.01228% | 0.009632% | 0.01095% | 0.008785% |  | 1221 | 0.01227% | 0.01228% | 1221 | 3709 | 0.01289% | 7303 | 0.01283% | 0.01286% |  | 1221 | 0.01095% | 0.008785% | 0.009867% |  | 1221 | 4483 | 0.01286% | 0.01269%
| Feb | 20 | 21 | 1222 | 504.6616 | 592.8764 | 604.2696 | 0.01077% | 0.01207% | 0.01202% | 0.01286% | 1378 | 0.01279% | 0.01282% |  | 8.8119 | 21.8237 | 17.5781 |  | 1222 | 495.8497 | 571.0527 | 586.6916 |  | 1222 | 0.01079% | 0.01212% | 0.01215% | 0.009631% | 0.01095% | 0.008786% |  | 1222 | 0.01212% | 0.01215% | 1222 | 5652 | 0.01289% | 5421 | 0.01283% | 0.01286% |  | 1222 | 0.01095% | 0.008786% | 0.009868% |  | 1222 | 1378 | 0.01286% | 0.01%
| Feb | 20 | 22 | 1223 | 492.1011 | 585.4846 | 590.1663 | 0.0105% | 0.01192% | 0.01174% | 0.01286% | 5722 | 0.01279% | 0.01282% |  | 8.8114 | 21.8263 | 17.5789 |  | 1223 | 483.2898 | 563.6584 | 572.5873 |  | 1223 | 0.01052% | 0.01196% | 0.01186% | 0.009631% | 0.01095% | 0.008786% |  | 1223 | 0.01196% | 0.01186% | 1223 | 3281 | 0.01289% | 4062 | 0.01283% | 0.01286% |  | 1223 | 0.01095% | 0.008786% | 0.009869% |  | 1223 | 5722 | 0.01286% | 0.0123%
| Feb | 20 | 23 | 1224 | 483.9846 | 582.9804 | 583.6397 | 0.01033% | 0.01187% | 0.01161% | 0.01286% | 3064 | 0.01278% | 0.01282% |  | 8.8109 | 21.8289 | 17.5798 |  | 1224 | 475.1737 | 561.1515 | 566.0599 |  | 1224 | 0.01034% | 0.01191% | 0.01172% | 0.00963% | 0.01095% | 0.008787% |  | 1224 | 0.01191% | 0.01172% | 1224 | 3713 | 0.01289% | 4078 | 0.01283% | 0.01286% |  | 1224 | 0.01095% | 0.008787% | 0.00987% |  | 1224 | 3064 | 0.01286% | 0.01163%
| Feb | 21 | 0 | 1225 | 484.3399 | 586.5645 | 584.9431 | 0.01034% | 0.01194% | 0.01163% | 0.01285% | 1161 | 0.01278% | 0.01282% |  | 8.8104 | 21.8315 | 17.5807 |  | 1225 | 475.5295 | 564.7331 | 567.3624 |  | 1225 | 0.01035% | 0.01199% | 0.01175% | 0.00963% | 0.01095% | 0.008787% |  | 1225 | 0.01199% | 0.01175% | 1225 | 3710 | 0.01289% | 4928 | 0.01283% | 0.01286% |  | 1225 | 0.01095% | 0.008787% | 0.009871% |  | 1225 | 1161 | 0.01286% | 0.009815%
| Feb | 21 | 1 | 1226 | 485.8268 | 592.1875 | 588.9566 | 0.01037% | 0.01206% | 0.01171% | 0.01285% | 5587 | 0.01278% | 0.01282% |  | 8.8099 | 21.8341 | 17.5816 |  | 1226 | 477.0169 | 570.3534 | 571.375 |  | 1226 | 0.01038% | 0.01211% | 0.01183% | 0.009629% | 0.01096% | 0.008787% |  | 1226 | 0.01211% | 0.01183% | 1226 | 4805 | 0.01288% | 5484 | 0.01283% | 0.01286% |  | 1226 | 0.01096% | 0.008787% | 0.009872% |  | 1226 | 5587 | 0.01286% | 0.01237%
| Feb | 21 | 2 | 1227 | 488.7717 | 598.9648 | 593.3639 | 0.01043% | 0.0122% | 0.0118% | 0.01285% | 5655 | 0.01278% | 0.01282% |  | 8.8094 | 21.8367 | 17.5825 |  | 1227 | 479.9623 | 577.1282 | 575.7814 |  | 1227 | 0.01045% | 0.01225% | 0.01192% | 0.009629% | 0.01096% | 0.008788% |  | 1227 | 0.01225% | 0.01192% | 1227 | 3615 | 0.01288% | 887 | 0.01282% | 0.01285% |  | 1227 | 0.01096% | 0.008788% | 0.009872% |  | 1227 | 5655 | 0.01285% | 0.01233%
| Feb | 21 | 3 | 1228 | 496.1724 | 609.6428 | 599.159 | 0.01059% | 0.01241% | 0.01191% | 0.01285% | 3041 | 0.01278% | 0.01282% |  | 8.8089 | 21.8393 | 17.5834 |  | 1228 | 487.3635 | 587.8036 | 581.5756 |  | 1228 | 0.01061% | 0.01248% | 0.01204% | 0.009628% | 0.01096% | 0.008788% |  | 1228 | 0.01248% | 0.01204% | 1228 | 3634 | 0.01288% | 5771 | 0.01282% | 0.01285% |  | 1228 | 0.01096% | 0.008788% | 0.009873% |  | 1228 | 3041 | 0.01285% | 0.0116%
| Feb | 21 | 4 | 1229 | 504.4197 | 622.7599 | 610.8618 | 0.01077% | 0.01268% | 0.01215% | 0.01285% | 4525 | 0.01278% | 0.01282% |  | 8.8084 | 21.8419 | 17.5843 |  | 1229 | 495.6113 | 600.9181 | 593.2775 |  | 1229 | 0.01079% | 0.01275% | 0.01229% | 0.009628% | 0.01096% | 0.008789% |  | 1229 | 0.01275% | 0.01229% | 1229 | 5159 | 0.01288% | 4055 | 0.01282% | 0.01285% |  | 1229 | 0.01096% | 0.008789% | 0.009874% |  | 1229 | 4525 | 0.01285% | 0.0127%
| Feb | 21 | 5 | 1230 | 522.1452 | 648.4728 | 640.0719 | 0.01114% | 0.01321% | 0.01273% | 0.01285% | 5892 | 0.01278% | 0.01281% |  | 8.8079 | 21.8444 | 17.5852 |  | 1230 | 513.3373 | 626.6284 | 622.4867 |  | 1230 | 0.01117% | 0.0133% | 0.01289% | 0.009627% | 0.01096% | 0.008789% |  | 1230 | 0.0133% | 0.01289% | 1230 | 3712 | 0.01288% | 5278 | 0.01282% | 0.01285% |  | 1230 | 0.01096% | 0.008789% | 0.009875% |  | 1230 | 5892 | 0.01285% | 0.01221%
| Feb | 21 | 6 | 1231 | 547.9658 | 680.8141 | 671.8045 | 0.0117% | 0.01386% | 0.01336% | 0.01285% | 1352 | 0.01278% | 0.01281% |  | 8.8074 | 21.847 | 17.5861 |  | 1231 | 539.1583 | 658.967 | 654.2184 |  | 1231 | 0.01174% | 0.01399% | 0.01355% | 0.009627% | 0.01096% | 0.00879% |  | 1231 | 0.01399% | 0.01355% | 1231 | 3397 | 0.01288% | 1007 | 0.01282% | 0.01285% |  | 1231 | 0.01096% | 0.00879% | 0.009876% |  | 1231 | 1352 | 0.01285% | 0.009981%
| Feb | 21 | 7 | 1232 | 550.6135 | 675.5914 | 665.85 | 0.01175% | 0.01376% | 0.01324% | 0.01285% | 4333 | 0.01278% | 0.01281% |  | 8.807 | 21.8496 | 17.587 |  | 1232 | 541.8065 | 653.7418 | 648.2629 |  | 1232 | 0.01179% | 0.01388% | 0.01342% | 0.009626% | 0.01096% | 0.00879% |  | 1232 | 0.01388% | 0.01342% | 1232 | 3877 | 0.01288% | 5967 | 0.01282% | 0.01285% |  | 1232 | 0.01096% | 0.00879% | 0.009877% |  | 1232 | 4333 | 0.01285% | 0.01265%
| Feb | 21 | 8 | 1233 | 540.0896 | 642.8499 | 626.7188 | 0.01153% | 0.01309% | 0.01246% | 0.01285% | 4366 | 0.01278% | 0.01281% |  | 8.8065 | 21.8522 | 17.588 |  | 1233 | 531.2832 | 620.9977 | 609.1308 |  | 1233 | 0.01156% | 0.01318% | 0.01261% | 0.009626% | 0.01096% | 0.008791% |  | 1233 | 0.01318% | 0.01261% | 1233 | 4679 | 0.01288% | 3683 | 0.01282% | 0.01285% |  | 1233 | 0.01096% | 0.008791% | 0.009878% |  | 1233 | 4366 | 0.01285% | 0.01266%
| Feb | 21 | 9 | 1234 | 524.6564 | 613.7111 | 593.4295 | 0.0112% | 0.0125% | 0.0118% | 0.01285% | 4531 | 0.01278% | 0.01281% |  | 8.806 | 21.8548 | 17.5889 |  | 1234 | 515.8504 | 591.8563 | 575.8407 |  | 1234 | 0.01123% | 0.01256% | 0.01192% | 0.009625% | 0.01097% | 0.008791% |  | 1234 | 0.01256% | 0.01192% | 1234 | 5280 | 0.01288% | 3092 | 0.01282% | 0.01285% |  | 1234 | 0.01097% | 0.008791% | 0.009879% |  | 1234 | 4531 | 0.01285% | 0.0127%
| Feb | 21 | 10 | 1235 | 513.041 | 596.8516 | 608.9958 | 0.01095% | 0.01215% | 0.01211% | 0.01285% | 4821 | 0.01277% | 0.01281% |  | 8.8055 | 21.8574 | 17.5898 |  | 1235 | 504.2356 | 574.9942 | 591.406 |  | 1235 | 0.01098% | 0.0122% | 0.01225% | 0.009625% | 0.01097% | 0.008792% |  | 1235 | 0.0122% | 0.01225% | 1235 | 4355 | 0.01288% | 5112 | 0.01282% | 0.01285% |  | 1235 | 0.01097% | 0.008792% | 0.009879% |  | 1235 | 4821 | 0.01285% | 0.0127%
| Feb | 21 | 11 | 1236 | 501.8284 | 586.8345 | 554.4858 | 0.01071% | 0.01195% | 0.01103% | 0.01285% | 5182 | 0.01277% | 0.01281% |  | 8.805 | 21.8599 | 17.5907 |  | 1236 | 493.0234 | 564.9746 | 536.8951 |  | 1236 | 0.01073% | 0.01199% | 0.01112% | 0.009624% | 0.01097% | 0.008792% |  | 1236 | 0.01199% | 0.01112% | 1236 | 3662 | 0.01288% | 1449 | 0.01282% | 0.01285% |  | 1236 | 0.01097% | 0.008792% | 0.00988% |  | 1236 | 5182 | 0.01285% | 0.01258%
| Feb | 21 | 12 | 1237 | 494.6516 | 581.9377 | 535.9189 | 0.01056% | 0.01185% | 0.01066% | 0.01285% | 853 | 0.01277% | 0.01281% |  | 8.8045 | 21.8625 | 17.5916 |  | 1237 | 485.8471 | 560.0752 | 518.3273 |  | 1237 | 0.01058% | 0.01189% | 0.01073% | 0.009623% | 0.01097% | 0.008792% |  | 1237 | 0.01189% | 0.01073% | 1237 | 3667 | 0.01288% | 1593 | 0.01282% | 0.01285% |  | 1237 | 0.01097% | 0.008792% | 0.009881% |  | 1237 | 853 | 0.01285% | 0.009567%
| Feb | 21 | 13 | 1238 | 489.574 | 580.2992 | 524.3755 | 0.01045% | 0.01182% | 0.01043% | 0.01285% | 4102 | 0.01277% | 0.01281% |  | 8.804 | 21.8651 | 17.5925 |  | 1238 | 480.77 | 558.4342 | 506.783 |  | 1238 | 0.01047% | 0.01185% | 0.01049% | 0.009623% | 0.01097% | 0.008793% |  | 1238 | 0.01185% | 0.01049% | 1238 | 4497 | 0.01288% | 5613 | 0.01281% | 0.01285% |  | 1238 | 0.01097% | 0.008793% | 0.009882% |  | 1238 | 4102 | 0.01285% | 0.01256%
| Feb | 21 | 14 | 1239 | 484.7573 | 583.3714 | 523.0346 | 0.01035% | 0.01188% | 0.0104% | 0.01285% | 3871 | 0.01277% | 0.01281% |  | 8.8035 | 21.8677 | 17.5934 |  | 1239 | 475.9538 | 561.5037 | 505.4411 |  | 1239 | 0.01036% | 0.01192% | 0.01047% | 0.009622% | 0.01097% | 0.008793% |  | 1239 | 0.01192% | 0.01047% | 1239 | 3543 | 0.01288% | 3086 | 0.01281% | 0.01284% |  | 1239 | 0.01097% | 0.008793% | 0.009883% |  | 1239 | 3871 | 0.01284% | 0.0124%
| Feb | 21 | 15 | 1240 | 485.8693 | 588.3427 | 520.0526 | 0.01037% | 0.01198% | 0.01034% | 0.01284% | 5602 | 0.01277% | 0.01281% |  | 8.8031 | 21.8702 | 17.5944 |  | 1240 | 477.0662 | 566.4724 | 502.4582 |  | 1240 | 0.01038% | 0.01202% | 0.01041% | 0.009622% | 0.01097% | 0.008794% |  | 1240 | 0.01202% | 0.01041% | 1240 | 4160 | 0.01287% | 3730 | 0.01281% | 0.01284% |  | 1240 | 0.01097% | 0.008794% | 0.009884% |  | 1240 | 5602 | 0.01284% | 0.01236%
| Feb | 21 | 16 | 1241 | 494.6849 | 594.8966 | 532.4493 | 0.01056% | 0.01211% | 0.01059% | 0.01284% | 861 | 0.01277% | 0.01281% |  | 8.8026 | 21.8728 | 17.5953 |  | 1241 | 485.8823 | 573.0238 | 514.854 |  | 1241 | 0.01058% | 0.01216% | 0.01066% | 0.009621% | 0.01098% | 0.008794% |  | 1241 | 0.01216% | 0.01066% | 1241 | 5457 | 0.01287% | 3862 | 0.01281% | 0.01284% |  | 1241 | 0.01098% | 0.008794% | 0.009885% |  | 1241 | 861 | 0.01284% | 0.009573%
| Feb | 21 | 17 | 1242 | 509.1499 | 607.9578 | 565.6541 | 0.01087% | 0.01238% | 0.01125% | 0.01284% | 4168 | 0.01277% | 0.01281% |  | 8.8021 | 21.8754 | 17.5962 |  | 1242 | 500.3478 | 586.0825 | 548.0579 |  | 1242 | 0.01089% | 0.01244% | 0.01135% | 0.009621% | 0.01098% | 0.008795% |  | 1242 | 0.01244% | 0.01135% | 1242 | 3907 | 0.01287% | 908 | 0.01281% | 0.01284% |  | 1242 | 0.01098% | 0.008795% | 0.009886% |  | 1242 | 4168 | 0.01284% | 0.01259%
| Feb | 21 | 18 | 1243 | 520.366 | 608.9167 | 593.5702 | 0.01111% | 0.0124% | 0.0118% | 0.01284% | 3942 | 0.01277% | 0.0128% |  | 8.8016 | 21.8779 | 17.5971 |  | 1243 | 511.5645 | 587.0388 | 575.9731 |  | 1243 | 0.01114% | 0.01246% | 0.01193% | 0.00962% | 0.01098% | 0.008795% |  | 1243 | 0.01246% | 0.01193% | 1243 | 3616 | 0.01287% | 3667 | 0.01281% | 0.01284% |  | 1243 | 0.01098% | 0.008795% | 0.009886% |  | 1243 | 3942 | 0.01284% | 0.01246%
| Feb | 21 | 19 | 1244 | 520.1498 | 605.6584 | 608.2081 | 0.0111% | 0.01233% | 0.01209% | 0.01284% | 4750 | 0.01277% | 0.0128% |  | 8.8011 | 21.8805 | 17.5981 |  | 1244 | 511.3487 | 583.7779 | 590.61 |  | 1244 | 0.01113% | 0.01239% | 0.01223% | 0.00962% | 0.01098% | 0.008796% |  | 1244 | 0.01239% | 0.01223% | 1244 | 3637 | 0.01287% | 1508 | 0.01281% | 0.01284% |  | 1244 | 0.01098% | 0.008796% | 0.009887% |  | 1244 | 4750 | 0.01284% | 0.01271%
| Feb | 21 | 20 | 1245 | 517.2688 | 602.5955 | 614.2939 | 0.01104% | 0.01227% | 0.01221% | 0.01284% | 5063 | 0.01277% | 0.0128% |  | 8.8006 | 21.883 | 17.599 |  | 1245 | 508.4682 | 580.7125 | 596.6949 |  | 1245 | 0.01107% | 0.01233% | 0.01236% | 0.009619% | 0.01098% | 0.008796% |  | 1245 | 0.01233% | 0.01236% | 1245 | 3968 | 0.01287% | 5135 | 0.01281% | 0.01284% |  | 1245 | 0.01098% | 0.008796% | 0.009888% |  | 1245 | 5063 | 0.01284% | 0.01263%
| Feb | 21 | 21 | 1246 | 509.1969 | 592.774 | 611.115 | 0.01087% | 0.01207% | 0.01215% | 0.01284% | 3661 | 0.01277% | 0.0128% |  | 8.8001 | 21.8856 | 17.5999 |  | 1246 | 500.3968 | 570.8884 | 593.5151 |  | 1246 | 0.01089% | 0.01212% | 0.01229% | 0.009619% | 0.01098% | 0.008797% |  | 1246 | 0.01212% | 0.01229% | 1246 | 3635 | 0.01287% | 4617 | 0.01281% | 0.01284% |  | 1246 | 0.01098% | 0.008797% | 0.009889% |  | 1246 | 3661 | 0.01284% | 0.01222%
| Feb | 21 | 22 | 1247 | 495.3468 | 580.7926 | 603.5476 | 0.01057% | 0.01183% | 0.012% | 0.01284% | 987 | 0.01277% | 0.0128% |  | 8.7997 | 21.8881 | 17.6009 |  | 1247 | 486.5471 | 558.9045 | 585.9467 |  | 1247 | 0.01059% | 0.01186% | 0.01213% | 0.009618% | 0.01098% | 0.008797% |  | 1247 | 0.01186% | 0.01213% | 1247 | 3589 | 0.01287% | 918 | 0.01281% | 0.01284% |  | 1247 | 0.01098% | 0.008797% | 0.00989% |  | 1247 | 987 | 0.01284% | 0.009671%
| Feb | 21 | 23 | 1248 | 484.6897 | 575.1325 | 604.9167 | 0.01034% | 0.01171% | 0.01203% | 0.01283% | 6751 | 0.01277% | 0.0128% |  | 8.7992 | 21.8907 | 17.6018 |  | 1248 | 475.8906 | 553.2418 | 587.3149 |  | 1248 | 0.01036% | 0.01174% | 0.01216% | 0.009618% | 0.01098% | 0.008798% |  | 1248 | 0.01174% | 0.01216% | 1248 | 8264 | 0.01287% | 4123 | 0.01281% | 0.01284% |  | 1248 | 0.01098% | 0.008798% | 0.009891% |  | 1248 | 6751 | 0.01284% | 0.01196%
| Feb | 22 | 0 | 1249 | 481.1628 | 575.9703 | 605.7887 | 0.01027% | 0.01173% | 0.01205% | 0.01283% | 1517 | 0.01276% | 0.0128% |  | 8.7987 | 21.8932 | 17.6027 |  | 1249 | 472.3641 | 554.0771 | 588.186 |  | 1249 | 0.01028% | 0.01176% | 0.01218% | 0.009617% | 0.01099% | 0.008798% |  | 1249 | 0.01176% | 0.01218% | 1249 | 5071 | 0.01287% | 1473 | 0.01281% | 0.01284% |  | 1249 | 0.01099% | 0.008798% | 0.009892% |  | 1249 | 1517 | 0.01284% | 0.01012%
| Feb | 22 | 1 | 1250 | 486.0955 | 580.4668 | 608.4519 | 0.01037% | 0.01182% | 0.0121% | 0.01283% | 5699 | 0.01276% | 0.0128% |  | 8.7982 | 21.8958 | 17.6037 |  | 1250 | 477.2973 | 558.571 | 590.8482 |  | 1250 | 0.01039% | 0.01186% | 0.01224% | 0.009617% | 0.01099% | 0.008798% |  | 1250 | 0.01186% | 0.01224% | 1250 | 3444 | 0.01287% | 1470 | 0.0128% | 0.01284% |  | 1250 | 0.01099% | 0.008798% | 0.009893% |  | 1250 | 5699 | 0.01284% | 0.01231%
| Feb | 22 | 2 | 1251 | 492.0913 | 585.6708 | 607.1672 | 0.0105% | 0.01193% | 0.01207% | 0.01283% | 4311 | 0.01276% | 0.0128% |  | 8.7977 | 21.8983 | 17.6046 |  | 1251 | 483.2936 | 563.7725 | 589.5626 |  | 1251 | 0.01052% | 0.01197% | 0.01221% | 0.009616% | 0.01099% | 0.008799% |  | 1251 | 0.01197% | 0.01221% | 1251 | 5801 | 0.01286% | 5231 | 0.0128% | 0.01283% |  | 1251 | 0.01099% | 0.008799% | 0.009893% |  | 1251 | 4311 | 0.01283% | 0.01265%
| Feb | 22 | 3 | 1252 | 498.6471 | 596.4512 | 609.624 | 0.01064% | 0.01215% | 0.01212% | 0.01283% | 1489 | 0.01276% | 0.0128% |  | 8.7972 | 21.9009 | 17.6055 |  | 1252 | 489.8499 | 574.5504 | 592.0185 |  | 1252 | 0.01066% | 0.01219% | 0.01226% | 0.009615% | 0.01099% | 0.008799% |  | 1252 | 0.01219% | 0.01226% | 1252 | 5578 | 0.01286% | 5510 | 0.0128% | 0.01283% |  | 1252 | 0.01099% | 0.008799% | 0.009894% |  | 1252 | 1489 | 0.01283% | 0.0101%
| Feb | 22 | 4 | 1253 | 511.0125 | 609.7173 | 620.4923 | 0.01091% | 0.01242% | 0.01234% | 0.01283% | 8432 | 0.01276% | 0.0128% |  | 8.7968 | 21.9034 | 17.6065 |  | 1253 | 502.2157 | 587.8139 | 602.8858 |  | 1253 | 0.01093% | 0.01248% | 0.01248% | 0.009615% | 0.01099% | 0.0088% |  | 1253 | 0.01248% | 0.01248% | 1253 | 3899 | 0.01286% | 5290 | 0.0128% | 0.01283% |  | 1253 | 0.01099% | 0.0088% | 0.009895% |  | 1253 | 8432 | 0.01283% | 0.01124%
| Feb | 22 | 5 | 1254 | 537.7993 | 633.8941 | 644.3292 | 0.01148% | 0.01291% | 0.01281% | 0.01283% | 5118 | 0.01276% | 0.01279% |  | 8.7963 | 21.9059 | 17.6074 |  | 1254 | 529.003 | 611.9882 | 626.7218 |  | 1254 | 0.01152% | 0.01299% | 0.01298% | 0.009614% | 0.01099% | 0.0088% |  | 1254 | 0.01299% | 0.01298% | 1254 | 5516 | 0.01286% | 5301 | 0.0128% | 0.01283% |  | 1254 | 0.01099% | 0.0088% | 0.009896% |  | 1254 | 5118 | 0.01283% | 0.01261%
| Feb | 22 | 6 | 1255 | 560.3292 | 670.0057 | 667.5754 | 0.01196% | 0.01364% | 0.01327% | 0.01283% | 3887 | 0.01276% | 0.01279% |  | 8.7958 | 21.9085 | 17.6084 |  | 1255 | 551.5334 | 648.0972 | 649.967 |  | 1255 | 0.01201% | 0.01376% | 0.01346% | 0.009614% | 0.01099% | 0.008801% |  | 1255 | 0.01376% | 0.01346% | 1255 | 3878 | 0.01286% | 4167 | 0.0128% | 0.01283% |  | 1255 | 0.01099% | 0.008801% | 0.009897% |  | 1255 | 3887 | 0.01283% | 0.01242%
| Feb | 22 | 7 | 1256 | 563.1528 | 663.1539 | 666.6939 | 0.01202% | 0.0135% | 0.01326% | 0.01283% | 5969 | 0.01276% | 0.01279% |  | 8.7953 | 21.911 | 17.6093 |  | 1256 | 554.3575 | 641.2429 | 649.0846 |  | 1256 | 0.01207% | 0.01361% | 0.01344% | 0.009613% | 0.01099% | 0.008801% |  | 1256 | 0.01361% | 0.01344% | 1256 | 3469 | 0.01286% | 3912 | 0.0128% | 0.01283% |  | 1256 | 0.01099% | 0.008801% | 0.009898% |  | 1256 | 5969 | 0.01283% | 0.01218%
| Feb | 22 | 8 | 1257 | 557.8675 | 636.2867 | 646.1765 | 0.01191% | 0.01296% | 0.01285% | 0.01283% | 4580 | 0.01276% | 0.01279% |  | 8.7948 | 21.9135 | 17.6103 |  | 1257 | 549.0727 | 614.3731 | 628.5663 |  | 1257 | 0.01195% | 0.01304% | 0.01302% | 0.009613% | 0.011% | 0.008802% |  | 1257 | 0.01304% | 0.01302% | 1257 | 3259 | 0.01286% | 4427 | 0.0128% | 0.01283% |  | 1257 | 0.011% | 0.008802% | 0.009899% |  | 1257 | 4580 | 0.01283% | 0.01271%
| Feb | 22 | 9 | 1258 | 536.6809 | 612.836 | 630.2633 | 0.01145% | 0.01248% | 0.01253% | 0.01283% | 1209 | 0.01275% | 0.01279% |  | 8.7943 | 21.9161 | 17.6112 |  | 1258 | 527.8866 | 590.9199 | 612.6521 |  | 1258 | 0.01149% | 0.01254% | 0.01269% | 0.009612% | 0.011% | 0.008802% |  | 1258 | 0.01254% | 0.01269% | 1258 | 3472 | 0.01286% | 1507 | 0.0128% | 0.01283% |  | 1258 | 0.011% | 0.008802% | 0.0099% |  | 1258 | 1209 | 0.01283% | 0.009857%
| Feb | 22 | 10 | 1259 | 521.1489 | 594.0773 | 614.8847 | 0.01112% | 0.0121% | 0.01223% | 0.01283% | 3092 | 0.01275% | 0.01279% |  | 8.7939 | 21.9186 | 17.6122 |  | 1259 | 512.355 | 572.1587 | 597.2725 |  | 1259 | 0.01115% | 0.01214% | 0.01237% | 0.009612% | 0.011% | 0.008803% |  | 1259 | 0.01214% | 0.01237% | 1259 | 8097 | 0.01286% | 3968 | 0.0128% | 0.01283% |  | 1259 | 0.011% | 0.008803% | 0.0099% |  | 1259 | 3092 | 0.01283% | 0.01166%
| Feb | 22 | 11 | 1260 | 502.7096 | 580.5692 | 599.6748 | 0.01073% | 0.01182% | 0.01192% | 0.01283% | 4834 | 0.01275% | 0.01279% |  | 8.7934 | 21.9211 | 17.6131 |  | 1260 | 493.9162 | 558.6481 | 582.0617 |  | 1260 | 0.01075% | 0.01186% | 0.01205% | 0.009611% | 0.011% | 0.008803% |  | 1260 | 0.01186% | 0.01205% | 1260 | 3980 | 0.01285% | 5320 | 0.0128% | 0.01283% |  | 1260 | 0.011% | 0.008803% | 0.009901% |  | 1260 | 4834 | 0.01283% | 0.0127%
| Feb | 22 | 12 | 1261 | 489.6195 | 567.0611 | 591.0008 | 0.01045% | 0.01155% | 0.01175% | 0.01283% | 5656 | 0.01275% | 0.01279% |  | 8.7929 | 21.9236 | 17.6141 |  | 1261 | 480.8266 | 545.1375 | 573.3868 |  | 1261 | 0.01047% | 0.01157% | 0.01187% | 0.009611% | 0.011% | 0.008804% |  | 1261 | 0.01157% | 0.01187% | 1261 | 4614 | 0.01285% | 1447 | 0.0128% | 0.01282% |  | 1261 | 0.011% | 0.008804% | 0.009902% |  | 1261 | 5656 | 0.01282% | 0.01233%
| Feb | 22 | 13 | 1262 | 479.1193 | 555.8618 | 579.2418 | 0.01023% | 0.01132% | 0.01152% | 0.01282% | 4630 | 0.01275% | 0.01279% |  | 8.7924 | 21.9262 | 17.615 |  | 1262 | 470.3269 | 533.9356 | 561.6267 |  | 1262 | 0.01024% | 0.01133% | 0.01163% | 0.00961% | 0.011% | 0.008804% |  | 1262 | 0.01133% | 0.01163% | 1262 | 5754 | 0.01285% | 3063 | 0.0128% | 0.01282% |  | 1262 | 0.011% | 0.008804% | 0.009903% |  | 1262 | 4630 | 0.01282% | 0.01271%
| Feb | 22 | 14 | 1263 | 470.2307 | 551.086 | 564.3319 | 0.01004% | 0.01122% | 0.01122% | 0.01282% | 1326 | 0.01275% | 0.01279% |  | 8.7919 | 21.9287 | 17.616 |  | 1263 | 461.4387 | 529.1573 | 546.716 |  | 1263 | 0.01004% | 0.01123% | 0.01132% | 0.00961% | 0.011% | 0.008805% |  | 1263 | 0.01123% | 0.01132% | 1263 | 4533 | 0.01285% | 5745 | 0.01279% | 0.01282% |  | 1263 | 0.011% | 0.008805% | 0.009904% |  | 1263 | 1326 | 0.01282% | 0.009958%
| Feb | 22 | 15 | 1264 | 470.592 | 549.9223 | 558.8744 | 0.01004% | 0.0112% | 0.01111% | 0.01282% | 3086 | 0.01275% | 0.01279% |  | 8.7915 | 21.9312 | 17.6169 |  | 1264 | 461.8006 | 527.9911 | 541.2575 |  | 1264 | 0.01005% | 0.01121% | 0.01121% | 0.009609% | 0.011% | 0.008805% |  | 1264 | 0.01121% | 0.01121% | 1264 | 5750 | 0.01285% | 867 | 0.01279% | 0.01282% |  | 1264 | 0.011% | 0.008805% | 0.009905% |  | 1264 | 3086 | 0.01282% | 0.01165%
| Feb | 22 | 16 | 1265 | 478.0338 | 554.4374 | 568.5517 | 0.0102% | 0.01129% | 0.01131% | 0.01282% | 4677 | 0.01275% | 0.01279% |  | 8.791 | 21.9337 | 17.6179 |  | 1265 | 469.2429 | 532.5037 | 550.9338 |  | 1265 | 0.01021% | 0.0113% | 0.01141% | 0.009609% | 0.01101% | 0.008806% |  | 1265 | 0.0113% | 0.01141% | 1265 | 4336 | 0.01285% | 3661 | 0.01279% | 0.01282% |  | 1265 | 0.01101% | 0.008806% | 0.009906% |  | 1265 | 4677 | 0.01282% | 0.01272%
| Feb | 22 | 17 | 1266 | 499.5989 | 580.9323 | 599.5716 | 0.01066% | 0.01183% | 0.01192% | 0.01282% | 4653 | 0.01275% | 0.01279% |  | 8.7905 | 21.9362 | 17.6189 |  | 1266 | 490.8084 | 558.9961 | 581.9528 |  | 1266 | 0.01068% | 0.01186% | 0.01205% | 0.009608% | 0.01101% | 0.008806% |  | 1266 | 0.01186% | 0.01205% | 1266 | 4569 | 0.01285% | 1158 | 0.01279% | 0.01282% |  | 1266 | 0.01101% | 0.008806% | 0.009907% |  | 1266 | 4653 | 0.01282% | 0.01272%
| Feb | 22 | 18 | 1267 | 517.073 | 601.5901 | 612.2497 | 0.01104% | 0.01225% | 0.01217% | 0.01282% | 4166 | 0.01275% | 0.01279% |  | 8.79 | 21.9387 | 17.6198 |  | 1267 | 508.283 | 579.6514 | 594.6298 |  | 1267 | 0.01106% | 0.0123% | 0.01231% | 0.009608% | 0.01101% | 0.008807% |  | 1267 | 0.0123% | 0.01231% | 1267 | 3595 | 0.01285% | 909 | 0.01279% | 0.01282% |  | 1267 | 0.01101% | 0.008807% | 0.009907% |  | 1267 | 4166 | 0.01282% | 0.01259%
| Feb | 22 | 19 | 1268 | 523.2606 | 611.1975 | 616.2819 | 0.01117% | 0.01245% | 0.01225% | 0.01282% | 1448 | 0.01275% | 0.01278% |  | 8.7895 | 21.9412 | 17.6208 |  | 1268 | 514.471 | 589.2563 | 598.6611 |  | 1268 | 0.0112% | 0.01251% | 0.0124% | 0.009607% | 0.01101% | 0.008807% |  | 1268 | 0.01251% | 0.0124% | 1268 | 5971 | 0.01285% | 4989 | 0.01279% | 0.01282% |  | 1268 | 0.01101% | 0.008807% | 0.009908% |  | 1268 | 1448 | 0.01282% | 0.01006%
| Feb | 22 | 20 | 1269 | 526.6275 | 605.0812 | 616.8445 | 0.01124% | 0.01232% | 0.01227% | 0.01282% | 5914 | 0.01275% | 0.01278% |  | 8.7891 | 21.9437 | 17.6217 |  | 1269 | 517.8385 | 583.1374 | 599.2228 |  | 1269 | 0.01127% | 0.01238% | 0.01241% | 0.009607% | 0.01101% | 0.008808% |  | 1269 | 0.01238% | 0.01241% | 1269 | 5398 | 0.01285% | 1180 | 0.01279% | 0.01282% |  | 1269 | 0.01101% | 0.008808% | 0.009909% |  | 1269 | 5914 | 0.01282% | 0.0122%
| Feb | 22 | 21 | 1270 | 520.8565 | 598.7879 | 614.4533 | 0.01112% | 0.01219% | 0.01222% | 0.01282% | 4165 | 0.01275% | 0.01278% |  | 8.7886 | 21.9462 | 17.6227 |  | 1270 | 512.0679 | 576.8417 | 596.8306 |  | 1270 | 0.01115% | 0.01224% | 0.01236% | 0.009606% | 0.01101% | 0.008808% |  | 1270 | 0.01224% | 0.01236% | 1270 | 4087 | 0.01285% | 5722 | 0.01279% | 0.01282% |  | 1270 | 0.01101% | 0.008808% | 0.00991% |  | 1270 | 4165 | 0.01282% | 0.01259%
| Feb | 22 | 22 | 1271 | 513.3234 | 585.6057 | 608.1424 | 0.01096% | 0.01192% | 0.01209% | 0.01282% | 3850 | 0.01275% | 0.01278% |  | 8.7881 | 21.9487 | 17.6237 |  | 1271 | 504.5353 | 563.6569 | 590.5187 |  | 1271 | 0.01098% | 0.01196% | 0.01223% | 0.009606% | 0.01101% | 0.008809% |  | 1271 | 0.01196% | 0.01223% | 1271 | 3590 | 0.01285% | 3871 | 0.01279% | 0.01282% |  | 1271 | 0.01101% | 0.008809% | 0.009911% |  | 1271 | 3850 | 0.01282% | 0.01239%
| Feb | 22 | 23 | 1272 | 511.6209 | 584.954 | 604.7291 | 0.01092% | 0.01191% | 0.01202% | 0.01282% | 4689 | 0.01275% | 0.01278% |  | 8.7876 | 21.9512 | 17.6247 |  | 1272 | 502.8333 | 563.0028 | 587.1045 |  | 1272 | 0.01095% | 0.01195% | 0.01216% | 0.009605% | 0.01101% | 0.008809% |  | 1272 | 0.01195% | 0.01216% | 1272 | 3427 | 0.01285% | 1546 | 0.01279% | 0.01282% |  | 1272 | 0.01101% | 0.008809% | 0.009912% |  | 1272 | 4689 | 0.01282% | 0.01272%
| Feb | 23 | 0 | 1273 | 510.3768 | 586.1363 | 610.3273 | 0.01089% | 0.01194% | 0.01214% | 0.01282% | 5819 | 0.01274% | 0.01278% |  | 8.7872 | 21.9537 | 17.6256 |  | 1273 | 501.5896 | 564.1826 | 592.7017 |  | 1273 | 0.01092% | 0.01197% | 0.01227% | 0.009604% | 0.01102% | 0.008809% |  | 1273 | 0.01197% | 0.01227% | 1273 | 4103 | 0.01285% | 4641 | 0.01279% | 0.01282% |  | 1273 | 0.01102% | 0.008809% | 0.009913% |  | 1273 | 5819 | 0.01282% | 0.01225%
| Feb | 23 | 1 | 1274 | 512.9997 | 587.6444 | 620.2109 | 0.01095% | 0.01197% | 0.01233% | 0.01282% | 7807 | 0.01274% | 0.01278% |  | 8.7867 | 21.9562 | 17.6266 |  | 1274 | 504.213 | 565.6882 | 602.5843 |  | 1274 | 0.01098% | 0.01201% | 0.01248% | 0.009604% | 0.01102% | 0.00881% |  | 1274 | 0.01201% | 0.01248% | 1274 | 5965 | 0.01285% | 6751 | 0.01278% | 0.01281% |  | 1274 | 0.01102% | 0.00881% | 0.009913% |  | 1274 | 7807 | 0.01281% | 0.01169%
| Feb | 23 | 2 | 1275 | 523.4374 | 592.8485 | 628.2754 | 0.01117% | 0.01207% | 0.01249% | 0.01281% | 5966 | 0.01274% | 0.01278% |  | 8.7862 | 21.9587 | 17.6276 |  | 1275 | 514.6511 | 570.8898 | 610.6478 |  | 1275 | 0.0112% | 0.01212% | 0.01265% | 0.009603% | 0.01102% | 0.00881% |  | 1275 | 0.01212% | 0.01265% | 1275 | 3898 | 0.01285% | 8432 | 0.01278% | 0.01281% |  | 1275 | 0.01102% | 0.00881% | 0.009914% |  | 1275 | 5966 | 0.01281% | 0.01218%
| Feb | 23 | 3 | 1276 | 533.2934 | 602.9307 | 631.3324 | 0.01138% | 0.01228% | 0.01255% | 0.01281% | 3621 | 0.01274% | 0.01278% |  | 8.7857 | 21.9612 | 17.6286 |  | 1276 | 524.5076 | 580.9695 | 613.7038 |  | 1276 | 0.01142% | 0.01233% | 0.01271% | 0.009603% | 0.01102% | 0.008811% |  | 1276 | 0.01233% | 0.01271% | 1276 | 5994 | 0.01285% | 5892 | 0.01278% | 0.01281% |  | 1276 | 0.01102% | 0.008811% | 0.009915% |  | 1276 | 3621 | 0.01281% | 0.01219%
| Feb | 23 | 4 | 1277 | 547.4079 | 614.5583 | 646.8798 | 0.01168% | 0.01251% | 0.01286% | 0.01281% | 4761 | 0.01274% | 0.01278% |  | 8.7853 | 21.9637 | 17.6295 |  | 1277 | 538.6226 | 592.5946 | 629.2503 |  | 1277 | 0.01172% | 0.01258% | 0.01303% | 0.009602% | 0.01102% | 0.008811% |  | 1277 | 0.01258% | 0.01303% | 1277 | 56 | 0.01285% | 5655 | 0.01278% | 0.01281% |  | 1277 | 0.01102% | 0.008811% | 0.009916% |  | 1277 | 4761 | 0.01281% | 0.01271%
| Feb | 23 | 5 | 1278 | 576.4313 | 640.839 | 658.8921 | 0.0123% | 0.01305% | 0.0131% | 0.01281% | 4571 | 0.01274% | 0.01278% |  | 8.7848 | 21.9662 | 17.6305 |  | 1278 | 567.6465 | 618.8729 | 641.2616 |  | 1278 | 0.01236% | 0.01314% | 0.01328% | 0.009602% | 0.01102% | 0.008812% |  | 1278 | 0.01314% | 0.01328% | 1278 | 3776 | 0.01285% | 4378 | 0.01278% | 0.01281% |  | 1278 | 0.01102% | 0.008812% | 0.009917% |  | 1278 | 4571 | 0.01281% | 0.01271%
| Feb | 23 | 6 | 1279 | 603.1816 | 672.5845 | 675.0209 | 0.01287% | 0.0137% | 0.01342% | 0.01281% | 5395 | 0.01274% | 0.01278% |  | 8.7843 | 21.9686 | 17.6315 |  | 1279 | 594.3973 | 650.6158 | 657.3894 |  | 1279 | 0.01294% | 0.01381% | 0.01361% | 0.009601% | 0.01102% | 0.008812% |  | 1279 | 0.01381% | 0.01361% | 1279 | 5239 | 0.01285% | 1426 | 0.01278% | 0.01281% |  | 1279 | 0.01102% | 0.008812% | 0.009918% |  | 1279 | 5395 | 0.01281% | 0.01248%
| Feb | 23 | 7 | 1280 | 593.0197 | 668.0693 | 679.1282 | 0.01266% | 0.0136% | 0.0135% | 0.01281% | 3959 | 0.01274% | 0.01278% |  | 8.7838 | 21.9711 | 17.6325 |  | 1280 | 584.2359 | 646.0982 | 661.4957 |  | 1280 | 0.01272% | 0.01371% | 0.0137% | 0.009601% | 0.01102% | 0.008813% |  | 1280 | 0.01371% | 0.0137% | 1280 | 8148 | 0.01284% | 5587 | 0.01278% | 0.01281% |  | 1280 | 0.01102% | 0.008813% | 0.009919% |  | 1280 | 3959 | 0.01281% | 0.01247%
| Feb | 23 | 8 | 1281 | 561.6962 | 635.5884 | 665.4749 | 0.01199% | 0.01294% | 0.01323% | 0.01281% | 4810 | 0.01274% | 0.01277% |  | 8.7834 | 21.9736 | 17.6335 |  | 1281 | 552.9128 | 613.6149 | 647.8414 |  | 1281 | 0.01204% | 0.01302% | 0.01342% | 0.0096% | 0.01103% | 0.008813% |  | 1281 | 0.01302% | 0.01342% | 1281 | 5193 | 0.01284% | 3942 | 0.01278% | 0.01281% |  | 1281 | 0.01103% | 0.008813% | 0.00992% |  | 1281 | 4810 | 0.01281% | 0.0127%
| Feb | 23 | 9 | 1282 | 533.8572 | 606.2728 | 644.076 | 0.01139% | 0.01235% | 0.01281% | 0.01281% | 1542 | 0.01274% | 0.01277% |  | 8.7829 | 21.9761 | 17.6345 |  | 1282 | 525.0743 | 584.2967 | 626.4416 |  | 1282 | 0.01143% | 0.0124% | 0.01297% | 0.0096% | 0.01103% | 0.008814% |  | 1282 | 0.0124% | 0.01297% | 1282 | 3614 | 0.01284% | 3040 | 0.01278% | 0.01281% |  | 1282 | 0.01103% | 0.008814% | 0.00992% |  | 1282 | 1542 | 0.01281% | 0.01014%
| Feb | 23 | 10 | 1283 | 514.1492 | 587.9237 | 622.6584 | 0.01097% | 0.01197% | 0.01238% | 0.01281% | 343 | 0.01274% | 0.01277% |  | 8.7824 | 21.9785 | 17.6354 |  | 1283 | 505.3668 | 565.9452 | 605.023 |  | 1283 | 0.011% | 0.01201% | 0.01253% | 0.009599% | 0.01103% | 0.008814% |  | 1283 | 0.01201% | 0.01253% | 1283 | 3735 | 0.01284% | 888 | 0.01278% | 0.01281% |  | 1283 | 0.01103% | 0.008814% | 0.009921% |  | 1283 | 343 | 0.01281% | 0.00925%
| Feb | 23 | 11 | 1284 | 497.5395 | 586.9649 | 599.3653 | 0.01062% | 0.01195% | 0.01192% | 0.01281% | 5636 | 0.01274% | 0.01277% |  | 8.7819 | 21.981 | 17.6364 |  | 1284 | 488.7575 | 564.9838 | 581.7289 |  | 1284 | 0.01064% | 0.01199% | 0.01205% | 0.009599% | 0.01103% | 0.008815% |  | 1284 | 0.01199% | 0.01205% | 1284 | 5018 | 0.01284% | 931 | 0.01278% | 0.01281% |  | 1284 | 0.01103% | 0.008815% | 0.009922% |  | 1284 | 5636 | 0.01281% | 0.01234%
| Feb | 23 | 12 | 1285 | 485.4926 | 579.3869 | 581.3235 | 0.01036% | 0.0118% | 0.01156% | 0.01281% | 4223 | 0.01274% | 0.01277% |  | 8.7815 | 21.9835 | 17.6374 |  | 1285 | 476.7111 | 557.4034 | 563.6861 |  | 1285 | 0.01038% | 0.01183% | 0.01167% | 0.009598% | 0.01103% | 0.008815% |  | 1285 | 0.01183% | 0.01167% | 1285 | 4433 | 0.01284% | 3043 | 0.01278% | 0.01281% |  | 1285 | 0.01103% | 0.008815% | 0.009923% |  | 1285 | 4223 | 0.01281% | 0.01261%
| Feb | 23 | 13 | 1286 | 475.3666 | 581.6491 | 563.338 | 0.01015% | 0.01184% | 0.0112% | 0.01281% | 5514 | 0.01274% | 0.01277% |  | 8.781 | 21.9859 | 17.6384 |  | 1286 | 466.5856 | 559.6632 | 545.6995 |  | 1286 | 0.01016% | 0.01188% | 0.0113% | 0.009598% | 0.01103% | 0.008816% |  | 1286 | 0.01188% | 0.0113% | 1286 | 5371 | 0.01284% | 1421 | 0.01278% | 0.01281% |  | 1286 | 0.01103% | 0.008816% | 0.009924% |  | 1286 | 5514 | 0.01281% | 0.01241%
| Feb | 23 | 14 | 1287 | 464.1271 | 563.4211 | 551.6633 | 0.009906% | 0.01147% | 0.01097% | 0.01281% | 3682 | 0.01274% | 0.01277% |  | 8.7805 | 21.9884 | 17.6394 |  | 1287 | 455.3465 | 541.4327 | 534.0239 |  | 1287 | 0.009912% | 0.01149% | 0.01106% | 0.009597% | 0.01103% | 0.008816% |  | 1287 | 0.01149% | 0.01106% | 1287 | 3711 | 0.01284% | 930 | 0.01278% | 0.01281% |  | 1287 | 0.01103% | 0.008816% | 0.009925% |  | 1287 | 3682 | 0.01281% | 0.01224%
| Feb | 23 | 15 | 1288 | 461.9378 | 561.5313 | 550.8193 | 0.009859% | 0.01143% | 0.01095% | 0.01281% | 345 | 0.01273% | 0.01277% |  | 8.7801 | 21.9909 | 17.6404 |  | 1288 | 453.1577 | 539.5404 | 533.1789 |  | 1288 | 0.009864% | 0.01145% | 0.01104% | 0.009597% | 0.01103% | 0.008817% |  | 1288 | 0.01145% | 0.01104% | 1288 | 5095 | 0.01284% | 1038 | 0.01278% | 0.01281% |  | 1288 | 0.01103% | 0.008817% | 0.009926% |  | 1288 | 345 | 0.01281% | 0.009251%
| Feb | 23 | 16 | 1289 | 468.5864 | 563.4304 | 565.1384 | 0.01% | 0.01147% | 0.01124% | 0.01281% | 4125 | 0.01273% | 0.01277% |  | 8.7796 | 21.9933 | 17.6414 |  | 1289 | 459.8068 | 541.4371 | 547.497 |  | 1289 | 0.01001% | 0.01149% | 0.01134% | 0.009596% | 0.01104% | 0.008817% |  | 1289 | 0.01149% | 0.01134% | 1289 | 3945 | 0.01284% | 4483 | 0.01278% | 0.01281% |  | 1289 | 0.01104% | 0.008817% | 0.009927% |  | 1289 | 4125 | 0.01281% | 0.01257%
| Feb | 23 | 17 | 1290 | 487.2236 | 573.3637 | 589.538 | 0.0104% | 0.01168% | 0.01172% | 0.01281% | 3063 | 0.01273% | 0.01277% |  | 8.7791 | 21.9958 | 17.6424 |  | 1290 | 478.4445 | 551.3679 | 571.8956 |  | 1290 | 0.01041% | 0.0117% | 0.01184% | 0.009596% | 0.01104% | 0.008818% |  | 1290 | 0.0117% | 0.01184% | 1290 | 5310 | 0.01284% | 4102 | 0.01277% | 0.01281% |  | 1290 | 0.01104% | 0.008818% | 0.009927% |  | 1290 | 3063 | 0.01281% | 0.01162%
| Feb | 23 | 18 | 1291 | 513.6435 | 583.0176 | 605.4793 | 0.01096% | 0.01187% | 0.01204% | 0.01281% | 656 | 0.01273% | 0.01277% |  | 8.7786 | 21.9982 | 17.6434 |  | 1291 | 504.8648 | 561.0194 | 587.8359 |  | 1291 | 0.01099% | 0.01191% | 0.01217% | 0.009595% | 0.01104% | 0.008818% |  | 1291 | 0.01191% | 0.01217% | 1291 | 5797 | 0.01284% | 4702 | 0.01277% | 0.01281% |  | 1291 | 0.01104% | 0.008818% | 0.009928% |  | 1291 | 656 | 0.01281% | 0.009429%
| Feb | 23 | 19 | 1292 | 522.8072 | 583.1759 | 611.7058 | 0.01116% | 0.01188% | 0.01216% | 0.0128% | 822 | 0.01273% | 0.01277% |  | 8.7782 | 22.0007 | 17.6444 |  | 1292 | 514.029 | 561.1752 | 594.0614 |  | 1292 | 0.01119% | 0.01191% | 0.0123% | 0.009595% | 0.01104% | 0.008819% |  | 1292 | 0.01191% | 0.0123% | 1292 | 5348 | 0.01284% | 4773 | 0.01277% | 0.0128% |  | 1292 | 0.01104% | 0.008819% | 0.009929% |  | 1292 | 822 | 0.0128% | 0.009544%
| Feb | 23 | 20 | 1293 | 526.2513 | 577.9998 | 615.4379 | 0.01123% | 0.01177% | 0.01224% | 0.0128% | 1230 | 0.01273% | 0.01277% |  | 8.7777 | 22.0031 | 17.6454 |  | 1293 | 517.4736 | 555.9967 | 597.7925 |  | 1293 | 0.01126% | 0.0118% | 0.01238% | 0.009594% | 0.01104% | 0.008819% |  | 1293 | 0.0118% | 0.01238% | 1293 | 4880 | 0.01284% | 3887 | 0.01277% | 0.0128% |  | 1293 | 0.01104% | 0.008819% | 0.00993% |  | 1293 | 1230 | 0.0128% | 0.009875%
| Feb | 23 | 21 | 1294 | 521.8877 | 567.3032 | 611.2463 | 0.01114% | 0.01155% | 0.01215% | 0.0128% | 4124 | 0.01273% | 0.01276% |  | 8.7772 | 22.0056 | 17.6464 |  | 1294 | 513.1105 | 545.2976 | 593.5999 |  | 1294 | 0.01117% | 0.01157% | 0.01229% | 0.009594% | 0.01104% | 0.00882% |  | 1294 | 0.01157% | 0.01229% | 1294 | 4486 | 0.01284% | 3621 | 0.01277% | 0.0128% |  | 1294 | 0.01104% | 0.00882% | 0.009931% |  | 1294 | 4124 | 0.0128% | 0.01257%
| Feb | 23 | 22 | 1295 | 513.8331 | 552.6127 | 600.7907 | 0.01097% | 0.01125% | 0.01195% | 0.0128% | 5770 | 0.01273% | 0.01276% |  | 8.7768 | 22.008 | 17.6474 |  | 1295 | 505.0564 | 530.6047 | 583.1432 |  | 1295 | 0.01099% | 0.01126% | 0.01208% | 0.009593% | 0.01104% | 0.00882% |  | 1295 | 0.01126% | 0.01208% | 1295 | 8158 | 0.01284% | 906 | 0.01277% | 0.0128% |  | 1295 | 0.01104% | 0.00882% | 0.009932% |  | 1295 | 5770 | 0.0128% | 0.01227%
| Feb | 23 | 23 | 1296 | 509.806 | 545.3886 | 593.7296 | 0.01088% | 0.01111% | 0.01181% | 0.0128% | 3692 | 0.01272% | 0.01276% |  | 8.7763 | 22.0105 | 17.6485 |  | 1296 | 501.0297 | 523.3781 | 576.0812 |  | 1296 | 0.01091% | 0.01111% | 0.01193% | 0.009593% | 0.01104% | 0.008821% |  | 1296 | 0.01111% | 0.01193% | 1296 | 5564 | 0.01284% | 4168 | 0.01277% | 0.0128% |  | 1296 | 0.01104% | 0.008821% | 0.009933% |  | 1296 | 3692 | 0.0128% | 0.01225%
| Feb | 24 | 0 | 1297 | 509.5922 | 542.214 | 595.3894 | 0.01088% | 0.01104% | 0.01184% | 0.0128% | 1487 | 0.01272% | 0.01276% |  | 8.7758 | 22.0129 | 17.6495 |  | 1297 | 500.8163 | 520.2011 | 577.7399 |  | 1297 | 0.0109% | 0.01104% | 0.01196% | 0.009592% | 0.01105% | 0.008821% |  | 1297 | 0.01104% | 0.01196% | 1297 | 5328 | 0.01283% | 5602 | 0.01277% | 0.0128% |  | 1297 | 0.01105% | 0.008821% | 0.009933% |  | 1297 | 1487 | 0.0128% | 0.01009%
| Feb | 24 | 1 | 1298 | 516.4799 | 542.0464 | 596.1771 | 0.01102% | 0.01104% | 0.01185% | 0.0128% | 3644 | 0.01272% | 0.01276% |  | 8.7754 | 22.0153 | 17.6505 |  | 1298 | 507.7046 | 520.0311 | 578.5266 |  | 1298 | 0.01105% | 0.01104% | 0.01198% | 0.009592% | 0.01105% | 0.008822% |  | 1298 | 0.01104% | 0.01198% | 1298 | 5306 | 0.01283% | 4333 | 0.01277% | 0.0128% |  | 1298 | 0.01105% | 0.008822% | 0.009934% |  | 1298 | 3644 | 0.0128% | 0.01221%
| Feb | 24 | 2 | 1299 | 529.6836 | 542.2978 | 595.53 | 0.0113% | 0.01104% | 0.01184% | 0.0128% | 4785 | 0.01272% | 0.01276% |  | 8.7749 | 22.0178 | 17.6515 |  | 1299 | 520.9087 | 520.28 | 577.8785 |  | 1299 | 0.01134% | 0.01104% | 0.01197% | 0.009591% | 0.01105% | 0.008822% |  | 1299 | 0.01104% | 0.01197% | 1299 | 5507 | 0.01283% | 4525 | 0.01277% | 0.0128% |  | 1299 | 0.01105% | 0.008822% | 0.009935% |  | 1299 | 4785 | 0.0128% | 0.01271%
| Feb | 24 | 3 | 1300 | 542.8398 | 545.7237 | 593.7109 | 0.01159% | 0.01111% | 0.01181% | 0.0128% | 4354 | 0.01272% | 0.01276% |  | 8.7744 | 22.0202 | 17.6525 |  | 1300 | 534.0654 | 523.7035 | 576.0583 |  | 1300 | 0.01163% | 0.01112% | 0.01193% | 0.009591% | 0.01105% | 0.008823% |  | 1300 | 0.01112% | 0.01193% | 1300 | 3883 | 0.01283% | 4366 | 0.01277% | 0.0128% |  | 1300 | 0.01105% | 0.008823% | 0.009936% |  | 1300 | 4354 | 0.0128% | 0.01266%
| Feb | 24 | 4 | 1301 | 556.3521 | 553.432 | 597.3305 | 0.01187% | 0.01127% | 0.01188% | 0.0128% | 5875 | 0.01272% | 0.01276% |  | 8.774 | 22.0226 | 17.6535 |  | 1301 | 547.5781 | 531.4093 | 579.6769 |  | 1301 | 0.01192% | 0.01128% | 0.012% | 0.00959% | 0.01105% | 0.008823% |  | 1301 | 0.01128% | 0.012% | 1301 | 4329 | 0.01283% | 862 | 0.01277% | 0.0128% |  | 1301 | 0.01105% | 0.008823% | 0.009937% |  | 1301 | 5875 | 0.0128% | 0.01222%
| Feb | 24 | 5 | 1302 | 587.2483 | 568.2807 | 605.5543 | 0.01253% | 0.01157% | 0.01204% | 0.0128% | 6799 | 0.01272% | 0.01276% |  | 8.7735 | 22.0251 | 17.6545 |  | 1302 | 578.4748 | 546.2556 | 587.8998 |  | 1302 | 0.01259% | 0.01159% | 0.01217% | 0.00959% | 0.01105% | 0.008824% |  | 1302 | 0.01159% | 0.01217% | 1302 | 4758 | 0.01283% | 7807 | 0.01277% | 0.0128% |  | 1302 | 0.01105% | 0.008824% | 0.009938% |  | 1302 | 6799 | 0.0128% | 0.01196%
| Feb | 24 | 6 | 1303 | 615.6513 | 586.4156 | 616.0381 | 0.01314% | 0.01194% | 0.01225% | 0.0128% | 4338 | 0.01272% | 0.01276% |  | 8.773 | 22.0275 | 17.6556 |  | 1303 | 606.8783 | 564.3881 | 598.3825 |  | 1303 | 0.01321% | 0.01198% | 0.01239% | 0.009589% | 0.01105% | 0.008824% |  | 1303 | 0.01198% | 0.01239% | 1303 | 3814 | 0.01283% | 5969 | 0.01276% | 0.0128% |  | 1303 | 0.01105% | 0.008824% | 0.009939% |  | 1303 | 4338 | 0.0128% | 0.01266%
| Feb | 24 | 7 | 1304 | 606.7719 | 590.8842 | 621.7394 | 0.01295% | 0.01203% | 0.01236% | 0.0128% | 3565 | 0.01272% | 0.01276% |  | 8.7726 | 22.0299 | 17.6566 |  | 1304 | 597.9993 | 568.8542 | 604.0828 |  | 1304 | 0.01302% | 0.01207% | 0.01251% | 0.009589% | 0.01105% | 0.008825% |  | 1304 | 0.01207% | 0.01251% | 1304 | 8149 | 0.01283% | 5699 | 0.01276% | 0.0128% |  | 1304 | 0.01105% | 0.008825% | 0.009939% |  | 1304 | 3565 | 0.0128% | 0.01214%
| Feb | 24 | 8 | 1305 | 565.8663 | 579.5079 | 622.0301 | 0.01208% | 0.0118% | 0.01237% | 0.0128% | 5094 | 0.01272% | 0.01276% |  | 8.7721 | 22.0324 | 17.6576 |  | 1305 | 557.0942 | 557.4756 | 604.3725 |  | 1305 | 0.01213% | 0.01183% | 0.01252% | 0.009588% | 0.01106% | 0.008825% |  | 1305 | 0.01183% | 0.01252% | 1305 | 4449 | 0.01283% | 4531 | 0.01276% | 0.0128% |  | 1305 | 0.01106% | 0.008825% | 0.00994% |  | 1305 | 5094 | 0.0128% | 0.01262%
| Feb | 24 | 9 | 1306 | 535.582 | 558.6546 | 617.5853 | 0.01143% | 0.01138% | 0.01228% | 0.0128% | 868 | 0.01272% | 0.01276% |  | 8.7716 | 22.0348 | 17.6586 |  | 1306 | 526.8104 | 536.6199 | 599.9267 |  | 1306 | 0.01147% | 0.01139% | 0.01242% | 0.009588% | 0.01106% | 0.008826% |  | 1306 | 0.01139% | 0.01242% | 1306 | 8173 | 0.01283% | 1339 | 0.01276% | 0.01279% |  | 1306 | 0.01106% | 0.008826% | 0.009941% |  | 1306 | 868 | 0.01279% | 0.009578%
| Feb | 24 | 10 | 1307 | 515.1019 | 544.6066 | 604.9542 | 0.01099% | 0.01109% | 0.01203% | 0.0128% | 5758 | 0.01272% | 0.01276% |  | 8.7712 | 22.0372 | 17.6597 |  | 1307 | 506.3308 | 522.5694 | 587.2945 |  | 1307 | 0.01102% | 0.01109% | 0.01216% | 0.009587% | 0.01106% | 0.008826% |  | 1307 | 0.01109% | 0.01216% | 1307 | 8175 | 0.01283% | 1499 | 0.01276% | 0.01279% |  | 1307 | 0.01106% | 0.008826% | 0.009942% |  | 1307 | 5758 | 0.01279% | 0.01228%
| Feb | 24 | 11 | 1308 | 505.0951 | 528.5104 | 593.5702 | 0.01078% | 0.01076% | 0.0118% | 0.0128% | 4736 | 0.01272% | 0.01276% |  | 8.7707 | 22.0396 | 17.6607 |  | 1308 | 496.3244 | 506.4708 | 575.9095 |  | 1308 | 0.0108% | 0.01075% | 0.01193% | 0.009586% | 0.01106% | 0.008827% |  | 1308 | 0.01075% | 0.01193% | 1308 | 5168 | 0.01283% | 5182 | 0.01276% | 0.01279% |  | 1308 | 0.01106% | 0.008827% | 0.009943% |  | 1308 | 4736 | 0.01279% | 0.01271%
| Feb | 24 | 12 | 1309 | 493.1419 | 508.8673 | 583.5084 | 0.01053% | 0.01036% | 0.0116% | 0.01279% | 5769 | 0.01272% | 0.01275% |  | 8.7702 | 22.042 | 17.6617 |  | 1309 | 484.3716 | 486.8253 | 565.8467 |  | 1309 | 0.01054% | 0.01033% | 0.01172% | 0.009586% | 0.01106% | 0.008828% |  | 1309 | 0.01033% | 0.01172% | 1309 | 5307 | 0.01283% | 4821 | 0.01276% | 0.01279% |  | 1309 | 0.01106% | 0.008828% | 0.009944% |  | 1309 | 5769 | 0.01279% | 0.01227%
| Feb | 24 | 13 | 1310 | 482.0464 | 488.945 | 573.1653 | 0.01029% | 0.009957% | 0.0114% | 0.01279% | 1488 | 0.01271% | 0.01275% |  | 8.7698 | 22.0444 | 17.6628 |  | 1310 | 473.2767 | 466.9006 | 555.5026 |  | 1310 | 0.0103% | 0.00991% | 0.0115% | 0.009585% | 0.01106% | 0.008828% |  | 1310 | 0.00991% | 0.0115% | 1310 | 3210 | 0.01283% | 3850 | 0.01276% | 0.01279% |  | 1310 | 0.01106% | 0.008828% | 0.009945% |  | 1310 | 1488 | 0.01279% | 0.0101%
| Feb | 24 | 14 | 1311 | 473.2656 | 480.5757 | 560.506 | 0.0101% | 0.009786% | 0.01115% | 0.01279% | 5845 | 0.01271% | 0.01275% |  | 8.7693 | 22.0468 | 17.6638 |  | 1311 | 464.4963 | 458.5289 | 542.8422 |  | 1311 | 0.01011% | 0.009732% | 0.01124% | 0.009585% | 0.01106% | 0.008829% |  | 1311 | 0.009732% | 0.01124% | 1311 | 3452 | 0.01283% | 3682 | 0.01276% | 0.01279% |  | 1311 | 0.01106% | 0.008829% | 0.009946% |  | 1311 | 5845 | 0.01279% | 0.01223%
| Feb | 24 | 15 | 1312 | 472.2877 | 470.3073 | 559.2964 | 0.01008% | 0.009577% | 0.01112% | 0.01279% | 3040 | 0.01271% | 0.01275% |  | 8.7689 | 22.0492 | 17.6648 |  | 1312 | 463.5188 | 448.2581 | 541.6315 |  | 1312 | 0.01009% | 0.009514% | 0.01122% | 0.009584% | 0.01106% | 0.008829% |  | 1312 | 0.009514% | 0.01122% | 1312 | 5613 | 0.01283% | 655 | 0.01276% | 0.01279% |  | 1312 | 0.01106% | 0.008829% | 0.009946% |  | 1312 | 3040 | 0.01279% | 0.0116%
| Feb | 24 | 16 | 1313 | 483.6963 | 474.8876 | 563.6193 | 0.01032% | 0.00967% | 0.01121% | 0.01279% | 5791 | 0.01271% | 0.01275% |  | 8.7684 | 22.0517 | 17.6659 |  | 1313 | 474.9279 | 452.836 | 545.9534 |  | 1313 | 0.01034% | 0.009611% | 0.01131% | 0.009584% | 0.01106% | 0.00883% |  | 1313 | 0.009611% | 0.01131% | 1313 | 4088 | 0.01283% | 3039 | 0.01276% | 0.01279% |  | 1313 | 0.01106% | 0.00883% | 0.009947% |  | 1313 | 5791 | 0.01279% | 0.01226%
| Feb | 24 | 17 | 1314 | 507.4184 | 495.0055 | 578.5572 | 0.01083% | 0.01008% | 0.0115% | 0.01279% | 5626 | 0.01271% | 0.01275% |  | 8.7679 | 22.0541 | 17.6669 |  | 1314 | 498.6504 | 472.9514 | 560.8903 |  | 1314 | 0.01085% | 0.01004% | 0.01162% | 0.009583% | 0.01107% | 0.00883% |  | 1314 | 0.01004% | 0.01162% | 1314 | 4185 | 0.01282% | 4311 | 0.01276% | 0.01279% |  | 1314 | 0.01107% | 0.00883% | 0.009948% |  | 1314 | 5626 | 0.01279% | 0.01235%
| Feb | 24 | 18 | 1315 | 530.603 | 514.4903 | 593.2139 | 0.01132% | 0.01048% | 0.0118% | 0.01279% | 4169 | 0.01271% | 0.01275% |  | 8.7675 | 22.0565 | 17.6679 |  | 1315 | 521.8355 | 492.4338 | 575.5459 |  | 1315 | 0.01136% | 0.01045% | 0.01192% | 0.009583% | 0.01107% | 0.008831% |  | 1315 | 0.01045% | 0.01192% | 1315 | 3611 | 0.01282% | 3065 | 0.01275% | 0.01279% |  | 1315 | 0.01107% | 0.008831% | 0.009949% |  | 1315 | 4169 | 0.01279% | 0.01259%
| Feb | 24 | 19 | 1316 | 536.9809 | 518.7447 | 599.5154 | 0.01146% | 0.01056% | 0.01192% | 0.01279% | 3043 | 0.01271% | 0.01275% |  | 8.767 | 22.0589 | 17.669 |  | 1316 | 528.2139 | 496.6859 | 581.8464 |  | 1316 | 0.0115% | 0.01054% | 0.01205% | 0.009582% | 0.01107% | 0.008831% |  | 1316 | 0.01054% | 0.01205% | 1316 | 3708 | 0.01282% | 5063 | 0.01275% | 0.01279% |  | 1316 | 0.01107% | 0.008831% | 0.00995% |  | 1316 | 3043 | 0.01279% | 0.0116%
| Feb | 24 | 20 | 1317 | 538.697 | 521.519 | 603.7633 | 0.0115% | 0.01062% | 0.01201% | 0.01278% | 5588 | 0.01271% | 0.01275% |  | 8.7665 | 22.0612 | 17.67 |  | 1317 | 529.9304 | 499.4577 | 586.0932 |  | 1317 | 0.01154% | 0.0106% | 0.01214% | 0.009582% | 0.01107% | 0.008832% |  | 1317 | 0.0106% | 0.01214% | 1317 | 5385 | 0.01282% | 1710 | 0.01275% | 0.01279% |  | 1317 | 0.01107% | 0.008832% | 0.009951% |  | 1317 | 5588 | 0.01279% | 0.01237%
| Feb | 24 | 21 | 1318 | 537.6328 | 514.8999 | 603.0131 | 0.01147% | 0.01049% | 0.01199% | 0.01278% | 4312 | 0.01271% | 0.01275% |  | 8.7661 | 22.0636 | 17.6711 |  | 1318 | 528.8667 | 492.8363 | 585.342 |  | 1318 | 0.01151% | 0.01046% | 0.01212% | 0.009581% | 0.01107% | 0.008832% |  | 1318 | 0.01046% | 0.01212% | 1318 | 4318 | 0.01282% | 1379 | 0.01275% | 0.01279% |  | 1318 | 0.01107% | 0.008832% | 0.009952% |  | 1318 | 4312 | 0.01279% | 0.01265%
| Feb | 24 | 22 | 1319 | 529.1172 | 508.2529 | 595.8864 | 0.01129% | 0.01035% | 0.01185% | 0.01278% | 5849 | 0.01271% | 0.01275% |  | 8.7656 | 22.066 | 17.6721 |  | 1319 | 520.3516 | 486.1869 | 578.2143 |  | 1319 | 0.01133% | 0.01032% | 0.01197% | 0.009581% | 0.01107% | 0.008833% |  | 1319 | 0.01032% | 0.01197% | 1319 | 3643 | 0.01282% | 4750 | 0.01275% | 0.01279% |  | 1319 | 0.01107% | 0.008833% | 0.009952% |  | 1319 | 5849 | 0.01279% | 0.01223%
| Feb | 24 | 23 | 1320 | 524.3404 | 502.2203 | 592.2105 | 0.01119% | 0.01023% | 0.01178% | 0.01278% | 4726 | 0.01271% | 0.01274% |  | 8.7652 | 22.0684 | 17.6732 |  | 1320 | 515.5753 | 480.1519 | 574.5373 |  | 1320 | 0.01122% | 0.01019% | 0.0119% | 0.00958% | 0.01107% | 0.008833% |  | 1320 | 0.01019% | 0.0119% | 1320 | 5206 | 0.01282% | 5914 | 0.01275% | 0.01278% |  | 1320 | 0.01107% | 0.008833% | 0.009953% |  | 1320 | 4726 | 0.01278% | 0.01271%
| Feb | 25 | 0 | 1321 | 523.5989 | 497.8169 | 590.8227 | 0.01118% | 0.01014% | 0.01175% | 0.01278% | 4310 | 0.01271% | 0.01274% |  | 8.7647 | 22.0708 | 17.6742 |  | 1321 | 514.8342 | 475.7461 | 573.1484 |  | 1321 | 0.01121% | 0.0101% | 0.01187% | 0.00958% | 0.01107% | 0.008834% |  | 1321 | 0.0101% | 0.01187% | 1321 | 5589 | 0.01282% | 5966 | 0.01275% | 0.01278% |  | 1321 | 0.01107% | 0.008834% | 0.009954% |  | 1321 | 4310 | 0.01278% | 0.01265%
| Feb | 25 | 1 | 1322 | 528.2191 | 496.7929 | 592.8481 | 0.01127% | 0.01012% | 0.01179% | 0.01278% | 4846 | 0.0127% | 0.01274% |  | 8.7642 | 22.0732 | 17.6753 |  | 1322 | 519.4548 | 474.7197 | 575.1729 |  | 1322 | 0.01131% | 0.01008% | 0.01191% | 0.009579% | 0.01108% | 0.008834% |  | 1322 | 0.01008% | 0.01191% | 1322 | 8150 | 0.01282% | 3565 | 0.01275% | 0.01278% |  | 1322 | 0.01108% | 0.008834% | 0.009955% |  | 1322 | 4846 | 0.01278% | 0.01269%
| Feb | 25 | 2 | 1323 | 534.4595 | 500.8891 | 596.7116 | 0.01141% | 0.0102% | 0.01187% | 0.01278% | 5939 | 0.0127% | 0.01274% |  | 8.7638 | 22.0756 | 17.6763 |  | 1323 | 525.6957 | 478.8135 | 579.0353 |  | 1323 | 0.01144% | 0.01016% | 0.01199% | 0.009579% | 0.01108% | 0.008835% |  | 1323 | 0.01016% | 0.01199% | 1323 | 4207 | 0.01281% | 5656 | 0.01275% | 0.01278% |  | 1323 | 0.01108% | 0.008835% | 0.009956% |  | 1323 | 5939 | 0.01278% | 0.01219%
| Feb | 25 | 3 | 1324 | 541.2423 | 505.3111 | 604.279 | 0.01155% | 0.01029% | 0.01202% | 0.01278% | 4184 | 0.0127% | 0.01274% |  | 8.7633 | 22.078 | 17.6774 |  | 1324 | 532.479 | 483.2332 | 586.6016 |  | 1324 | 0.01159% | 0.01026% | 0.01215% | 0.009578% | 0.01108% | 0.008835% |  | 1324 | 0.01026% | 0.01215% | 1324 | 4428 | 0.01281% | 3644 | 0.01275% | 0.01278% |  | 1324 | 0.01108% | 0.008835% | 0.009957% |  | 1324 | 4184 | 0.01278% | 0.0126%
| Feb | 25 | 4 | 1325 | 553.544 | 513.2614 | 617.3415 | 0.01181% | 0.01045% | 0.01228% | 0.01278% | 5901 | 0.0127% | 0.01274% |  | 8.7629 | 22.0803 | 17.6784 |  | 1325 | 544.7812 | 491.1811 | 599.6631 |  | 1325 | 0.01186% | 0.01043% | 0.01242% | 0.009578% | 0.01108% | 0.008836% |  | 1325 | 0.01043% | 0.01242% | 1325 | 4134 | 0.01281% | 3959 | 0.01275% | 0.01278% |  | 1325 | 0.01108% | 0.008836% | 0.009958% |  | 1325 | 5901 | 0.01278% | 0.01221%
| Feb | 25 | 5 | 1326 | 569.4714 | 523.6322 | 641.2253 | 0.01215% | 0.01066% | 0.01275% | 0.01278% | 6750 | 0.0127% | 0.01274% |  | 8.7624 | 22.0827 | 17.6795 |  | 1326 | 560.709 | 501.5495 | 623.5459 |  | 1326 | 0.01221% | 0.01065% | 0.01291% | 0.009577% | 0.01108% | 0.008836% |  | 1326 | 0.01065% | 0.01291% | 1326 | 5216 | 0.01281% | 3692 | 0.01275% | 0.01278% |  | 1326 | 0.01108% | 0.008836% | 0.009958% |  | 1326 | 6750 | 0.01278% | 0.01196%
| Feb | 25 | 6 | 1327 | 584.0867 | 535.3622 | 665.9625 | 0.01247% | 0.0109% | 0.01324% | 0.01278% | 899 | 0.0127% | 0.01274% |  | 8.7619 | 22.0851 | 17.6805 |  | 1327 | 575.3248 | 513.2771 | 648.282 |  | 1327 | 0.01252% | 0.01089% | 0.01342% | 0.009577% | 0.01108% | 0.008837% |  | 1327 | 0.01089% | 0.01342% | 1327 | 3754 | 0.01281% | 5819 | 0.01275% | 0.01278% |  | 1327 | 0.01108% | 0.008837% | 0.009959% |  | 1327 | 899 | 0.01278% | 0.009602%
| Feb | 25 | 7 | 1328 | 581.6961 | 541.2179 | 666.4501 | 0.01242% | 0.01102% | 0.01325% | 0.01278% | 5014 | 0.0127% | 0.01274% |  | 8.7615 | 22.0875 | 17.6816 |  | 1328 | 572.9346 | 519.1305 | 648.7685 |  | 1328 | 0.01247% | 0.01102% | 0.01343% | 0.009576% | 0.01108% | 0.008837% |  | 1328 | 0.01102% | 0.01343% | 1328 | 4830 | 0.01281% | 4166 | 0.01275% | 0.01278% |  | 1328 | 0.01108% | 0.008837% | 0.00996% |  | 1328 | 5014 | 0.01278% | 0.01265%
| Feb | 25 | 8 | 1329 | 557.0566 | 539.4305 | 655.4975 | 0.01189% | 0.01098% | 0.01303% | 0.01277% | 922 | 0.0127% | 0.01274% |  | 8.761 | 22.0898 | 17.6827 |  | 1329 | 548.2956 | 517.3407 | 637.8148 |  | 1329 | 0.01194% | 0.01098% | 0.01321% | 0.009576% | 0.01108% | 0.008838% |  | 1329 | 0.01098% | 0.01321% | 1329 | 5114 | 0.01281% | 3062 | 0.01274% | 0.01278% |  | 1329 | 0.01108% | 0.008838% | 0.009961% |  | 1329 | 922 | 0.01278% | 0.009619%
| Feb | 25 | 9 | 1330 | 529.1261 | 533.4165 | 643.7009 | 0.01129% | 0.01086% | 0.0128% | 0.01277% | 4110 | 0.0127% | 0.01274% |  | 8.7606 | 22.0922 | 17.6837 |  | 1330 | 520.3655 | 511.3243 | 626.0172 |  | 1330 | 0.01133% | 0.01085% | 0.01296% | 0.009575% | 0.01109% | 0.008839% |  | 1330 | 0.01085% | 0.01296% | 1330 | 5409 | 0.0128% | 4165 | 0.01274% | 0.01277% |  | 1330 | 0.01109% | 0.008839% | 0.009962% |  | 1330 | 4110 | 0.01277% | 0.01256%
| Feb | 25 | 10 | 1331 | 508.1065 | 512.7866 | 630.8541 | 0.01084% | 0.01044% | 0.01254% | 0.01277% | 883 | 0.0127% | 0.01273% |  | 8.7601 | 22.0946 | 17.6848 |  | 1331 | 499.3464 | 490.6921 | 613.1693 |  | 1331 | 0.01087% | 0.01041% | 0.0127% | 0.009575% | 0.01109% | 0.008839% |  | 1331 | 0.01041% | 0.0127% | 1331 | 5555 | 0.0128% | 5118 | 0.01274% | 0.01277% |  | 1331 | 0.01109% | 0.008839% | 0.009963% |  | 1331 | 883 | 0.01277% | 0.009589%
| Feb | 25 | 11 | 1332 | 490.0135 | 491.9147 | 622.1145 | 0.01046% | 0.01002% | 0.01237% | 0.01277% | 4951 | 0.0127% | 0.01273% |  | 8.7597 | 22.0969 | 17.6859 |  | 1332 | 481.2538 | 469.8178 | 604.4287 |  | 1332 | 0.01048% | 0.009972% | 0.01252% | 0.009574% | 0.01109% | 0.00884% |  | 1332 | 0.009972% | 0.01252% | 1332 | 4231 | 0.0128% | 4580 | 0.01274% | 0.01277% |  | 1332 | 0.01109% | 0.00884% | 0.009964% |  | 1332 | 4951 | 0.01277% | 0.01267%
| Feb | 25 | 12 | 1333 | 473.961 | 483.1079 | 616.6007 | 0.01012% | 0.009838% | 0.01226% | 0.01277% | 4086 | 0.0127% | 0.01273% |  | 8.7592 | 22.0993 | 17.6869 |  | 1333 | 465.2018 | 461.0086 | 598.9138 |  | 1333 | 0.01013% | 0.009785% | 0.0124% | 0.009574% | 0.01109% | 0.00884% |  | 1333 | 0.009785% | 0.0124% | 1333 | 7759 | 0.0128% | 1566 | 0.01274% | 0.01277% |  | 1333 | 0.01109% | 0.00884% | 0.009964% |  | 1333 | 4086 | 0.01277% | 0.01255%
| Feb | 25 | 13 | 1334 | 460.863 | 479.6355 | 611.762 | 0.009836% | 0.009767% | 0.01216% | 0.01277% | 4164 | 0.0127% | 0.01273% |  | 8.7587 | 22.1016 | 17.688 |  | 1334 | 452.1042 | 457.5338 | 594.074 |  | 1334 | 0.009841% | 0.009711% | 0.0123% | 0.009573% | 0.01109% | 0.008841% |  | 1334 | 0.009711% | 0.0123% | 1334 | 3908 | 0.0128% | 6799 | 0.01274% | 0.01277% |  | 1334 | 0.01109% | 0.008841% | 0.009965% |  | 1334 | 4164 | 0.01277% | 0.01259%
| Feb | 25 | 14 | 1335 | 455.7481 | 484.9698 | 608.2831 | 0.009727% | 0.009876% | 0.0121% | 0.01277% | 3039 | 0.01269% | 0.01273% |  | 8.7583 | 22.104 | 17.6891 |  | 1335 | 446.9898 | 462.8658 | 590.594 |  | 1335 | 0.00973% | 0.009824% | 0.01223% | 0.009573% | 0.01109% | 0.008841% |  | 1335 | 0.009824% | 0.01223% | 1335 | 3596 | 0.0128% | 4630 | 0.01274% | 0.01277% |  | 1335 | 0.01109% | 0.008841% | 0.009966% |  | 1335 | 3039 | 0.01277% | 0.0116%
| Feb | 25 | 15 | 1336 | 459.704 | 484.4019 | 608.0487 | 0.009811% | 0.009864% | 0.01209% | 0.01277% | 3660 | 0.01269% | 0.01273% |  | 8.7578 | 22.1063 | 17.6902 |  | 1336 | 450.9462 | 462.2956 | 590.3585 |  | 1336 | 0.009816% | 0.009812% | 0.01223% | 0.009572% | 0.01109% | 0.008842% |  | 1336 | 0.009812% | 0.01223% | 1336 | 4174 | 0.0128% | 4834 | 0.01273% | 0.01277% |  | 1336 | 0.01109% | 0.008842% | 0.009967% |  | 1336 | 3660 | 0.01277% | 0.01222%
| Feb | 25 | 16 | 1337 | 475.0062 | 493.0319 | 612.5872 | 0.01014% | 0.01004% | 0.01218% | 0.01277% | 3729 | 0.01269% | 0.01273% |  | 8.7574 | 22.1087 | 17.6912 |  | 1337 | 466.2488 | 470.9232 | 594.896 |  | 1337 | 0.01015% | 0.009995% | 0.01232% | 0.009572% | 0.01109% | 0.008842% |  | 1337 | 0.009995% | 0.01232% | 1337 | 3542 | 0.0128% | 839 | 0.01273% | 0.01277% |  | 1337 | 0.01109% | 0.008842% | 0.009968% |  | 1337 | 3729 | 0.01277% | 0.01228%
| Feb | 25 | 17 | 1338 | 491.8238 | 508.9511 | 624.2994 | 0.0105% | 0.01036% | 0.01241% | 0.01276% | 3755 | 0.01269% | 0.01273% |  | 8.7569 | 22.111 | 17.6923 |  | 1338 | 483.0669 | 486.8401 | 606.6071 |  | 1338 | 0.01052% | 0.01033% | 0.01256% | 0.009571% | 0.01109% | 0.008843% |  | 1338 | 0.01033% | 0.01256% | 1338 | 3739 | 0.0128% | 4677 | 0.01273% | 0.01277% |  | 1338 | 0.01109% | 0.008843% | 0.009969% |  | 1338 | 3755 | 0.01277% | 0.01231%
| Feb | 25 | 18 | 1339 | 501.9881 | 527.775 | 633.9392 | 0.01071% | 0.01075% | 0.01261% | 0.01276% | 3065 | 0.01269% | 0.01273% |  | 8.7565 | 22.1134 | 17.6934 |  | 1339 | 493.2317 | 505.6616 | 616.2458 |  | 1339 | 0.01074% | 0.01073% | 0.01276% | 0.009571% | 0.0111% | 0.008843% |  | 1339 | 0.01073% | 0.01276% | 1339 | 3252 | 0.0128% | 5636 | 0.01273% | 0.01277% |  | 1339 | 0.0111% | 0.008843% | 0.00997% |  | 1339 | 3065 | 0.01277% | 0.01163%
| Feb | 25 | 19 | 1340 | 505.0537 | 538.6578 | 630.8635 | 0.01078% | 0.01097% | 0.01254% | 0.01276% | 4461 | 0.01269% | 0.01273% |  | 8.756 | 22.1157 | 17.6945 |  | 1340 | 496.2977 | 516.5421 | 613.169 |  | 1340 | 0.0108% | 0.01096% | 0.0127% | 0.00957% | 0.0111% | 0.008844% |  | 1340 | 0.01096% | 0.0127% | 1340 | 3734 | 0.0128% | 4653 | 0.01273% | 0.01276% |  | 1340 | 0.0111% | 0.008844% | 0.00997% |  | 1340 | 4461 | 0.01276% | 0.01269%
| Feb | 25 | 20 | 1341 | 505.2286 | 543.9177 | 624.3744 | 0.01078% | 0.01108% | 0.01242% | 0.01276% | 1665 | 0.01269% | 0.01273% |  | 8.7556 | 22.1181 | 17.6955 |  | 1341 | 496.4731 | 521.7996 | 606.6789 |  | 1341 | 0.01081% | 0.01108% | 0.01256% | 0.00957% | 0.0111% | 0.008844% |  | 1341 | 0.01108% | 0.01256% | 1341 | 4662 | 0.01279% | 4223 | 0.01273% | 0.01276% |  | 1341 | 0.0111% | 0.008844% | 0.009971% |  | 1341 | 1665 | 0.01276% | 0.01024%
| Feb | 25 | 21 | 1342 | 498.3283 | 538.4809 | 613.6187 | 0.01064% | 0.01097% | 0.0122% | 0.01276% | 4032 | 0.01269% | 0.01272% |  | 8.7551 | 22.1204 | 17.6966 |  | 1342 | 489.5731 | 516.3605 | 595.9221 |  | 1342 | 0.01066% | 0.01096% | 0.01234% | 0.009569% | 0.0111% | 0.008845% |  | 1342 | 0.01096% | 0.01234% | 1342 | 8263 | 0.01279% | 4125 | 0.01273% | 0.01276% |  | 1342 | 0.0111% | 0.008845% | 0.009972% |  | 1342 | 4032 | 0.01276% | 0.01252%
| Feb | 25 | 22 | 1343 | 488.7537 | 530.093 | 598.7183 | 0.01043% | 0.01079% | 0.01191% | 0.01276% | 958 | 0.01269% | 0.01272% |  | 8.7547 | 22.1227 | 17.6977 |  | 1343 | 479.999 | 507.9703 | 581.0206 |  | 1343 | 0.01045% | 0.01078% | 0.01203% | 0.009569% | 0.0111% | 0.008846% |  | 1343 | 0.01078% | 0.01203% | 1343 | 3546 | 0.01279% | 5395 | 0.01273% | 0.01276% |  | 1343 | 0.0111% | 0.008846% | 0.009973% |  | 1343 | 958 | 0.01276% | 0.009648%
| Feb | 25 | 23 | 1344 | 480.5239 | 522.813 | 593.4108 | 0.01026% | 0.01065% | 0.0118% | 0.01276% | 3634 | 0.01269% | 0.01272% |  | 8.7542 | 22.1251 | 17.6988 |  | 1344 | 471.7697 | 500.6879 | 575.712 |  | 1344 | 0.01027% | 0.01063% | 0.01192% | 0.009568% | 0.0111% | 0.008846% |  | 1344 | 0.01063% | 0.01192% | 1344 | 3661 | 0.01279% | 5514 | 0.01273% | 0.01276% |  | 1344 | 0.0111% | 0.008846% | 0.009974% |  | 1344 | 3634 | 0.01276% | 0.0122%
| Feb | 26 | 0 | 1345 | 494.4685 | 523.2226 | 592.3605 | 0.01055% | 0.01065% | 0.01178% | 0.01276% | 3936 | 0.01269% | 0.01272% |  | 8.7538 | 22.1274 | 17.6999 |  | 1345 | 485.7147 | 501.0952 | 574.6606 |  | 1345 | 0.01057% | 0.01064% | 0.0119% | 0.009568% | 0.0111% | 0.008847% |  | 1345 | 0.01064% | 0.0119% | 1345 | 5824 | 0.01279% | 4689 | 0.01273% | 0.01276% |  | 1345 | 0.0111% | 0.008847% | 0.009975% |  | 1345 | 3936 | 0.01276% | 0.01245%
| Feb | 26 | 1 | 1346 | 506.462 | 528.017 | 596.1396 | 0.01081% | 0.01075% | 0.01185% | 0.01276% | 4606 | 0.01269% | 0.01272% |  | 8.7533 | 22.1297 | 17.701 |  | 1346 | 497.7087 | 505.8873 | 578.4386 |  | 1346 | 0.01083% | 0.01074% | 0.01198% | 0.009567% | 0.0111% | 0.008847% |  | 1346 | 0.01074% | 0.01198% | 1346 | 4658 | 0.01279% | 3066 | 0.01273% | 0.01276% |  | 1346 | 0.0111% | 0.008847% | 0.009976% |  | 1346 | 4606 | 0.01276% | 0.01271%
| Feb | 26 | 2 | 1347 | 483.9763 | 531.685 | 598.9715 | 0.01033% | 0.01083% | 0.01191% | 0.01276% | 1206 | 0.01269% | 0.01272% |  | 8.7528 | 22.1321 | 17.7021 |  | 1347 | 475.2234 | 509.5529 | 581.2694 |  | 1347 | 0.01034% | 0.01082% | 0.01204% | 0.009567% | 0.01111% | 0.008848% |  | 1347 | 0.01082% | 0.01204% | 1347 | 1206 | 0.01279% | 4571 | 0.01273% | 0.01276% |  | 1347 | 0.01111% | 0.008848% | 0.009976% |  | 1347 | 1206 | 0.01276% | 0.009854%
| Feb | 26 | 3 | 1348 | 488.5288 | 541.5158 | 609.0989 | 0.01043% | 0.01103% | 0.01211% | 0.01276% | 1711 | 0.01269% | 0.01272% |  | 8.7524 | 22.1344 | 17.7032 |  | 1348 | 479.7764 | 519.3814 | 591.3958 |  | 1348 | 0.01044% | 0.01102% | 0.01225% | 0.009566% | 0.01111% | 0.008848% |  | 1348 | 0.01102% | 0.01225% | 1348 | 4377 | 0.01279% | 4124 | 0.01272% | 0.01276% |  | 1348 | 0.01111% | 0.008848% | 0.009977% |  | 1348 | 1711 | 0.01276% | 0.01028%
| Feb | 26 | 4 | 1349 | 493.1515 | 554.093 | 623.99 | 0.01053% | 0.01128% | 0.01241% | 0.01275% | 3759 | 0.01269% | 0.01272% |  | 8.7519 | 22.1367 | 17.7043 |  | 1349 | 484.3996 | 531.9562 | 606.2857 |  | 1349 | 0.01054% | 0.01129% | 0.01256% | 0.009566% | 0.01111% | 0.008849% |  | 1349 | 0.01129% | 0.01256% | 1349 | 3443 | 0.01279% | 5770 | 0.01272% | 0.01276% |  | 1349 | 0.01111% | 0.008849% | 0.009978% |  | 1349 | 3759 | 0.01276% | 0.01231%
| Feb | 26 | 5 | 1350 | 501.2931 | 579.8058 | 647.3112 | 0.0107% | 0.01181% | 0.01287% | 0.01275% | 5949 | 0.01269% | 0.01272% |  | 8.7515 | 22.139 | 17.7053 |  | 1350 | 492.5416 | 557.6668 | 629.6058 |  | 1350 | 0.01072% | 0.01184% | 0.01304% | 0.009565% | 0.01111% | 0.008849% |  | 1350 | 0.01184% | 0.01304% | 1350 | 5286 | 0.01278% | 4761 | 0.01272% | 0.01275% |  | 1350 | 0.01111% | 0.008849% | 0.009979% |  | 1350 | 5949 | 0.01275% | 0.01218%
| Feb | 26 | 6 | 1351 | 513.3966 | 611.905 | 674.5239 | 0.01096% | 0.01246% | 0.01341% | 0.01275% | 907 | 0.01269% | 0.01272% |  | 8.751 | 22.1414 | 17.7064 |  | 1351 | 504.6456 | 589.7637 | 656.8175 |  | 1351 | 0.01099% | 0.01252% | 0.0136% | 0.009565% | 0.01111% | 0.00885% |  | 1351 | 0.01252% | 0.0136% | 1351 | 4522 | 0.01278% | 5875 | 0.01272% | 0.01275% |  | 1351 | 0.01111% | 0.00885% | 0.00998% |  | 1351 | 907 | 0.01275% | 0.009608%
| Feb | 26 | 7 | 1352 | 520.4055 | 605.556 | 642.5663 | 0.01111% | 0.01233% | 0.01278% | 0.01275% | 4593 | 0.01268% | 0.01272% |  | 8.7506 | 22.1437 | 17.7075 |  | 1352 | 511.655 | 583.4123 | 624.8587 |  | 1352 | 0.01114% | 0.01238% | 0.01294% | 0.009565% | 0.01111% | 0.00885% |  | 1352 | 0.01238% | 0.01294% | 1352 | 3419 | 0.01278% | 1364 | 0.01272% | 0.01275% |  | 1352 | 0.01111% | 0.00885% | 0.009981% |  | 1352 | 4593 | 0.01275% | 0.01271%
| Feb | 26 | 8 | 1353 | 524.5903 | 573.8477 | 611.8558 | 0.0112% | 0.01169% | 0.01217% | 0.01275% | 889 | 0.01268% | 0.01272% |  | 8.7501 | 22.146 | 17.7086 |  | 1353 | 515.8401 | 551.7017 | 594.1472 |  | 1353 | 0.01123% | 0.01171% | 0.0123% | 0.009564% | 0.01111% | 0.008851% |  | 1353 | 0.01171% | 0.0123% | 1353 | 3207 | 0.01278% | 4810 | 0.01272% | 0.01275% |  | 1353 | 0.01111% | 0.008851% | 0.009982% |  | 1353 | 889 | 0.01275% | 0.009594%
| Feb | 26 | 9 | 1354 | 517.9565 | 545.4817 | 587.5781 | 0.01105% | 0.01111% | 0.01168% | 0.01275% | 1484 | 0.01268% | 0.01272% |  | 8.7497 | 22.1483 | 17.7097 |  | 1354 | 509.2069 | 523.3333 | 569.8684 |  | 1354 | 0.01108% | 0.01111% | 0.0118% | 0.009564% | 0.01111% | 0.008852% |  | 1354 | 0.01111% | 0.0118% | 1354 | 5116 | 0.01278% | 3093 | 0.01272% | 0.01275% |  | 1354 | 0.01111% | 0.008852% | 0.009982% |  | 1354 | 1484 | 0.01275% | 0.01009%
| Feb | 26 | 10 | 1355 | 509.8675 | 520.4763 | 571.1492 | 0.01088% | 0.0106% | 0.01136% | 0.01275% | 3062 | 0.01268% | 0.01272% |  | 8.7492 | 22.1506 | 17.7109 |  | 1355 | 501.1182 | 498.3257 | 553.4383 |  | 1355 | 0.01091% | 0.01058% | 0.01146% | 0.009563% | 0.01111% | 0.008852% |  | 1355 | 0.01058% | 0.01146% | 1355 | 3588 | 0.01278% | 844 | 0.01272% | 0.01275% |  | 1355 | 0.01111% | 0.008852% | 0.009983% |  | 1355 | 3062 | 0.01275% | 0.01162%
| Feb | 26 | 11 | 1356 | 499.9973 | 507.0147 | 562.6909 | 0.01067% | 0.01032% | 0.01119% | 0.01275% | 3756 | 0.01268% | 0.01271% |  | 8.7488 | 22.1529 | 17.712 |  | 1356 | 491.2485 | 484.8618 | 544.979 |  | 1356 | 0.01069% | 0.01029% | 0.01129% | 0.009563% | 0.01112% | 0.008853% |  | 1356 | 0.01029% | 0.01129% | 1356 | 3798 | 0.01278% | 3116 | 0.01272% | 0.01275% |  | 1356 | 0.01112% | 0.008853% | 0.009984% |  | 1356 | 3756 | 0.01275% | 0.01231%
| Feb | 26 | 12 | 1357 | 489.0137 | 498.5431 | 551.7664 | 0.01044% | 0.01015% | 0.01097% | 0.01275% | 3707 | 0.01268% | 0.01271% |  | 8.7484 | 22.1552 | 17.7131 |  | 1357 | 480.2653 | 476.3879 | 534.0534 |  | 1357 | 0.01045% | 0.01011% | 0.01106% | 0.009562% | 0.01112% | 0.008853% |  | 1357 | 0.01011% | 0.01106% | 1357 | 5136 | 0.01278% | 3044 | 0.01272% | 0.01275% |  | 1357 | 0.01112% | 0.008853% | 0.009985% |  | 1357 | 3707 | 0.01275% | 0.01226%
| Feb | 26 | 13 | 1358 | 479.6034 | 487.4741 | 544.2928 | 0.01024% | 0.009927% | 0.01082% | 0.01275% | 4555 | 0.01268% | 0.01271% |  | 8.7479 | 22.1575 | 17.7142 |  | 1358 | 470.8555 | 465.3165 | 526.5786 |  | 1358 | 0.01025% | 0.009876% | 0.0109% | 0.009562% | 0.01112% | 0.008854% |  | 1358 | 0.009876% | 0.0109% | 1358 | 8180 | 0.01278% | 5758 | 0.01272% | 0.01275% |  | 1358 | 0.01112% | 0.008854% | 0.009986% |  | 1358 | 4555 | 0.01275% | 0.01271%
| Feb | 26 | 14 | 1359 | 477.0736 | 484.7278 | 545.8494 | 0.01018% | 0.009871% | 0.01085% | 0.01274% | 966 | 0.01268% | 0.01271% |  | 8.7475 | 22.1598 | 17.7153 |  | 1359 | 468.3262 | 462.5679 | 528.1341 |  | 1359 | 0.01019% | 0.009818% | 0.01094% | 0.009561% | 0.01112% | 0.008854% |  | 1359 | 0.009818% | 0.01094% | 1359 | 4753 | 0.01278% | 5845 | 0.01272% | 0.01275% |  | 1359 | 0.01112% | 0.008854% | 0.009987% |  | 1359 | 966 | 0.01275% | 0.009654%
| Feb | 26 | 15 | 1360 | 478.5486 | 486.5338 | 550.4442 | 0.01021% | 0.009908% | 0.01095% | 0.01274% | 4906 | 0.01268% | 0.01271% |  | 8.747 | 22.1621 | 17.7164 |  | 1360 | 469.8016 | 464.3717 | 532.7278 |  | 1360 | 0.01023% | 0.009856% | 0.01103% | 0.009561% | 0.01112% | 0.008855% |  | 1360 | 0.009856% | 0.01103% | 1360 | 4405 | 0.01278% | 6750 | 0.01271% | 0.01274% |  | 1360 | 0.01112% | 0.008855% | 0.009988% |  | 1360 | 4906 | 0.01274% | 0.01268%
| Feb | 26 | 16 | 1361 | 484.6906 | 487.4089 | 576.4942 | 0.01034% | 0.009925% | 0.01146% | 0.01274% | 8384 | 0.01268% | 0.01271% |  | 8.7466 | 22.1644 | 17.7175 |  | 1361 | 475.944 | 465.2445 | 558.7767 |  | 1361 | 0.01036% | 0.009875% | 0.01157% | 0.00956% | 0.01112% | 0.008855% |  | 1361 | 0.009875% | 0.01157% | 1361 | 4509 | 0.01277% | 3660 | 0.01271% | 0.01274% |  | 1361 | 0.01112% | 0.008855% | 0.009988% |  | 1361 | 8384 | 0.01274% | 0.01128%
| Feb | 26 | 17 | 1362 | 500.4726 | 504.5663 | 607.8048 | 0.01068% | 0.01027% | 0.01209% | 0.01274% | 4137 | 0.01268% | 0.01271% |  | 8.7461 | 22.1667 | 17.7186 |  | 1362 | 491.7265 | 482.3996 | 590.0862 |  | 1362 | 0.0107% | 0.01024% | 0.01222% | 0.00956% | 0.01112% | 0.008856% |  | 1362 | 0.01024% | 0.01222% | 1362 | 5064 | 0.01277% | 4354 | 0.01271% | 0.01274% |  | 1362 | 0.01112% | 0.008856% | 0.009989% |  | 1362 | 4137 | 0.01274% | 0.01257%
| Feb | 26 | 18 | 1363 | 513.5849 | 533.4165 | 624.4682 | 0.01096% | 0.01086% | 0.01242% | 0.01274% | 1401 | 0.01268% | 0.01271% |  | 8.7457 | 22.169 | 17.7197 |  | 1363 | 504.8393 | 511.2475 | 606.7485 |  | 1363 | 0.01099% | 0.01085% | 0.01256% | 0.009559% | 0.01112% | 0.008857% |  | 1363 | 0.01085% | 0.01256% | 1363 | 3932 | 0.01277% | 5769 | 0.01271% | 0.01274% |  | 1363 | 0.01112% | 0.008857% | 0.00999% |  | 1363 | 1401 | 0.01274% | 0.01002%
| Feb | 26 | 19 | 1364 | 518.5184 | 541.7951 | 632.1482 | 0.01107% | 0.01103% | 0.01257% | 0.01274% | 4712 | 0.01268% | 0.01271% |  | 8.7452 | 22.1713 | 17.7209 |  | 1364 | 509.7732 | 519.6238 | 614.4273 |  | 1364 | 0.0111% | 0.01103% | 0.01272% | 0.009559% | 0.01112% | 0.008857% |  | 1364 | 0.01103% | 0.01272% | 1364 | 3633 | 0.01277% | 1532 | 0.01271% | 0.01274% |  | 1364 | 0.01112% | 0.008857% | 0.009991% |  | 1364 | 4712 | 0.01274% | 0.01271%
| Feb | 26 | 20 | 1365 | 518.3092 | 545.6399 | 630.1414 | 0.01106% | 0.01111% | 0.01253% | 0.01273% | 5782 | 0.01268% | 0.01271% |  | 8.7448 | 22.1736 | 17.722 |  | 1365 | 509.5645 | 523.4663 | 612.4195 |  | 1365 | 0.01109% | 0.01111% | 0.01268% | 0.009558% | 0.01113% | 0.008858% |  | 1365 | 0.01111% | 0.01268% | 1365 | 4825 | 0.01277% | 1019 | 0.01271% | 0.01274% |  | 1365 | 0.01113% | 0.008858% | 0.009992% |  | 1365 | 5782 | 0.01274% | 0.01226%
| Feb | 26 | 21 | 1366 | 512.1674 | 542.7167 | 621.3831 | 0.01093% | 0.01105% | 0.01236% | 0.01273% | 3760 | 0.01268% | 0.01271% |  | 8.7443 | 22.1759 | 17.7231 |  | 1366 | 503.4231 | 520.5408 | 603.66 |  | 1366 | 0.01096% | 0.01105% | 0.0125% | 0.009558% | 0.01113% | 0.008858% |  | 1366 | 0.01105% | 0.0125% | 1366 | 4363 | 0.01277% | 4338 | 0.01271% | 0.01274% |  | 1366 | 0.01113% | 0.008858% | 0.009993% |  | 1366 | 3760 | 0.01274% | 0.01231%
| Feb | 26 | 22 | 1367 | 500.4841 | 536.2932 | 612.1653 | 0.01068% | 0.01092% | 0.01217% | 0.01273% | 5654 | 0.01267% | 0.0127% |  | 8.7439 | 22.1782 | 17.7242 |  | 1367 | 491.7402 | 514.115 | 594.441 |  | 1367 | 0.0107% | 0.01091% | 0.01231% | 0.009557% | 0.01113% | 0.008859% |  | 1367 | 0.01091% | 0.01231% | 1367 | 5433 | 0.01277% | 5791 | 0.01271% | 0.01274% |  | 1367 | 0.01113% | 0.008859% | 0.009994% |  | 1367 | 5654 | 0.01274% | 0.01233%
| Feb | 26 | 23 | 1368 | 493.696 | 532.7835 | 609.6803 | 0.01054% | 0.01085% | 0.01212% | 0.01273% | 5088 | 0.01267% | 0.0127% |  | 8.7434 | 22.1805 | 17.7254 |  | 1368 | 484.9525 | 510.603 | 591.9549 |  | 1368 | 0.01056% | 0.01084% | 0.01226% | 0.009557% | 0.01113% | 0.008859% |  | 1368 | 0.01084% | 0.01226% | 1368 | 5658 | 0.01276% | 3634 | 0.01271% | 0.01274% |  | 1368 | 0.01113% | 0.008859% | 0.009994% |  | 1368 | 5088 | 0.01274% | 0.01262%
| Feb | 27 | 0 | 1369 | 492.1822 | 535.4926 | 611.9683 | 0.0105% | 0.0109% | 0.01217% | 0.01273% | 6798 | 0.01267% | 0.0127% |  | 8.743 | 22.1827 | 17.7265 |  | 1369 | 483.4392 | 513.3098 | 594.2419 |  | 1369 | 0.01052% | 0.01089% | 0.01231% | 0.009556% | 0.01113% | 0.00886% |  | 1369 | 0.01089% | 0.01231% | 1369 | 5115 | 0.01276% | 3729 | 0.01271% | 0.01274% |  | 1369 | 0.01113% | 0.00886% | 0.009995% |  | 1369 | 6798 | 0.01274% | 0.01196%
| Feb | 27 | 1 | 1370 | 492.8073 | 535.837 | 613.3093 | 0.01052% | 0.01091% | 0.0122% | 0.01273% | 5113 | 0.01267% | 0.0127% |  | 8.7426 | 22.185 | 17.7276 |  | 1370 | 484.0648 | 513.652 | 595.5817 |  | 1370 | 0.01054% | 0.0109% | 0.01233% | 0.009556% | 0.01113% | 0.00886% |  | 1370 | 0.0109% | 0.01233% | 1370 | 5637 | 0.01276% | 5849 | 0.01271% | 0.01274% |  | 1370 | 0.01113% | 0.00886% | 0.009996% |  | 1370 | 5113 | 0.01274% | 0.01261%
| Feb | 27 | 2 | 1371 | 501.3437 | 541.2365 | 617.5103 | 0.0107% | 0.01102% | 0.01228% | 0.01273% | 5468 | 0.01267% | 0.0127% |  | 8.7421 | 22.1873 | 17.7287 |  | 1371 | 492.6016 | 519.0492 | 599.7816 |  | 1371 | 0.01072% | 0.01102% | 0.01242% | 0.009555% | 0.01113% | 0.008861% |  | 1371 | 0.01102% | 0.01242% | 1371 | 8174 | 0.01276% | 1276 | 0.01271% | 0.01274% |  | 1371 | 0.01113% | 0.008861% | 0.009997% |  | 1371 | 5468 | 0.01274% | 0.01244%
| Feb | 27 | 3 | 1372 | 515.1651 | 544.5786 | 619.8077 | 0.011% | 0.01109% | 0.01232% | 0.01273% | 5566 | 0.01267% | 0.0127% |  | 8.7417 | 22.1896 | 17.7299 |  | 1372 | 506.4235 | 522.3891 | 602.0779 |  | 1372 | 0.01102% | 0.01109% | 0.01247% | 0.009555% | 0.01113% | 0.008862% |  | 1372 | 0.01109% | 0.01247% | 1372 | 4278 | 0.01276% | 1013 | 0.01271% | 0.01273% |  | 1372 | 0.01113% | 0.008862% | 0.009998% |  | 1372 | 5566 | 0.01273% | 0.01238%
| Feb | 27 | 4 | 1373 | 527.6922 | 555.8711 | 627.619 | 0.01126% | 0.01132% | 0.01248% | 0.01273% | 3917 | 0.01267% | 0.0127% |  | 8.7412 | 22.1918 | 17.731 |  | 1373 | 518.951 | 533.6792 | 609.888 |  | 1373 | 0.0113% | 0.01133% | 0.01263% | 0.009554% | 0.01114% | 0.008862% |  | 1373 | 0.01133% | 0.01263% | 1373 | 5231 | 0.01276% | 3755 | 0.01271% | 0.01273% |  | 1373 | 0.01114% | 0.008862% | 0.009999% |  | 1373 | 3917 | 0.01273% | 0.01244%
| Feb | 27 | 5 | 1374 | 551.9553 | 572.6841 | 646.7017 | 0.01178% | 0.01166% | 0.01286% | 0.01273% | 7302 | 0.01267% | 0.0127% |  | 8.7408 | 22.1941 | 17.7321 |  | 1374 | 543.2145 | 550.49 | 628.9695 |  | 1374 | 0.01182% | 0.01168% | 0.01302% | 0.009554% | 0.01114% | 0.008863% |  | 1374 | 0.01168% | 0.01302% | 1374 | 5117 | 0.01276% | 4169 | 0.01271% | 0.01273% |  | 1374 | 0.01114% | 0.008863% | 0.01% |  | 1374 | 7302 | 0.01273% | 0.01187%
| Feb | 27 | 6 | 1375 | 576.6542 | 596.7771 | 669.2258 | 0.01231% | 0.01215% | 0.01331% | 0.01273% | 3572 | 0.01267% | 0.0127% |  | 8.7403 | 22.1964 | 17.7333 |  | 1375 | 567.9138 | 574.5807 | 651.4925 |  | 1375 | 0.01236% | 0.0122% | 0.01349% | 0.009553% | 0.01114% | 0.008863% |  | 1375 | 0.0122% | 0.01349% | 1375 | 4608 | 0.01276% | 5939 | 0.01271% | 0.01273% |  | 1375 | 0.01114% | 0.008863% | 0.01% |  | 1375 | 3572 | 0.01273% | 0.01214%
| Feb | 27 | 7 | 1376 | 578.7555 | 602.4186 | 665.9063 | 0.01235% | 0.01227% | 0.01324% | 0.01273% | 4148 | 0.01267% | 0.0127% |  | 8.7399 | 22.1986 | 17.7344 |  | 1376 | 570.0156 | 580.22 | 648.1719 |  | 1376 | 0.01241% | 0.01232% | 0.01342% | 0.009553% | 0.01114% | 0.008864% |  | 1376 | 0.01232% | 0.01342% | 1376 | 3617 | 0.01276% | 965 | 0.01271% | 0.01273% |  | 1376 | 0.01114% | 0.008864% | 0.01% |  | 1376 | 4148 | 0.01273% | 0.01258%
| Feb | 27 | 8 | 1377 | 564.7041 | 592.0758 | 652.103 | 0.01205% | 0.01206% | 0.01297% | 0.01273% | 4878 | 0.01267% | 0.0127% |  | 8.7395 | 22.2009 | 17.7355 |  | 1377 | 555.9646 | 569.8749 | 634.3674 |  | 1377 | 0.0121% | 0.0121% | 0.01314% | 0.009552% | 0.01114% | 0.008864% |  | 1377 | 0.0121% | 0.01314% | 1377 | 5042 | 0.01275% | 5626 | 0.01271% | 0.01273% |  | 1377 | 0.01114% | 0.008864% | 0.01% |  | 1377 | 4878 | 0.01273% | 0.01269%
| Feb | 27 | 9 | 1378 | 544.147 | 578.1115 | 642.9883 | 0.01161% | 0.01177% | 0.01279% | 0.01273% | 5046 | 0.01267% | 0.0127% |  | 8.739 | 22.2031 | 17.7367 |  | 1378 | 535.408 | 555.9084 | 625.2516 |  | 1378 | 0.01165% | 0.0118% | 0.01295% | 0.009552% | 0.01114% | 0.008865% |  | 1378 | 0.0118% | 0.01295% | 1378 | 5142 | 0.01275% | 4785 | 0.01271% | 0.01273% |  | 1378 | 0.01114% | 0.008865% | 0.01% |  | 1378 | 5046 | 0.01273% | 0.01264%
| Feb | 27 | 10 | 1379 | 521.5651 | 562.9277 | 633.5548 | 0.01113% | 0.01146% | 0.0126% | 0.01273% | 5925 | 0.01267% | 0.0127% |  | 8.7386 | 22.2054 | 17.7378 |  | 1379 | 512.8265 | 540.7223 | 615.8169 |  | 1379 | 0.01116% | 0.01148% | 0.01275% | 0.009551% | 0.01114% | 0.008866% |  | 1379 | 0.01148% | 0.01275% | 1379 | 1229 | 0.01275% | 5588 | 0.0127% | 0.01273% |  | 1379 | 0.01114% | 0.008866% | 0.01% |  | 1379 | 5925 | 0.01273% | 0.0122%
| Feb | 27 | 11 | 1380 | 506.148 | 545.463 | 616.6195 | 0.0108% | 0.01111% | 0.01226% | 0.01272% | 3757 | 0.01267% | 0.0127% |  | 8.7381 | 22.2077 | 17.739 |  | 1380 | 497.4098 | 523.2554 | 598.8805 |  | 1380 | 0.01083% | 0.01111% | 0.0124% | 0.009551% | 0.01114% | 0.008866% |  | 1380 | 0.01111% | 0.0124% | 1380 | 8121 | 0.01275% | 5901 | 0.0127% | 0.01273% |  | 1380 | 0.01114% | 0.008866% | 0.01% |  | 1380 | 3757 | 0.01273% | 0.01231%
| Feb | 27 | 12 | 1381 | 496.9023 | 529.1714 | 607.3079 | 0.01061% | 0.01078% | 0.01208% | 0.01272% | 5433 | 0.01267% | 0.0127% |  | 8.7377 | 22.2099 | 17.7401 |  | 1381 | 488.1646 | 506.9615 | 589.5677 |  | 1381 | 0.01063% | 0.01076% | 0.01221% | 0.00955% | 0.01114% | 0.008867% |  | 1381 | 0.01076% | 0.01221% | 1381 | 5308 | 0.01275% | 982 | 0.0127% | 0.01273% |  | 1381 | 0.01114% | 0.008867% | 0.01001% |  | 1381 | 5433 | 0.01273% | 0.01246%
| Feb | 27 | 13 | 1382 | 494.1658 | 515.4119 | 599.5998 | 0.01055% | 0.0105% | 0.01192% | 0.01272% | 3066 | 0.01267% | 0.01269% |  | 8.7373 | 22.2122 | 17.7413 |  | 1382 | 485.4285 | 493.1998 | 581.8585 |  | 1382 | 0.01057% | 0.01047% | 0.01205% | 0.00955% | 0.01115% | 0.008867% |  | 1382 | 0.01047% | 0.01205% | 1382 | 3468 | 0.01275% | 3759 | 0.0127% | 0.01273% |  | 1382 | 0.01115% | 0.008867% | 0.01001% |  | 1382 | 3066 | 0.01273% | 0.01163%
| Feb | 27 | 14 | 1383 | 495.2686 | 514.7137 | 606.8296 | 0.01057% | 0.01048% | 0.01207% | 0.01272% | 5070 | 0.01266% | 0.01269% |  | 8.7368 | 22.2144 | 17.7424 |  | 1383 | 486.5318 | 492.4993 | 589.0872 |  | 1383 | 0.01059% | 0.01045% | 0.0122% | 0.009549% | 0.01115% | 0.008868% |  | 1383 | 0.01045% | 0.0122% | 1383 | 4254 | 0.01275% | 4312 | 0.0127% | 0.01272% |  | 1383 | 0.01115% | 0.008868% | 0.01001% |  | 1383 | 5070 | 0.01272% | 0.01263%
| Feb | 27 | 15 | 1384 | 493.0444 | 514.9185 | 607.0734 | 0.01052% | 0.01049% | 0.01207% | 0.01272% | 1593 | 0.01266% | 0.01269% |  | 8.7364 | 22.2167 | 17.7436 |  | 1384 | 484.308 | 492.7019 | 589.3299 |  | 1384 | 0.01054% | 0.01046% | 0.0122% | 0.009549% | 0.01115% | 0.008868% |  | 1384 | 0.01046% | 0.0122% | 1384 | 5626 | 0.01275% | 5094 | 0.0127% | 0.01272% |  | 1384 | 0.01115% | 0.008868% | 0.01001% |  | 1384 | 1593 | 0.01272% | 0.01018%
| Feb | 27 | 16 | 1385 | 501.1668 | 515.1792 | 616.3381 | 0.0107% | 0.01049% | 0.01226% | 0.01272% | 887 | 0.01266% | 0.01269% |  | 8.7359 | 22.2189 | 17.7447 |  | 1385 | 492.4309 | 492.9603 | 598.5934 |  | 1385 | 0.01072% | 0.01046% | 0.0124% | 0.009548% | 0.01115% | 0.008869% |  | 1385 | 0.01046% | 0.0124% | 1385 | 4848 | 0.01275% | 8384 | 0.0127% | 0.01272% |  | 1385 | 0.01115% | 0.008869% | 0.01001% |  | 1385 | 887 | 0.01272% | 0.009592%
| Feb | 27 | 17 | 1386 | 508.566 | 533.1745 | 625.059 | 0.01085% | 0.01086% | 0.01243% | 0.01272% | 3093 | 0.01266% | 0.01269% |  | 8.7355 | 22.2211 | 17.7459 |  | 1386 | 499.8305 | 510.9533 | 607.3131 |  | 1386 | 0.01088% | 0.01084% | 0.01258% | 0.009548% | 0.01115% | 0.00887% |  | 1386 | 0.01084% | 0.01258% | 1386 | 3775 | 0.01275% | 3707 | 0.0127% | 0.01272% |  | 1386 | 0.01115% | 0.00887% | 0.01001% |  | 1386 | 3093 | 0.01272% | 0.01166%
| Feb | 27 | 18 | 1387 | 520.8497 | 542.6702 | 628.1816 | 0.01112% | 0.01105% | 0.01249% | 0.01272% | 3116 | 0.01266% | 0.01269% |  | 8.7351 | 22.2234 | 17.747 |  | 1387 | 512.1147 | 520.4468 | 610.4346 |  | 1387 | 0.01115% | 0.01105% | 0.01264% | 0.009548% | 0.01115% | 0.00887% |  | 1387 | 0.01105% | 0.01264% | 1387 | 3541 | 0.01275% | 4184 | 0.0127% | 0.01272% |  | 1387 | 0.01115% | 0.00887% | 0.01001% |  | 1387 | 3116 | 0.01272% | 0.01168%
| Feb | 27 | 19 | 1388 | 523.9829 | 545.9564 | 628.2285 | 0.01118% | 0.01112% | 0.01249% | 0.01272% | 4475 | 0.01266% | 0.01269% |  | 8.7346 | 22.2256 | 17.7482 |  | 1388 | 515.2483 | 523.7308 | 610.4803 |  | 1388 | 0.01122% | 0.01112% | 0.01264% | 0.009547% | 0.01115% | 0.008871% |  | 1388 | 0.01112% | 0.01264% | 1388 | 4704 | 0.01275% | 4736 | 0.0127% | 0.01272% |  | 1388 | 0.01115% | 0.008871% | 0.01001% |  | 1388 | 4475 | 0.01272% | 0.01269%
| Feb | 27 | 20 | 1389 | 520.604 | 542.8098 | 623.99 | 0.01111% | 0.01105% | 0.01241% | 0.01272% | 4163 | 0.01266% | 0.01269% |  | 8.7342 | 22.2279 | 17.7493 |  | 1389 | 511.8698 | 520.582 | 606.2406 |  | 1389 | 0.01114% | 0.01105% | 0.01255% | 0.009547% | 0.01115% | 0.008871% |  | 1389 | 0.01105% | 0.01255% | 1389 | 5309 | 0.01275% | 4310 | 0.0127% | 0.01272% |  | 1389 | 0.01115% | 0.008871% | 0.01001% |  | 1389 | 4163 | 0.01272% | 0.01259%
| Feb | 27 | 21 | 1390 | 511.3202 | 533.221 | 604.7385 | 0.01091% | 0.01086% | 0.01202% | 0.01272% | 1449 | 0.01266% | 0.01269% |  | 8.7337 | 22.2301 | 17.7505 |  | 1390 | 502.5865 | 510.9909 | 586.988 |  | 1390 | 0.01094% | 0.01085% | 0.01216% | 0.009546% | 0.01115% | 0.008872% |  | 1390 | 0.01085% | 0.01216% | 1390 | 3404 | 0.01274% | 3572 | 0.0127% | 0.01272% |  | 1390 | 0.01115% | 0.008872% | 0.01001% |  | 1390 | 1449 | 0.01272% | 0.01006%
| Feb | 27 | 22 | 1391 | 499.088 | 520.1784 | 585.3088 | 0.01065% | 0.01059% | 0.01164% | 0.01271% | 4504 | 0.01266% | 0.01269% |  | 8.7333 | 22.2323 | 17.7517 |  | 1391 | 490.3547 | 497.9461 | 567.5572 |  | 1391 | 0.01067% | 0.01057% | 0.01175% | 0.009546% | 0.01116% | 0.008872% |  | 1391 | 0.01057% | 0.01175% | 1391 | 3428 | 0.01274% | 3756 | 0.0127% | 0.01272% |  | 1391 | 0.01116% | 0.008872% | 0.01001% |  | 1391 | 4504 | 0.01272% | 0.0127%
| Feb | 27 | 23 | 1392 | 496.1627 | 516.017 | 574.5625 | 0.01059% | 0.01051% | 0.01142% | 0.01271% | 5039 | 0.01266% | 0.01269% |  | 8.7329 | 22.2345 | 17.7528 |  | 1392 | 487.4298 | 493.7825 | 556.8097 |  | 1392 | 0.01061% | 0.01048% | 0.01153% | 0.009545% | 0.01116% | 0.008873% |  | 1392 | 0.01048% | 0.01153% | 1392 | 5947 | 0.01274% | 1331 | 0.0127% | 0.01272% |  | 1392 | 0.01116% | 0.008873% | 0.01001% |  | 1392 | 5039 | 0.01272% | 0.01264%
| Feb | 28 | 0 | 1393 | 496.1401 | 517.8976 | 571.0836 | 0.01059% | 0.01055% | 0.01136% | 0.01271% | 1508 | 0.01266% | 0.01269% |  | 8.7324 | 22.2368 | 17.754 |  | 1393 | 487.4076 | 495.6608 | 553.3296 |  | 1393 | 0.01061% | 0.01052% | 0.01146% | 0.009545% | 0.01116% | 0.008874% |  | 1393 | 0.01052% | 0.01146% | 1393 | 3714 | 0.01274% | 1340 | 0.0127% | 0.01272% |  | 1393 | 0.01116% | 0.008874% | 0.01002% |  | 1393 | 1508 | 0.01272% | 0.01011%
| Feb | 28 | 1 | 1394 | 501.392 | 517.46 | 573.5592 | 0.0107% | 0.01054% | 0.0114% | 0.01271% | 4313 | 0.01266% | 0.01268% |  | 8.732 | 22.239 | 17.7552 |  | 1394 | 492.66 | 495.221 | 555.804 |  | 1394 | 0.01072% | 0.01051% | 0.01151% | 0.009544% | 0.01116% | 0.008874% |  | 1394 | 0.01051% | 0.01151% | 1394 | 5019 | 0.01274% | 1064 | 0.0127% | 0.01272% |  | 1394 | 0.01116% | 0.008874% | 0.01002% |  | 1394 | 4313 | 0.01272% | 0.01265%
| Feb | 28 | 2 | 1395 | 505.6214 | 520.8766 | 573.306 | 0.01079% | 0.01061% | 0.0114% | 0.01271% | 1007 | 0.01266% | 0.01268% |  | 8.7316 | 22.2412 | 17.7563 |  | 1395 | 496.8898 | 498.6354 | 555.5496 |  | 1395 | 0.01082% | 0.01058% | 0.0115% | 0.009544% | 0.01116% | 0.008875% |  | 1395 | 0.01058% | 0.0115% | 1395 | 5602 | 0.01274% | 4110 | 0.0127% | 0.01272% |  | 1395 | 0.01116% | 0.008875% | 0.01002% |  | 1395 | 1007 | 0.01272% | 0.009687%
| Feb | 28 | 3 | 1396 | 518.8718 | 528.0356 | 581.6798 | 0.01107% | 0.01075% | 0.01157% | 0.01271% | 3758 | 0.01266% | 0.01268% |  | 8.7311 | 22.2434 | 17.7575 |  | 1396 | 510.1407 | 505.7922 | 563.9224 |  | 1396 | 0.0111% | 0.01074% | 0.01168% | 0.009543% | 0.01116% | 0.008875% |  | 1396 | 0.01074% | 0.01168% | 1396 | 8152 | 0.01274% | 4086 | 0.01269% | 0.01272% |  | 1396 | 0.01116% | 0.008875% | 0.01002% |  | 1396 | 3758 | 0.01272% | 0.01231%
| Feb | 28 | 4 | 1397 | 535.9489 | 542.1209 | 600.003 | 0.01144% | 0.01104% | 0.01193% | 0.01271% | 4968 | 0.01265% | 0.01268% |  | 8.7307 | 22.2456 | 17.7587 |  | 1397 | 527.2182 | 519.8753 | 582.2443 |  | 1397 | 0.01148% | 0.01103% | 0.01206% | 0.009543% | 0.01116% | 0.008876% |  | 1397 | 0.01103% | 0.01206% | 1397 | 3897 | 0.01274% | 3936 | 0.01269% | 0.01272% |  | 1397 | 0.01116% | 0.008876% | 0.01002% |  | 1397 | 4968 | 0.01272% | 0.01266%
| Feb | 28 | 5 | 1398 | 563.6213 | 560.8237 | 624.7026 | 0.01203% | 0.01142% | 0.01242% | 0.01271% | 7232 | 0.01265% | 0.01268% |  | 8.7303 | 22.2479 | 17.7598 |  | 1398 | 554.891 | 538.5759 | 606.9428 |  | 1398 | 0.01208% | 0.01143% | 0.01257% | 0.009542% | 0.01116% | 0.008877% |  | 1398 | 0.01143% | 0.01257% | 1398 | 3278 | 0.01274% | 3760 | 0.01269% | 0.01271% |  | 1398 | 0.01116% | 0.008877% | 0.01002% |  | 1398 | 7232 | 0.01271% | 0.01189%
| Feb | 28 | 6 | 1399 | 593.3163 | 588.2589 | 650.4244 | 0.01266% | 0.01198% | 0.01293% | 0.01271% | 3044 | 0.01265% | 0.01268% |  | 8.7298 | 22.2501 | 17.761 |  | 1399 | 584.5865 | 566.0088 | 632.6634 |  | 1399 | 0.01273% | 0.01201% | 0.0131% | 0.009542% | 0.01116% | 0.008877% |  | 1399 | 0.01201% | 0.0131% | 1399 | 4041 | 0.01274% | 4164 | 0.01269% | 0.01271% |  | 1399 | 0.01116% | 0.008877% | 0.01002% |  | 1399 | 3044 | 0.01271% | 0.0116%
| Feb | 28 | 7 | 1400 | 586.0205 | 587.6444 | 651.109 | 0.01251% | 0.01197% | 0.01295% | 0.01271% | 3737 | 0.01265% | 0.01268% |  | 8.7294 | 22.2523 | 17.7622 |  | 1400 | 577.2911 | 565.3922 | 633.3468 |  | 1400 | 0.01257% | 0.012% | 0.01312% | 0.009541% | 0.01117% | 0.008878% |  | 1400 | 0.012% | 0.01312% | 1400 | 7616 | 0.01274% | 4032 | 0.01269% | 0.01271% |  | 1400 | 0.01117% | 0.008878% | 0.01002% |  | 1400 | 3737 | 0.01271% | 0.01229%
| Feb | 28 | 8 | 1401 | 559.5779 | 566.8004 | 637.5776 | 0.01194% | 0.01154% | 0.01268% | 0.01271% | 5239 | 0.01265% | 0.01268% |  | 8.729 | 22.2545 | 17.7634 |  | 1401 | 550.849 | 544.546 | 619.8142 |  | 1401 | 0.01199% | 0.01156% | 0.01284% | 0.009541% | 0.01117% | 0.008878% |  | 1401 | 0.01156% | 0.01284% | 1401 | 4054 | 0.01274% | 4726 | 0.01269% | 0.01271% |  | 1401 | 0.01117% | 0.008878% | 0.01002% |  | 1401 | 5239 | 0.01271% | 0.01256%
| Feb | 28 | 9 | 1402 | 531.0367 | 541.6927 | 620.5016 | 0.01133% | 0.01103% | 0.01234% | 0.01271% | 1473 | 0.01265% | 0.01268% |  | 8.7285 | 22.2567 | 17.7645 |  | 1402 | 522.3082 | 519.436 | 602.7371 |  | 1402 | 0.01137% | 0.01102% | 0.01248% | 0.00954% | 0.01117% | 0.008879% |  | 1402 | 0.01102% | 0.01248% | 1402 | 7593 | 0.01274% | 6798 | 0.01269% | 0.01271% |  | 1402 | 0.01117% | 0.008879% | 0.01002% |  | 1402 | 1473 | 0.01271% | 0.01008%
| Feb | 28 | 10 | 1403 | 504.9554 | 521.9007 | 601.3908 | 0.01078% | 0.01063% | 0.01196% | 0.01271% | 5144 | 0.01265% | 0.01268% |  | 8.7281 | 22.2589 | 17.7657 |  | 1403 | 496.2273 | 499.6418 | 583.6251 |  | 1403 | 0.0108% | 0.0106% | 0.01209% | 0.00954% | 0.01117% | 0.008879% |  | 1403 | 0.0106% | 0.01209% | 1403 | 4295 | 0.01274% | 5949 | 0.01269% | 0.01271% |  | 1403 | 0.01117% | 0.008879% | 0.01002% |  | 1403 | 5144 | 0.01271% | 0.0126%
| Feb | 28 | 11 | 1404 | 489.3937 | 509.4911 | 584.6899 | 0.01045% | 0.01038% | 0.01163% | 0.0127% | 5289 | 0.01265% | 0.01268% |  | 8.7277 | 22.2611 | 17.7669 |  | 1404 | 480.6661 | 487.23 | 566.923 |  | 1404 | 0.01046% | 0.01034% | 0.01174% | 0.009539% | 0.01117% | 0.00888% |  | 1404 | 0.01034% | 0.01174% | 1404 | 5755 | 0.01273% | 3185 | 0.01269% | 0.01271% |  | 1404 | 0.01117% | 0.00888% | 0.01003% |  | 1404 | 5289 | 0.01271% | 0.01253%
| Feb | 28 | 12 | 1405 | 474.0245 | 498.3104 | 576.0254 | 0.01012% | 0.01015% | 0.01145% | 0.0127% | 908 | 0.01265% | 0.01268% |  | 8.7272 | 22.2633 | 17.7681 |  | 1405 | 465.2973 | 476.0471 | 558.2573 |  | 1405 | 0.01013% | 0.0101% | 0.01156% | 0.009539% | 0.01117% | 0.008881% |  | 1405 | 0.0101% | 0.01156% | 1405 | 3237 | 0.01273% | 7302 | 0.01269% | 0.01271% |  | 1405 | 0.01117% | 0.008881% | 0.01003% |  | 1405 | 908 | 0.01271% | 0.009609%
| Feb | 28 | 13 | 1406 | 471.489 | 498.2452 | 570.5397 | 0.01006% | 0.01015% | 0.01134% | 0.0127% | 1470 | 0.01265% | 0.01267% |  | 8.7268 | 22.2655 | 17.7693 |  | 1406 | 462.7622 | 475.9797 | 552.7704 |  | 1406 | 0.01007% | 0.0101% | 0.01145% | 0.009538% | 0.01117% | 0.008881% |  | 1406 | 0.0101% | 0.01145% | 1406 | 3251 | 0.01273% | 1258 | 0.01269% | 0.01271% |  | 1406 | 0.01117% | 0.008881% | 0.01003% |  | 1406 | 1470 | 0.01271% | 0.01008%
| Feb | 28 | 14 | 1407 | 470.5067 | 501.4756 | 569.2175 | 0.01004% | 0.01021% | 0.01132% | 0.0127% | 5368 | 0.01265% | 0.01267% |  | 8.7264 | 22.2677 | 17.7705 |  | 1407 | 461.7804 | 479.2079 | 551.447 |  | 1407 | 0.01005% | 0.01017% | 0.01142% | 0.009538% | 0.01117% | 0.008882% |  | 1407 | 0.01017% | 0.01142% | 1407 | 8240 | 0.01273% | 4846 | 0.01269% | 0.01271% |  | 1407 | 0.01117% | 0.008882% | 0.01003% |  | 1407 | 5368 | 0.01271% | 0.01249%
| Feb | 28 | 15 | 1408 | 466.2444 | 507.6478 | 569.5926 | 0.009951% | 0.01034% | 0.01133% | 0.0127% | 918 | 0.01265% | 0.01267% |  | 8.7259 | 22.2699 | 17.7716 |  | 1408 | 457.5185 | 485.3779 | 551.8209 |  | 1408 | 0.009959% | 0.0103% | 0.01143% | 0.009538% | 0.01117% | 0.008882% |  | 1408 | 0.0103% | 0.01143% | 1408 | 3981 | 0.01273% | 1637 | 0.01268% | 0.01271% |  | 1408 | 0.01117% | 0.008882% | 0.01003% |  | 1408 | 918 | 0.01271% | 0.009616%
| Feb | 28 | 16 | 1409 | 475.2828 | 521.0628 | 578.2009 | 0.01014% | 0.01061% | 0.0115% | 0.0127% | 5457 | 0.01265% | 0.01267% |  | 8.7255 | 22.2721 | 17.7728 |  | 1409 | 466.5573 | 498.7907 | 560.428 |  | 1409 | 0.01016% | 0.01059% | 0.01161% | 0.009537% | 0.01118% | 0.008883% |  | 1409 | 0.01059% | 0.01161% | 1409 | 3733 | 0.01273% | 3757 | 0.01268% | 0.01271% |  | 1409 | 0.01118% | 0.008883% | 0.01003% |  | 1409 | 5457 | 0.01271% | 0.01245%
| Feb | 28 | 17 | 1410 | 493.8017 | 529.9162 | 603.857 | 0.01054% | 0.01079% | 0.01201% | 0.01269% | 4503 | 0.01265% | 0.01267% |  | 8.7251 | 22.2743 | 17.774 |  | 1410 | 485.0766 | 507.6419 | 586.083 |  | 1410 | 0.01056% | 0.01077% | 0.01214% | 0.009537% | 0.01118% | 0.008884% |  | 1410 | 0.01077% | 0.01214% | 1410 | 3876 | 0.01273% | 1365 | 0.01268% | 0.01271% |  | 1410 | 0.01118% | 0.008884% | 0.01003% |  | 1410 | 4503 | 0.01271% | 0.0127%
| Feb | 28 | 18 | 1411 | 516.7397 | 536.4328 | 624.0087 | 0.01103% | 0.01092% | 0.01241% | 0.01269% | 1507 | 0.01265% | 0.01267% |  | 8.7246 | 22.2764 | 17.7752 |  | 1411 | 508.0151 | 514.1564 | 606.2335 |  | 1411 | 0.01106% | 0.01091% | 0.01255% | 0.009536% | 0.01118% | 0.008884% |  | 1411 | 0.01091% | 0.01255% | 1411 | 4063 | 0.01273% | 3184 | 0.01268% | 0.0127% |  | 1411 | 0.01118% | 0.008884% | 0.01003% |  | 1411 | 1507 | 0.0127% | 0.01011%
| Feb | 28 | 19 | 1412 | 520.1867 | 535.1946 | 627.422 | 0.0111% | 0.0109% | 0.01248% | 0.01269% | 3608 | 0.01265% | 0.01267% |  | 8.7242 | 22.2786 | 17.7764 |  | 1412 | 511.4625 | 512.916 | 609.6456 |  | 1412 | 0.01113% | 0.01089% | 0.01262% | 0.009536% | 0.01118% | 0.008885% |  | 1412 | 0.01089% | 0.01262% | 1412 | 1015 | 0.01273% | 5014 | 0.01268% | 0.0127% |  | 1412 | 0.01118% | 0.008885% | 0.01003% |  | 1412 | 3608 | 0.0127% | 0.01218%
| Feb | 28 | 20 | 1413 | 521.2713 | 531.8153 | 624.3557 | 0.01113% | 0.01083% | 0.01242% | 0.01269% | 4288 | 0.01265% | 0.01267% |  | 8.7238 | 22.2808 | 17.7776 |  | 1413 | 512.5475 | 509.5345 | 606.5781 |  | 1413 | 0.01116% | 0.01081% | 0.01256% | 0.009535% | 0.01118% | 0.008885% |  | 1413 | 0.01081% | 0.01256% | 1413 | 5756 | 0.01273% | 3917 | 0.01268% | 0.0127% |  | 1413 | 0.01118% | 0.008885% | 0.01003% |  | 1413 | 4288 | 0.0127% | 0.01264%
| Feb | 28 | 21 | 1414 | 513.4539 | 521.5469 | 619.3295 | 0.01096% | 0.01062% | 0.01232% | 0.01269% | 5965 | 0.01264% | 0.01267% |  | 8.7233 | 22.283 | 17.7788 |  | 1414 | 504.7306 | 499.2639 | 601.5507 |  | 1414 | 0.01099% | 0.0106% | 0.01246% | 0.009535% | 0.01118% | 0.008886% |  | 1414 | 0.0106% | 0.01246% | 1414 | 3473 | 0.01273% | 4461 | 0.01268% | 0.0127% |  | 1414 | 0.01118% | 0.008886% | 0.01003% |  | 1414 | 5965 | 0.0127% | 0.01218%
| Feb | 28 | 22 | 1415 | 500.0023 | 510.2638 | 607.8986 | 0.01067% | 0.01039% | 0.01209% | 0.01269% | 5191 | 0.01264% | 0.01267% |  | 8.7229 | 22.2852 | 17.78 |  | 1415 | 491.2794 | 487.9786 | 590.1186 |  | 1415 | 0.01069% | 0.01036% | 0.01222% | 0.009534% | 0.01118% | 0.008887% |  | 1415 | 0.01036% | 0.01222% | 1415 | 4151 | 0.01272% | 4951 | 0.01268% | 0.0127% |  | 1415 | 0.01118% | 0.008887% | 0.01003% |  | 1415 | 5191 | 0.0127% | 0.01258%
| Feb | 28 | 23 | 1416 | 491.3425 | 503.3096 | 603.1162 | 0.01049% | 0.01025% | 0.01199% | 0.01269% | 1447 | 0.01264% | 0.01267% |  | 8.7225 | 22.2873 | 17.7812 |  | 1416 | 482.62 | 481.0222 | 585.335 |  | 1416 | 0.01051% | 0.01021% | 0.01212% | 0.009534% | 0.01118% | 0.008887% |  | 1416 | 0.01021% | 0.01212% | 1416 | 4434 | 0.01272% | 1569 | 0.01268% | 0.0127% |  | 1416 | 0.01118% | 0.008887% | 0.01004% |  | 1416 | 1447 | 0.0127% | 0.01006%
| Mar | 1 | 0 | 1417 | 487.2863 | 501.1125 | 607.4673 | 0.0104% | 0.0102% | 0.01208% | 0.01269% | 4309 | 0.01264% | 0.01266% |  | 8.7221 | 22.2895 | 17.7824 |  | 1417 | 478.5642 | 478.823 | 589.6849 |  | 1417 | 0.01042% | 0.01016% | 0.01221% | 0.009533% | 0.01118% | 0.008888% |  | 1417 | 0.01016% | 0.01221% | 1417 | 3967 | 0.01272% | 176 | 0.01268% | 0.0127% |  | 1417 | 0.01118% | 0.008888% | 0.01004% |  | 1417 | 4309 | 0.0127% | 0.01265%
| Mar | 1 | 1 | 1418 | 488.0876 | 500.7215 | 613.5531 | 0.01042% | 0.0102% | 0.0122% | 0.01268% | 4426 | 0.01264% | 0.01266% |  | 8.7216 | 22.2917 | 17.7836 |  | 1418 | 479.3659 | 478.4298 | 595.7695 |  | 1418 | 0.01043% | 0.01015% | 0.01234% | 0.009533% | 0.01119% | 0.008888% |  | 1418 | 0.01015% | 0.01234% | 1418 | 4826 | 0.01272% | 4137 | 0.01268% | 0.0127% |  | 1418 | 0.01119% | 0.008888% | 0.01004% |  | 1418 | 4426 | 0.0127% | 0.01268%
| Mar | 1 | 2 | 1419 | 491.7681 | 501.6618 | 617.8854 | 0.0105% | 0.01022% | 0.01229% | 0.01268% | 4289 | 0.01264% | 0.01266% |  | 8.7212 | 22.2938 | 17.7848 |  | 1419 | 483.0469 | 479.3679 | 600.1006 |  | 1419 | 0.01051% | 0.01017% | 0.01243% | 0.009532% | 0.01119% | 0.008889% |  | 1419 | 0.01017% | 0.01243% | 1419 | 5256 | 0.01272% | 5782 | 0.01267% | 0.0127% |  | 1419 | 0.01119% | 0.008889% | 0.01004% |  | 1419 | 4289 | 0.0127% | 0.01264%
| Mar | 1 | 3 | 1420 | 495.8208 | 506.5027 | 623.5868 | 0.01058% | 0.01031% | 0.0124% | 0.01268% | 7279 | 0.01264% | 0.01266% |  | 8.7208 | 22.296 | 17.786 |  | 1420 | 487.1 | 484.2067 | 605.8007 |  | 1420 | 0.0106% | 0.01028% | 0.01255% | 0.009532% | 0.01119% | 0.00889% |  | 1420 | 0.01028% | 0.01255% | 1420 | 5823 | 0.01272% | 3085 | 0.01267% | 0.0127% |  | 1420 | 0.01119% | 0.00889% | 0.01004% |  | 1420 | 7279 | 0.0127% | 0.01188%
| Mar | 1 | 4 | 1421 | 509.6277 | 512.8797 | 634.7457 | 0.01088% | 0.01044% | 0.01262% | 0.01268% | 7904 | 0.01264% | 0.01266% |  | 8.7204 | 22.2982 | 17.7872 |  | 1421 | 500.9073 | 490.5816 | 616.9584 |  | 1421 | 0.0109% | 0.01041% | 0.01278% | 0.009531% | 0.01119% | 0.00889% |  | 1421 | 0.01041% | 0.01278% | 1421 | 5802 | 0.01272% | 3186 | 0.01267% | 0.0127% |  | 1421 | 0.01119% | 0.00889% | 0.01004% |  | 1421 | 7904 | 0.0127% | 0.01163%
| Mar | 1 | 5 | 1422 | 532.7158 | 531.4895 | 652.4405 | 0.01137% | 0.01082% | 0.01297% | 0.01268% | 3185 | 0.01264% | 0.01266% |  | 8.7199 | 22.3003 | 17.7885 |  | 1422 | 523.9959 | 509.1891 | 634.6521 |  | 1422 | 0.01141% | 0.01081% | 0.01314% | 0.009531% | 0.01119% | 0.008891% |  | 1422 | 0.01081% | 0.01314% | 1422 | 5362 | 0.01272% | 3758 | 0.01267% | 0.01269% |  | 1422 | 0.01119% | 0.008891% | 0.01004% |  | 1422 | 3185 | 0.01269% | 0.01176%
| Mar | 1 | 6 | 1423 | 557.1362 | 557.2396 | 676.2025 | 0.01189% | 0.01135% | 0.01345% | 0.01268% | 5553 | 0.01264% | 0.01266% |  | 8.7195 | 22.3025 | 17.7897 |  | 1423 | 548.4167 | 534.9371 | 658.4128 |  | 1423 | 0.01194% | 0.01135% | 0.01363% | 0.009531% | 0.01119% | 0.008891% |  | 1423 | 0.01135% | 0.01363% | 1423 | 3921 | 0.01271% | 1179 | 0.01267% | 0.01269% |  | 1423 | 0.01119% | 0.008891% | 0.01004% |  | 1423 | 5553 | 0.01269% | 0.01239%
| Mar | 1 | 7 | 1424 | 548.0027 | 557.1279 | 673.033 | 0.0117% | 0.01135% | 0.01338% | 0.01268% | 5576 | 0.01263% | 0.01266% |  | 8.7191 | 22.3046 | 17.7909 |  | 1424 | 539.2836 | 534.8232 | 655.2421 |  | 1424 | 0.01174% | 0.01135% | 0.01357% | 0.00953% | 0.01119% | 0.008892% |  | 1424 | 0.01135% | 0.01357% | 1424 | 5972 | 0.01271% | 5925 | 0.01267% | 0.01269% |  | 1424 | 0.01119% | 0.008892% | 0.01004% |  | 1424 | 5576 | 0.01269% | 0.01238%
| Mar | 1 | 8 | 1425 | 517.701 | 546.2357 | 652.2436 | 0.01105% | 0.01112% | 0.01297% | 0.01268% | 1546 | 0.01263% | 0.01266% |  | 8.7186 | 22.3068 | 17.7921 |  | 1425 | 508.9823 | 523.9289 | 634.4515 |  | 1425 | 0.01108% | 0.01112% | 0.01314% | 0.00953% | 0.01119% | 0.008893% |  | 1425 | 0.01112% | 0.01314% | 1425 | 4412 | 0.01271% | 4606 | 0.01267% | 0.01269% |  | 1425 | 0.01119% | 0.008893% | 0.01004% |  | 1425 | 1546 | 0.01269% | 0.01014%
| Mar | 1 | 9 | 1426 | 492.5045 | 536.4328 | 634.8676 | 0.01051% | 0.01092% | 0.01262% | 0.01268% | 4760 | 0.01263% | 0.01266% |  | 8.7182 | 22.309 | 17.7933 |  | 1426 | 483.7863 | 514.1239 | 617.0743 |  | 1426 | 0.01053% | 0.01091% | 0.01278% | 0.009529% | 0.01119% | 0.008893% |  | 1426 | 0.01091% | 0.01278% | 1426 | 3791 | 0.01271% | 3608 | 0.01267% | 0.01269% |  | 1426 | 0.01119% | 0.008893% | 0.01004% |  | 1426 | 4760 | 0.01269% | 0.01271%
| Mar | 1 | 10 | 1427 | 474.5525 | 520.076 | 612.0246 | 0.01013% | 0.01059% | 0.01217% | 0.01268% | 867 | 0.01263% | 0.01266% |  | 8.7178 | 22.3111 | 17.7945 |  | 1427 | 465.8347 | 497.7649 | 594.2301 |  | 1427 | 0.01014% | 0.01056% | 0.01231% | 0.009529% | 0.0112% | 0.008894% |  | 1427 | 0.01056% | 0.01231% | 1427 | 3668 | 0.01271% | 7232 | 0.01267% | 0.01269% |  | 1427 | 0.0112% | 0.008894% | 0.01004% |  | 1427 | 867 | 0.01269% | 0.009577%
| Mar | 1 | 11 | 1428 | 460.7067 | 514.0527 | 587.9532 | 0.009833% | 0.01047% | 0.01169% | 0.01268% | 4287 | 0.01263% | 0.01266% |  | 8.7174 | 22.3132 | 17.7958 |  | 1428 | 451.9893 | 491.7395 | 570.1575 |  | 1428 | 0.009839% | 0.01044% | 0.01181% | 0.009528% | 0.0112% | 0.008895% |  | 1428 | 0.01044% | 0.01181% | 1428 | 3610 | 0.01271% | 5654 | 0.01267% | 0.01269% |  | 1428 | 0.0112% | 0.008895% | 0.01005% |  | 1428 | 4287 | 0.01269% | 0.01264%
| Mar | 1 | 12 | 1429 | 452.4035 | 514.3506 | 576.9537 | 0.009656% | 0.01047% | 0.01147% | 0.01268% | 909 | 0.01263% | 0.01265% |  | 8.7169 | 22.3154 | 17.797 |  | 1429 | 443.6865 | 492.0353 | 559.1567 |  | 1429 | 0.009658% | 0.01044% | 0.01158% | 0.009528% | 0.0112% | 0.008895% |  | 1429 | 0.01044% | 0.01158% | 1429 | 5825 | 0.01271% | 1063 | 0.01267% | 0.01269% |  | 1429 | 0.0112% | 0.008895% | 0.01005% |  | 1429 | 909 | 0.01269% | 0.009609%
| Mar | 1 | 13 | 1430 | 448.0407 | 510.9061 | 564.9321 | 0.009562% | 0.0104% | 0.01123% | 0.01268% | 1158 | 0.01263% | 0.01265% |  | 8.7165 | 22.3175 | 17.7982 |  | 1430 | 439.3242 | 488.5886 | 547.1339 |  | 1430 | 0.009563% | 0.01037% | 0.01133% | 0.009527% | 0.0112% | 0.008896% |  | 1430 | 0.01037% | 0.01133% | 1430 | 5372 | 0.01271% | 3737 | 0.01267% | 0.01269% |  | 1430 | 0.0112% | 0.008896% | 0.01005% |  | 1430 | 1158 | 0.01269% | 0.009813%
| Mar | 1 | 14 | 1431 | 441.3156 | 514.6672 | 557.7773 | 0.009419% | 0.01048% | 0.01109% | 0.01268% | 1180 | 0.01263% | 0.01265% |  | 8.7161 | 22.3197 | 17.7994 |  | 1431 | 432.5995 | 492.3475 | 539.9778 |  | 1431 | 0.009417% | 0.01045% | 0.01118% | 0.009527% | 0.0112% | 0.008896% |  | 1431 | 0.01045% | 0.01118% | 1431 | 5446 | 0.01271% | 4593 | 0.01267% | 0.01269% |  | 1431 | 0.0112% | 0.008896% | 0.01005% |  | 1431 | 1180 | 0.01269% | 0.009832%
| Mar | 1 | 15 | 1432 | 443.2381 | 520.6253 | 553.52 | 0.00946% | 0.0106% | 0.01101% | 0.01268% | 3184 | 0.01263% | 0.01265% |  | 8.7157 | 22.3218 | 17.8007 |  | 1432 | 434.5225 | 498.3034 | 535.7193 |  | 1432 | 0.009459% | 0.01058% | 0.01109% | 0.009526% | 0.0112% | 0.008897% |  | 1432 | 0.01058% | 0.01109% | 1432 | 3597 | 0.01271% | 932 | 0.01267% | 0.01269% |  | 1432 | 0.0112% | 0.008897% | 0.01005% |  | 1432 | 3184 | 0.01269% | 0.01176%
| Mar | 1 | 16 | 1433 | 455.3288 | 525.3173 | 562.1095 | 0.009718% | 0.0107% | 0.01118% | 0.01268% | 4546 | 0.01263% | 0.01265% |  | 8.7153 | 22.324 | 17.8019 |  | 1433 | 446.6135 | 502.9933 | 544.3077 |  | 1433 | 0.009722% | 0.01068% | 0.01127% | 0.009526% | 0.0112% | 0.008898% |  | 1433 | 0.01068% | 0.01127% | 1433 | 8094 | 0.0127% | 4148 | 0.01267% | 0.01269% |  | 1433 | 0.0112% | 0.008898% | 0.01005% |  | 1433 | 4546 | 0.01269% | 0.0127%
| Mar | 1 | 17 | 1434 | 472.2441 | 533.5469 | 588.2064 | 0.01008% | 0.01086% | 0.0117% | 0.01268% | 4872 | 0.01262% | 0.01265% |  | 8.7148 | 22.3261 | 17.8031 |  | 1434 | 463.5292 | 511.2208 | 570.4033 |  | 1434 | 0.01009% | 0.01085% | 0.01181% | 0.009525% | 0.0112% | 0.008898% |  | 1434 | 0.01085% | 0.01181% | 1434 | 5651 | 0.0127% | 866 | 0.01266% | 0.01268% |  | 1434 | 0.0112% | 0.008898% | 0.01005% |  | 1434 | 4872 | 0.01268% | 0.01269%
| Mar | 1 | 18 | 1435 | 490.9677 | 543.5267 | 611.5182 | 0.01048% | 0.01107% | 0.01216% | 0.01268% | 7278 | 0.01262% | 0.01265% |  | 8.7144 | 22.3282 | 17.8043 |  | 1435 | 482.2533 | 521.1984 | 593.7139 |  | 1435 | 0.0105% | 0.01106% | 0.01229% | 0.009525% | 0.0112% | 0.008899% |  | 1435 | 0.01106% | 0.01229% | 1435 | 3275 | 0.0127% | 4555 | 0.01266% | 0.01268% |  | 1435 | 0.0112% | 0.008899% | 0.01005% |  | 1435 | 7278 | 0.01268% | 0.01188%
| Mar | 1 | 19 | 1436 | 494.7099 | 540.9386 | 621.8332 | 0.01056% | 0.01102% | 0.01236% | 0.01268% | 5963 | 0.01262% | 0.01265% |  | 8.714 | 22.3303 | 17.8056 |  | 1436 | 485.9959 | 518.6083 | 604.0276 |  | 1436 | 0.01058% | 0.01101% | 0.01251% | 0.009524% | 0.0112% | 0.008899% |  | 1436 | 0.01101% | 0.01251% | 1436 | 5988 | 0.0127% | 5566 | 0.01266% | 0.01268% |  | 1436 | 0.0112% | 0.008899% | 0.01005% |  | 1436 | 5963 | 0.01268% | 0.01218%
| Mar | 1 | 20 | 1437 | 494.4521 | 536.3863 | 623.3523 | 0.01055% | 0.01092% | 0.0124% | 0.01268% | 1426 | 0.01262% | 0.01265% |  | 8.7136 | 22.3325 | 17.8068 |  | 1437 | 485.7386 | 514.0538 | 605.5455 |  | 1437 | 0.01057% | 0.01091% | 0.01254% | 0.009524% | 0.01121% | 0.0089% |  | 1437 | 0.01091% | 0.01254% | 1437 | 3565 | 0.0127% | 1687 | 0.01266% | 0.01268% |  | 1437 | 0.01121% | 0.0089% | 0.01005% |  | 1437 | 1426 | 0.01268% | 0.01004%
| Mar | 1 | 21 | 1438 | 484.7722 | 525.9503 | 618.0636 | 0.01035% | 0.01071% | 0.01229% | 0.01268% | 5446 | 0.01262% | 0.01265% |  | 8.7131 | 22.3346 | 17.8081 |  | 1438 | 476.0591 | 503.6157 | 600.2555 |  | 1438 | 0.01036% | 0.01069% | 0.01243% | 0.009524% | 0.01121% | 0.008901% |  | 1438 | 0.01069% | 0.01243% | 1438 | 3282 | 0.0127% | 32 | 0.01266% | 0.01268% |  | 1438 | 0.01121% | 0.008901% | 0.01005% |  | 1438 | 5446 | 0.01268% | 0.01245%
| Mar | 1 | 22 | 1439 | 470.3296 | 510.1707 | 608.752 | 0.01004% | 0.01039% | 0.0121% | 0.01267% | 3761 | 0.01262% | 0.01265% |  | 8.7127 | 22.3367 | 17.8093 |  | 1439 | 461.6168 | 487.834 | 590.9427 |  | 1439 | 0.01005% | 0.01035% | 0.01224% | 0.009523% | 0.01121% | 0.008901% |  | 1439 | 0.01035% | 0.01224% | 1439 | 4544 | 0.0127% | 971 | 0.01266% | 0.01268% |  | 1439 | 0.01121% | 0.008901% | 0.01005% |  | 1439 | 3761 | 0.01268% | 0.01231%
| Mar | 1 | 23 | 1440 | 462.3054 | 506.5027 | 602.6005 | 0.009867% | 0.01031% | 0.01198% | 0.01267% | 3659 | 0.01262% | 0.01265% |  | 8.7123 | 22.3388 | 17.8105 |  | 1440 | 453.5931 | 484.1639 | 584.79 |  | 1440 | 0.009874% | 0.01028% | 0.01211% | 0.009523% | 0.01121% | 0.008902% |  | 1440 | 0.01028% | 0.01211% | 1440 | 3958 | 0.0127% | 3061 | 0.01266% | 0.01268% |  | 1440 | 0.01121% | 0.008902% | 0.01006% |  | 1440 | 3659 | 0.01268% | 0.01222%
| Mar | 2 | 0 | 1441 | 460.6943 | 499.9488 | 601.0626 | 0.009833% | 0.01018% | 0.01195% | 0.01267% | 1421 | 0.01262% | 0.01265% |  | 8.7119 | 22.341 | 17.8118 |  | 1441 | 451.9824 | 477.6079 | 583.2508 |  | 1441 | 0.009839% | 0.01014% | 0.01208% | 0.009522% | 0.01121% | 0.008903% |  | 1441 | 0.01014% | 0.01208% | 1441 | 3277 | 0.0127% | 5468 | 0.01266% | 0.01268% |  | 1441 | 0.01121% | 0.008903% | 0.01006% |  | 1441 | 1421 | 0.01268% | 0.01004%
| Mar | 2 | 1 | 1442 | 463.5847 | 495.9271 | 603.4632 | 0.009894% | 0.0101% | 0.012% | 0.01267% | 3186 | 0.01262% | 0.01265% |  | 8.7115 | 22.3431 | 17.813 |  | 1442 | 454.8733 | 473.584 | 585.6502 |  | 1442 | 0.009902% | 0.01005% | 0.01213% | 0.009522% | 0.01121% | 0.008903% |  | 1442 | 0.01005% | 0.01213% | 1442 | 8165 | 0.0127% | 3107 | 0.01266% | 0.01268% |  | 1442 | 0.01121% | 0.008903% | 0.01006% |  | 1442 | 3186 | 0.01268% | 0.01176%
| Mar | 2 | 2 | 1443 | 470.4071 | 498.3755 | 604.2884 | 0.01004% | 0.01015% | 0.01202% | 0.01267% | 3753 | 0.01262% | 0.01265% |  | 8.711 | 22.3452 | 17.8143 |  | 1443 | 461.696 | 476.0303 | 586.4741 |  | 1443 | 0.01005% | 0.0101% | 0.01214% | 0.009521% | 0.01121% | 0.008904% |  | 1443 | 0.0101% | 0.01214% | 1443 | 4590 | 0.0127% | 4906 | 0.01266% | 0.01268% |  | 1443 | 0.01121% | 0.008904% | 0.01006% |  | 1443 | 3753 | 0.01268% | 0.0123%
| Mar | 2 | 3 | 1444 | 477.4966 | 504.9667 | 605.845 | 0.01019% | 0.01028% | 0.01205% | 0.01267% | 4206 | 0.01262% | 0.01264% |  | 8.7106 | 22.3473 | 17.8155 |  | 1444 | 468.786 | 482.6194 | 588.0295 |  | 1444 | 0.0102% | 0.01024% | 0.01218% | 0.009521% | 0.01121% | 0.008904% |  | 1444 | 0.01024% | 0.01218% | 1444 | 3944 | 0.0127% | 4712 | 0.01266% | 0.01268% |  | 1444 | 0.01121% | 0.008904% | 0.01006% |  | 1444 | 4206 | 0.01268% | 0.01261%
| Mar | 2 | 4 | 1445 | 487.3117 | 514.6765 | 609.971 | 0.0104% | 0.01048% | 0.01213% | 0.01267% | 888 | 0.01262% | 0.01264% |  | 8.7102 | 22.3494 | 17.8168 |  | 1445 | 478.6015 | 492.3271 | 592.1542 |  | 1445 | 0.01042% | 0.01045% | 0.01226% | 0.00952% | 0.01121% | 0.008905% |  | 1445 | 0.01045% | 0.01226% | 1445 | 5183 | 0.01269% | 5088 | 0.01266% | 0.01268% |  | 1445 | 0.01121% | 0.008905% | 0.01006% |  | 1445 | 888 | 0.01268% | 0.009593%
| Mar | 2 | 5 | 1446 | 509.1018 | 532.5414 | 621.3831 | 0.01087% | 0.01084% | 0.01236% | 0.01266% | 931 | 0.01262% | 0.01264% |  | 8.7098 | 22.3515 | 17.818 |  | 1446 | 500.392 | 510.1899 | 603.5651 |  | 1446 | 0.01089% | 0.01083% | 0.0125% | 0.00952% | 0.01122% | 0.008906% |  | 1446 | 0.01083% | 0.0125% | 1446 | 4079 | 0.01269% | 4163 | 0.01265% | 0.01267% |  | 1446 | 0.01122% | 0.008906% | 0.01006% |  | 1446 | 931 | 0.01267% | 0.009626%
| Mar | 2 | 6 | 1447 | 532.7123 | 558.3567 | 635.749 | 0.01137% | 0.01137% | 0.01264% | 0.01266% | 3754 | 0.01262% | 0.01264% |  | 8.7094 | 22.3536 | 17.8193 |  | 1447 | 524.0029 | 536.0031 | 617.9298 |  | 1447 | 0.01141% | 0.01138% | 0.0128% | 0.009519% | 0.01122% | 0.008906% |  | 1447 | 0.01138% | 0.0128% | 1447 | 4710 | 0.01269% | 5433 | 0.01265% | 0.01267% |  | 1447 | 0.01122% | 0.008906% | 0.01006% |  | 1447 | 3754 | 0.01267% | 0.0123%
| Mar | 2 | 7 | 1448 | 532.3236 | 559.6228 | 641.0566 | 0.01136% | 0.0114% | 0.01275% | 0.01266% | 3085 | 0.01262% | 0.01264% |  | 8.7089 | 22.3557 | 17.8205 |  | 1448 | 523.6147 | 537.2671 | 623.2361 |  | 1448 | 0.0114% | 0.0114% | 0.01291% | 0.009519% | 0.01122% | 0.008907% |  | 1448 | 0.0114% | 0.01291% | 1448 | 4386 | 0.01269% | 5113 | 0.01265% | 0.01267% |  | 1448 | 0.01122% | 0.008907% | 0.01006% |  | 1448 | 3085 | 0.01267% | 0.01165%
| Mar | 2 | 8 | 1449 | 517.5599 | 551.2536 | 636.6586 | 0.01105% | 0.01123% | 0.01266% | 0.01266% | 930 | 0.01262% | 0.01264% |  | 8.7085 | 22.3578 | 17.8218 |  | 1449 | 508.8514 | 528.8957 | 618.8369 |  | 1449 | 0.01108% | 0.01123% | 0.01282% | 0.009519% | 0.01122% | 0.008908% |  | 1449 | 0.01123% | 0.01282% | 1449 | 4128 | 0.01269% | 1589 | 0.01265% | 0.01267% |  | 1449 | 0.01122% | 0.008908% | 0.01006% |  | 1449 | 930 | 0.01267% | 0.009626%
| Mar | 2 | 9 | 1450 | 500.4053 | 552.259 | 622.8553 | 0.01068% | 0.01125% | 0.01239% | 0.01266% | 1038 | 0.01262% | 0.01264% |  | 8.7081 | 22.3599 | 17.823 |  | 1450 | 491.6972 | 529.8991 | 605.0323 |  | 1450 | 0.0107% | 0.01125% | 0.01253% | 0.009518% | 0.01122% | 0.008908% |  | 1450 | 0.01125% | 0.01253% | 1450 | 3260 | 0.01269% | 854 | 0.01265% | 0.01267% |  | 1450 | 0.01122% | 0.008908% | 0.01006% |  | 1450 | 1038 | 0.01267% | 0.009712%
| Mar | 2 | 10 | 1451 | 486.8368 | 548.6097 | 605.8263 | 0.01039% | 0.01117% | 0.01205% | 0.01266% | 5827 | 0.01261% | 0.01264% |  | 8.7077 | 22.362 | 17.8243 |  | 1451 | 478.1292 | 526.2476 | 588.002 |  | 1451 | 0.01041% | 0.01117% | 0.01218% | 0.009518% | 0.01122% | 0.008909% |  | 1451 | 0.01117% | 0.01218% | 1451 | 4110 | 0.01269% | 986 | 0.01265% | 0.01267% |  | 1451 | 0.01122% | 0.008909% | 0.01006% |  | 1451 | 5827 | 0.01267% | 0.01224%
| Mar | 2 | 11 | 1452 | 477.2887 | 532.6252 | 591.526 | 0.01019% | 0.01085% | 0.01176% | 0.01266% | 4401 | 0.01261% | 0.01264% |  | 8.7073 | 22.3641 | 17.8255 |  | 1452 | 468.5814 | 510.2611 | 573.7004 |  | 1452 | 0.0102% | 0.01083% | 0.01188% | 0.009517% | 0.01122% | 0.008909% |  | 1452 | 0.01083% | 0.01188% | 1452 | 7569 | 0.01268% | 7904 | 0.01265% | 0.01267% |  | 1452 | 0.01122% | 0.008909% | 0.01007% |  | 1452 | 4401 | 0.01267% | 0.01267%
| Mar | 2 | 12 | 1453 | 473.4832 | 516.5011 | 577.0662 | 0.01011% | 0.01052% | 0.01147% | 0.01266% | 8385 | 0.01261% | 0.01264% |  | 8.7069 | 22.3662 | 17.8268 |  | 1453 | 464.7764 | 494.1349 | 559.2395 |  | 1453 | 0.01012% | 0.01049% | 0.01158% | 0.009517% | 0.01122% | 0.00891% |  | 1453 | 0.01049% | 0.01158% | 1453 | 3276 | 0.01268% | 7279 | 0.01265% | 0.01267% |  | 1453 | 0.01122% | 0.00891% | 0.01007% |  | 1453 | 8385 | 0.01267% | 0.01128%
| Mar | 2 | 13 | 1454 | 471.2121 | 504.7991 | 566.9576 | 0.01006% | 0.01028% | 0.01127% | 0.01266% | 3916 | 0.01261% | 0.01263% |  | 8.7064 | 22.3683 | 17.8281 |  | 1454 | 462.5056 | 482.4308 | 549.1295 |  | 1454 | 0.01007% | 0.01024% | 0.01137% | 0.009516% | 0.01122% | 0.008911% |  | 1454 | 0.01024% | 0.01137% | 1454 | 3446 | 0.01268% | 4878 | 0.01265% | 0.01267% |  | 1454 | 0.01122% | 0.008911% | 0.01007% |  | 1454 | 3916 | 0.01267% | 0.01244%
| Mar | 2 | 14 | 1455 | 468.2294 | 492.0637 | 559.437 | 0.009993% | 0.01002% | 0.01112% | 0.01265% | 4505 | 0.01261% | 0.01263% |  | 8.706 | 22.3704 | 17.8293 |  | 1455 | 459.5233 | 469.6933 | 541.6077 |  | 1455 | 0.01% | 0.009969% | 0.01122% | 0.009516% | 0.01122% | 0.008911% |  | 1455 | 0.009969% | 0.01122% | 1455 | 5160 | 0.01268% | 5046 | 0.01265% | 0.01266% |  | 1455 | 0.01122% | 0.008911% | 0.01007% |  | 1455 | 4505 | 0.01266% | 0.0127%
| Mar | 2 | 15 | 1456 | 471.1414 | 486.1614 | 563.0566 | 0.01006% | 0.0099% | 0.0112% | 0.01265% | 5367 | 0.01261% | 0.01263% |  | 8.7056 | 22.3725 | 17.8306 |  | 1456 | 462.4358 | 463.789 | 545.2261 |  | 1456 | 0.01007% | 0.009844% | 0.01129% | 0.009515% | 0.01123% | 0.008912% |  | 1456 | 0.009844% | 0.01129% | 1456 | 4637 | 0.01268% | 1531 | 0.01265% | 0.01266% |  | 1456 | 0.01123% | 0.008912% | 0.01007% |  | 1456 | 5367 | 0.01266% | 0.01249%
| Mar | 2 | 16 | 1457 | 479.4335 | 494.931 | 574.8345 | 0.01023% | 0.01008% | 0.01143% | 0.01265% | 4339 | 0.01261% | 0.01263% |  | 8.7052 | 22.3745 | 17.8318 |  | 1457 | 470.7283 | 472.5565 | 557.0026 |  | 1457 | 0.01025% | 0.01003% | 0.01153% | 0.009515% | 0.01123% | 0.008913% |  | 1457 | 0.01003% | 0.01153% | 1457 | 4829 | 0.01268% | 4313 | 0.01265% | 0.01266% |  | 1457 | 0.01123% | 0.008913% | 0.01007% |  | 1457 | 4339 | 0.01266% | 0.01266%
| Mar | 2 | 17 | 1458 | 489.7083 | 511.3251 | 588.1126 | 0.01045% | 0.01041% | 0.01169% | 0.01265% | 906 | 0.01261% | 0.01263% |  | 8.7048 | 22.3766 | 17.8331 |  | 1458 | 481.0035 | 488.9484 | 570.2795 |  | 1458 | 0.01047% | 0.01038% | 0.01181% | 0.009514% | 0.01123% | 0.008913% |  | 1458 | 0.01038% | 0.01181% | 1458 | 5749 | 0.01268% | 1275 | 0.01265% | 0.01266% |  | 1458 | 0.01123% | 0.008913% | 0.01007% |  | 1458 | 906 | 0.01266% | 0.009607%
| Mar | 2 | 18 | 1459 | 495.5627 | 526.062 | 599.5435 | 0.01058% | 0.01071% | 0.01192% | 0.01265% | 4033 | 0.01261% | 0.01263% |  | 8.7044 | 22.3787 | 17.8344 |  | 1459 | 486.8583 | 503.6833 | 581.7091 |  | 1459 | 0.0106% | 0.01069% | 0.01205% | 0.009514% | 0.01123% | 0.008914% |  | 1459 | 0.01069% | 0.01205% | 1459 | 4222 | 0.01267% | 4475 | 0.01265% | 0.01266% |  | 1459 | 0.01123% | 0.008914% | 0.01007% |  | 1459 | 4033 | 0.01266% | 0.01252%
| Mar | 2 | 19 | 1460 | 494.5549 | 527.7936 | 599.8061 | 0.01056% | 0.01075% | 0.01193% | 0.01265% | 1499 | 0.01261% | 0.01263% |  | 8.704 | 22.3808 | 17.8357 |  | 1460 | 485.8509 | 505.4128 | 581.9704 |  | 1460 | 0.01058% | 0.01073% | 0.01205% | 0.009514% | 0.01123% | 0.008914% |  | 1460 | 0.01073% | 0.01205% | 1460 | 5422 | 0.01267% | 5070 | 0.01265% | 0.01266% |  | 1460 | 0.01123% | 0.008914% | 0.01007% |  | 1460 | 1499 | 0.01266% | 0.0101%
| Mar | 2 | 20 | 1461 | 490.9223 | 529.2924 | 599.3184 | 0.01048% | 0.01078% | 0.01192% | 0.01265% | 1710 | 0.01261% | 0.01263% |  | 8.7035 | 22.3828 | 17.8369 |  | 1461 | 482.2187 | 506.9096 | 581.4815 |  | 1461 | 0.0105% | 0.01076% | 0.01204% | 0.009513% | 0.01123% | 0.008915% |  | 1461 | 0.01076% | 0.01204% | 1461 | 4337 | 0.01267% | 5965 | 0.01265% | 0.01266% |  | 1461 | 0.01123% | 0.008915% | 0.01007% |  | 1461 | 1710 | 0.01266% | 0.01028%
| Mar | 2 | 21 | 1462 | 480.9992 | 522.8409 | 592.2668 | 0.01027% | 0.01065% | 0.01178% | 0.01265% | 4798 | 0.01261% | 0.01263% |  | 8.7031 | 22.3849 | 17.8382 |  | 1462 | 472.2961 | 500.456 | 574.4285 |  | 1462 | 0.01028% | 0.01062% | 0.0119% | 0.009513% | 0.01123% | 0.008916% |  | 1462 | 0.01062% | 0.0119% | 1462 | 3211 | 0.01267% | 4504 | 0.01264% | 0.01266% |  | 1462 | 0.01123% | 0.008916% | 0.01007% |  | 1462 | 4798 | 0.01266% | 0.0127%
| Mar | 2 | 22 | 1463 | 469.3046 | 518.2793 | 586.8561 | 0.01002% | 0.01055% | 0.01167% | 0.01265% | 862 | 0.01261% | 0.01263% |  | 8.7027 | 22.387 | 17.8395 |  | 1463 | 460.6019 | 495.8923 | 569.0166 |  | 1463 | 0.01003% | 0.01053% | 0.01178% | 0.009512% | 0.01123% | 0.008916% |  | 1463 | 0.01053% | 0.01178% | 1463 | 4634 | 0.01267% | 1388 | 0.01264% | 0.01266% |  | 1463 | 0.01123% | 0.008916% | 0.01007% |  | 1463 | 862 | 0.01266% | 0.009574%
| Mar | 2 | 23 | 1464 | 462.8485 | 513.4476 | 588.6096 | 0.009879% | 0.01046% | 0.0117% | 0.01265% | 1339 | 0.01261% | 0.01263% |  | 8.7023 | 22.3891 | 17.8408 |  | 1464 | 454.1462 | 491.0586 | 570.7689 |  | 1464 | 0.009886% | 0.01042% | 0.01182% | 0.009512% | 0.01123% | 0.008917% |  | 1464 | 0.01042% | 0.01182% | 1464 | 3660 | 0.01267% | 1387 | 0.01264% | 0.01265% |  | 1464 | 0.01123% | 0.008917% | 0.01008% |  | 1464 | 1339 | 0.01265% | 0.00997%
| Mar | 3 | 0 | 1465 | 462.2943 | 509.7704 | 591.4978 | 0.009867% | 0.01038% | 0.01176% | 0.01265% | 655 | 0.0126% | 0.01263% |  | 8.7019 | 22.3911 | 17.842 |  | 1465 | 453.5924 | 487.3792 | 573.6558 |  | 1465 | 0.009874% | 0.01034% | 0.01188% | 0.009511% | 0.01124% | 0.008918% |  | 1465 | 0.01034% | 0.01188% | 1465 | 4302 | 0.01267% | 3659 | 0.01264% | 0.01265% |  | 1465 | 0.01124% | 0.008918% | 0.01008% |  | 1465 | 655 | 0.01265% | 0.009428%
| Mar | 3 | 1 | 1466 | 464.12 | 510.4313 | 597.8837 | 0.009906% | 0.01039% | 0.01189% | 0.01265% | 3107 | 0.0126% | 0.01262% |  | 8.7015 | 22.3932 | 17.8433 |  | 1466 | 455.4185 | 488.0382 | 580.0404 |  | 1466 | 0.009914% | 0.01036% | 0.01201% | 0.009511% | 0.01124% | 0.008918% |  | 1466 | 0.01036% | 0.01201% | 1466 | 4568 | 0.01267% | 7278 | 0.01264% | 0.01265% |  | 1466 | 0.01124% | 0.008918% | 0.01008% |  | 1466 | 3107 | 0.01265% | 0.01167%
| Mar | 3 | 2 | 1467 | 470.1545 | 514.1645 | 605.2074 | 0.01003% | 0.01047% | 0.01203% | 0.01264% | 5868 | 0.0126% | 0.01262% |  | 8.7011 | 22.3952 | 17.8446 |  | 1467 | 461.4535 | 491.7692 | 587.3627 |  | 1467 | 0.01004% | 0.01044% | 0.01216% | 0.00951% | 0.01124% | 0.008919% |  | 1467 | 0.01044% | 0.01216% | 1467 | 4828 | 0.01267% | 5039 | 0.01264% | 0.01265% |  | 1467 | 0.01124% | 0.008919% | 0.01008% |  | 1467 | 5868 | 0.01265% | 0.01222%
| Mar | 3 | 3 | 1468 | 479.9522 | 525.2148 | 609.6334 | 0.01024% | 0.0107% | 0.01212% | 0.01264% | 3777 | 0.0126% | 0.01262% |  | 8.7007 | 22.3973 | 17.8459 |  | 1468 | 471.2515 | 502.8176 | 591.7875 |  | 1468 | 0.01026% | 0.01067% | 0.01225% | 0.00951% | 0.01124% | 0.00892% |  | 1468 | 0.01067% | 0.01225% | 1468 | 3566 | 0.01266% | 1008 | 0.01264% | 0.01265% |  | 1468 | 0.01124% | 0.00892% | 0.01008% |  | 1468 | 3777 | 0.01265% | 0.01232%
| Mar | 3 | 4 | 1469 | 493.8817 | 538.2295 | 621.1862 | 0.01054% | 0.01096% | 0.01235% | 0.01264% | 5410 | 0.0126% | 0.01262% |  | 8.7002 | 22.3994 | 17.8472 |  | 1469 | 485.1815 | 515.8302 | 603.339 |  | 1469 | 0.01056% | 0.01095% | 0.01249% | 0.009509% | 0.01124% | 0.00892% |  | 1469 | 0.01095% | 0.01249% | 1469 | 3587 | 0.01266% | 3067 | 0.01264% | 0.01265% |  | 1469 | 0.01124% | 0.00892% | 0.01008% |  | 1469 | 5410 | 0.01265% | 0.01247%
| Mar | 3 | 5 | 1470 | 516.1945 | 553.9068 | 636.1429 | 0.01102% | 0.01128% | 0.01265% | 0.01264% | 3681 | 0.0126% | 0.01262% |  | 8.6998 | 22.4014 | 17.8485 |  | 1470 | 507.4946 | 531.5054 | 618.2944 |  | 1470 | 0.01105% | 0.01128% | 0.0128% | 0.009509% | 0.01124% | 0.008921% |  | 1470 | 0.01128% | 0.0128% | 1470 | 8151 | 0.01266% | 842 | 0.01264% | 0.01265% |  | 1470 | 0.01124% | 0.008921% | 0.01008% |  | 1470 | 3681 | 0.01265% | 0.01224%
| Mar | 3 | 6 | 1471 | 534.1888 | 569.5468 | 653.1532 | 0.0114% | 0.0116% | 0.01299% | 0.01264% | 4581 | 0.0126% | 0.01262% |  | 8.6994 | 22.4035 | 17.8498 |  | 1471 | 525.4894 | 547.1433 | 635.3035 |  | 1471 | 0.01144% | 0.01161% | 0.01316% | 0.009509% | 0.01124% | 0.008921% |  | 1471 | 0.01161% | 0.01316% | 1471 | 5554 | 0.01266% | 5457 | 0.01264% | 0.01265% |  | 1471 | 0.01124% | 0.008921% | 0.01008% |  | 1471 | 4581 | 0.01265% | 0.01271%
| Mar | 3 | 7 | 1472 | 540.639 | 560.6003 | 653.3689 | 0.01154% | 0.01142% | 0.01299% | 0.01264% | 3061 | 0.0126% | 0.01262% |  | 8.699 | 22.4055 | 17.851 |  | 1472 | 531.94 | 538.1948 | 635.5178 |  | 1472 | 0.01158% | 0.01142% | 0.01316% | 0.009508% | 0.01124% | 0.008922% |  | 1472 | 0.01142% | 0.01316% | 1472 | 5796 | 0.01266% | 3761 | 0.01264% | 0.01265% |  | 1472 | 0.01124% | 0.008922% | 0.01008% |  | 1472 | 3061 | 0.01265% | 0.01162%
| Mar | 3 | 8 | 1473 | 525.3642 | 538.8347 | 636.246 | 0.01121% | 0.01097% | 0.01265% | 0.01264% | 3913 | 0.0126% | 0.01262% |  | 8.6986 | 22.4076 | 17.8523 |  | 1473 | 516.6656 | 516.4271 | 618.3937 |  | 1473 | 0.01125% | 0.01096% | 0.01281% | 0.009508% | 0.01124% | 0.008923% |  | 1473 | 0.01096% | 0.01281% | 1473 | 5349 | 0.01266% | 4288 | 0.01264% | 0.01265% |  | 1473 | 0.01124% | 0.008923% | 0.01008% |  | 1473 | 3913 | 0.01265% | 0.01244%
| Mar | 3 | 9 | 1474 | 506.4819 | 520.2436 | 616.5163 | 0.01081% | 0.01059% | 0.01226% | 0.01264% | 4556 | 0.0126% | 0.01262% |  | 8.6982 | 22.4096 | 17.8536 |  | 1474 | 497.7837 | 497.834 | 598.6627 |  | 1474 | 0.01084% | 0.01057% | 0.0124% | 0.009507% | 0.01124% | 0.008923% |  | 1474 | 0.01057% | 0.0124% | 1474 | 3884 | 0.01266% | 3753 | 0.01263% | 0.01265% |  | 1474 | 0.01124% | 0.008923% | 0.01008% |  | 1474 | 4556 | 0.01265% | 0.01271%
| Mar | 3 | 10 | 1475 | 490.9146 | 504.4453 | 597.3305 | 0.01048% | 0.01027% | 0.01188% | 0.01264% | 8048 | 0.0126% | 0.01262% |  | 8.6978 | 22.4116 | 17.8549 |  | 1475 | 482.2168 | 482.0337 | 579.4755 |  | 1475 | 0.0105% | 0.01023% | 0.012% | 0.009507% | 0.01125% | 0.008924% |  | 1475 | 0.01023% | 0.012% | 1475 | 4635 | 0.01266% | 5239 | 0.01263% | 0.01265% |  | 1475 | 0.01125% | 0.008924% | 0.01008% |  | 1475 | 8048 | 0.01265% | 0.01154%
| Mar | 3 | 11 | 1476 | 471.9 | 489.5594 | 581.7549 | 0.01007% | 0.009969% | 0.01157% | 0.01264% | 1379 | 0.0126% | 0.01262% |  | 8.6974 | 22.4137 | 17.8562 |  | 1476 | 463.2026 | 467.1457 | 563.8986 |  | 1476 | 0.01008% | 0.009915% | 0.01168% | 0.009506% | 0.01125% | 0.008925% |  | 1476 | 0.009915% | 0.01168% | 1476 | 3995 | 0.01266% | 5289 | 0.01263% | 0.01265% |  | 1476 | 0.01125% | 0.008925% | 0.01009% |  | 1476 | 1379 | 0.01265% | 0.01%
| Mar | 3 | 12 | 1477 | 467.2189 | 477.7177 | 571.3836 | 0.009972% | 0.009728% | 0.01136% | 0.01264% | 4436 | 0.0126% | 0.01262% |  | 8.697 | 22.4157 | 17.8575 |  | 1477 | 458.522 | 455.302 | 553.5261 |  | 1477 | 0.009981% | 0.009664% | 0.01146% | 0.009506% | 0.01125% | 0.008925% |  | 1477 | 0.009664% | 0.01146% | 1477 | 4872 | 0.01266% | 4968 | 0.01263% | 0.01265% |  | 1477 | 0.01125% | 0.008925% | 0.01009% |  | 1477 | 4436 | 0.01265% | 0.01268%
| Mar | 3 | 13 | 1478 | 465.7369 | 469.2461 | 559.6152 | 0.00994% | 0.009555% | 0.01113% | 0.01264% | 3645 | 0.0126% | 0.01262% |  | 8.6966 | 22.4177 | 17.8588 |  | 1478 | 457.0403 | 446.8283 | 541.7564 |  | 1478 | 0.009949% | 0.009484% | 0.01122% | 0.009505% | 0.01125% | 0.008926% |  | 1478 | 0.009484% | 0.01122% | 1478 | 4827 | 0.01266% | 5368 | 0.01263% | 0.01265% |  | 1478 | 0.01125% | 0.008926% | 0.01009% |  | 1478 | 3645 | 0.01265% | 0.01221%
| Mar | 3 | 14 | 1479 | 465.2063 | 457.9815 | 550.7537 | 0.009929% | 0.009326% | 0.01095% | 0.01264% | 3598 | 0.0126% | 0.01262% |  | 8.6962 | 22.4198 | 17.8601 |  | 1479 | 456.5102 | 435.5618 | 532.8936 |  | 1479 | 0.009937% | 0.009245% | 0.01104% | 0.009505% | 0.01125% | 0.008927% |  | 1479 | 0.009245% | 0.01104% | 1479 | 3896 | 0.01266% | 1533 | 0.01263% | 0.01264% |  | 1479 | 0.01125% | 0.008927% | 0.01009% |  | 1479 | 3598 | 0.01264% | 0.01217%
| Mar | 3 | 15 | 1480 | 468.4147 | 454.1088 | 547.7905 | 0.009997% | 0.009247% | 0.01089% | 0.01263% | 4524 | 0.0126% | 0.01262% |  | 8.6957 | 22.4218 | 17.8614 |  | 1480 | 459.7189 | 431.687 | 529.9291 |  | 1480 | 0.01001% | 0.009162% | 0.01097% | 0.009505% | 0.01125% | 0.008927% |  | 1480 | 0.009162% | 0.01097% | 1480 | 5020 | 0.01266% | 5144 | 0.01263% | 0.01264% |  | 1480 | 0.01125% | 0.008927% | 0.01009% |  | 1480 | 4524 | 0.01264% | 0.0127%
| Mar | 3 | 16 | 1481 | 475.5014 | 455.8031 | 558.9025 | 0.01015% | 0.009282% | 0.01111% | 0.01263% | 4388 | 0.0126% | 0.01261% |  | 8.6953 | 22.4238 | 17.8627 |  | 1481 | 466.8061 | 433.3793 | 541.0398 |  | 1481 | 0.01016% | 0.009198% | 0.0112% | 0.009504% | 0.01125% | 0.008928% |  | 1481 | 0.009198% | 0.0112% | 1481 | 4636 | 0.01266% | 8385 | 0.01263% | 0.01264% |  | 1481 | 0.01125% | 0.008928% | 0.01009% |  | 1481 | 4388 | 0.01264% | 0.01267%
| Mar | 3 | 17 | 1482 | 479.3256 | 464.7496 | 589.9131 | 0.01023% | 0.009464% | 0.01173% | 0.01263% | 5657 | 0.01259% | 0.01261% |  | 8.6949 | 22.4259 | 17.864 |  | 1482 | 470.6306 | 442.3237 | 572.049 |  | 1482 | 0.01024% | 0.009388% | 0.01185% | 0.009504% | 0.01125% | 0.008929% |  | 1482 | 0.009388% | 0.01185% | 1482 | 3933 | 0.01265% | 1509 | 0.01263% | 0.01264% |  | 1482 | 0.01125% | 0.008929% | 0.01009% |  | 1482 | 5657 | 0.01264% | 0.01233%
| Mar | 3 | 18 | 1483 | 484.2496 | 486.8597 | 621.1674 | 0.01034% | 0.009914% | 0.01235% | 0.01263% | 4286 | 0.01259% | 0.01261% |  | 8.6945 | 22.4279 | 17.8653 |  | 1483 | 475.5551 | 464.4318 | 603.3021 |  | 1483 | 0.01035% | 0.009857% | 0.01249% | 0.009503% | 0.01125% | 0.008929% |  | 1483 | 0.009857% | 0.01249% | 1483 | 3994 | 0.01265% | 4503 | 0.01263% | 0.01264% |  | 1483 | 0.01125% | 0.008929% | 0.01009% |  | 1483 | 4286 | 0.01264% | 0.01264%
| Mar | 3 | 19 | 1484 | 480.264 | 494.9403 | 637.8027 | 0.01025% | 0.01008% | 0.01268% | 0.01263% | 5964 | 0.01259% | 0.01261% |  | 8.6941 | 22.4299 | 17.8667 |  | 1484 | 471.5699 | 472.5104 | 619.936 |  | 1484 | 0.01027% | 0.01003% | 0.01284% | 0.009503% | 0.01125% | 0.00893% |  | 1484 | 0.01003% | 0.01284% | 1484 | 3753 | 0.01265% | 3084 | 0.01263% | 0.01264% |  | 1484 | 0.01125% | 0.00893% | 0.01009% |  | 1484 | 5964 | 0.01264% | 0.01218%
| Mar | 3 | 20 | 1485 | 477.9106 | 500.2747 | 644.9856 | 0.0102% | 0.01019% | 0.01283% | 0.01263% | 4616 | 0.01259% | 0.01261% |  | 8.6937 | 22.4319 | 17.868 |  | 1485 | 469.2169 | 477.8427 | 627.1177 |  | 1485 | 0.01021% | 0.01014% | 0.01299% | 0.009502% | 0.01126% | 0.008931% |  | 1485 | 0.01014% | 0.01299% | 1485 | 3396 | 0.01265% | 3754 | 0.01263% | 0.01264% |  | 1485 | 0.01126% | 0.008931% | 0.01009% |  | 1485 | 4616 | 0.01264% | 0.01271%
| Mar | 3 | 21 | 1486 | 470.6488 | 504.2871 | 643.7385 | 0.01004% | 0.01027% | 0.0128% | 0.01263% | 1566 | 0.01259% | 0.01261% |  | 8.6933 | 22.434 | 17.8693 |  | 1486 | 461.9555 | 481.8531 | 625.8692 |  | 1486 | 0.01006% | 0.01023% | 0.01296% | 0.009502% | 0.01126% | 0.008931% |  | 1486 | 0.01023% | 0.01296% | 1486 | 4471 | 0.01265% | 4309 | 0.01263% | 0.01264% |  | 1486 | 0.01126% | 0.008931% | 0.01009% |  | 1486 | 1566 | 0.01264% | 0.01016%
| Mar | 3 | 22 | 1487 | 462.3657 | 504.6688 | 639.9032 | 0.009868% | 0.01028% | 0.01272% | 0.01263% | 4975 | 0.01259% | 0.01261% |  | 8.6929 | 22.436 | 17.8706 |  | 1487 | 453.6728 | 482.2328 | 622.0326 |  | 1487 | 0.009876% | 0.01024% | 0.01288% | 0.009501% | 0.01126% | 0.008932% |  | 1487 | 0.01024% | 0.01288% | 1487 | 3909 | 0.01265% | 1373 | 0.01263% | 0.01264% |  | 1487 | 0.01126% | 0.008932% | 0.01009% |  | 1487 | 4975 | 0.01264% | 0.01266%
| Mar | 3 | 23 | 1488 | 457.194 | 504.8084 | 639.4062 | 0.009758% | 0.01028% | 0.01271% | 0.01263% | 3781 | 0.01259% | 0.01261% |  | 8.6925 | 22.438 | 17.8719 |  | 1488 | 448.5015 | 482.3704 | 621.5343 |  | 1488 | 0.009763% | 0.01024% | 0.01287% | 0.009501% | 0.01126% | 0.008933% |  | 1488 | 0.01024% | 0.01287% | 1488 | 4659 | 0.01265% | 4289 | 0.01263% | 0.01264% |  | 1488 | 0.01126% | 0.008933% | 0.0101% |  | 1488 | 3781 | 0.01264% | 0.01233%
| Mar | 4 | 0 | 1489 | 451.7687 | 509.2583 | 641.7317 | 0.009642% | 0.01037% | 0.01276% | 0.01263% | 3778 | 0.01259% | 0.01261% |  | 8.6921 | 22.44 | 17.8732 |  | 1489 | 443.0766 | 486.8184 | 623.8585 |  | 1489 | 0.009645% | 0.01033% | 0.01292% | 0.009501% | 0.01126% | 0.008933% |  | 1489 | 0.01033% | 0.01292% | 1489 | 5047 | 0.01265% | 5963 | 0.01263% | 0.01264% |  | 1489 | 0.01126% | 0.008933% | 0.0101% |  | 1489 | 3778 | 0.01264% | 0.01233%
| Mar | 4 | 1 | 1490 | 451.7409 | 514.0621 | 648.7459 | 0.009641% | 0.01047% | 0.0129% | 0.01263% | 4688 | 0.01259% | 0.01261% |  | 8.6917 | 22.442 | 17.8745 |  | 1490 | 443.0492 | 491.6201 | 630.8713 |  | 1490 | 0.009644% | 0.01043% | 0.01306% | 0.0095% | 0.01126% | 0.008934% |  | 1490 | 0.01043% | 0.01306% | 1490 | 4559 | 0.01264% | 5553 | 0.01262% | 0.01263% |  | 1490 | 0.01126% | 0.008934% | 0.0101% |  | 1490 | 4688 | 0.01263% | 0.01272%
| Mar | 4 | 2 | 1491 | 456.5267 | 520.7742 | 654.8599 | 0.009744% | 0.0106% | 0.01302% | 0.01263% | 5970 | 0.01259% | 0.01261% |  | 8.6913 | 22.444 | 17.8759 |  | 1491 | 447.8354 | 498.3302 | 636.984 |  | 1491 | 0.009748% | 0.01058% | 0.01319% | 0.0095% | 0.01126% | 0.008935% |  | 1491 | 0.01058% | 0.01319% | 1491 | 3206 | 0.01264% | 1412 | 0.01262% | 0.01263% |  | 1491 | 0.01126% | 0.008935% | 0.0101% |  | 1491 | 5970 | 0.01263% | 0.01218%
| Mar | 4 | 3 | 1492 | 463.381 | 525.3824 | 664.0214 | 0.00989% | 0.0107% | 0.0132% | 0.01263% | 3782 | 0.01259% | 0.01261% |  | 8.6909 | 22.446 | 17.8772 |  | 1492 | 454.6901 | 502.9364 | 646.1442 |  | 1492 | 0.009898% | 0.01067% | 0.01338% | 0.009499% | 0.01126% | 0.008935% |  | 1492 | 0.01067% | 0.01338% | 1492 | 3707 | 0.01264% | 367 | 0.01262% | 0.01263% |  | 1492 | 0.01126% | 0.008935% | 0.0101% |  | 1492 | 3782 | 0.01263% | 0.01233%
| Mar | 4 | 4 | 1493 | 476.4933 | 535.9673 | 678.031 | 0.01017% | 0.01091% | 0.01348% | 0.01262% | 4414 | 0.01259% | 0.01261% |  | 8.6905 | 22.448 | 17.8785 |  | 1493 | 467.8029 | 513.5193 | 660.1525 |  | 1493 | 0.01018% | 0.0109% | 0.01367% | 0.009499% | 0.01126% | 0.008936% |  | 1493 | 0.0109% | 0.01367% | 1493 | 3567 | 0.01264% | 5191 | 0.01262% | 0.01263% |  | 1493 | 0.01126% | 0.008936% | 0.0101% |  | 1493 | 4414 | 0.01263% | 0.01268%
| Mar | 4 | 5 | 1494 | 493.2529 | 549.4754 | 704.7093 | 0.01053% | 0.01119% | 0.01401% | 0.01262% | 4927 | 0.01259% | 0.0126% |  | 8.6901 | 22.45 | 17.8798 |  | 1494 | 484.5629 | 527.0254 | 686.8294 |  | 1494 | 0.01055% | 0.01119% | 0.01422% | 0.009498% | 0.01126% | 0.008937% |  | 1494 | 0.01119% | 0.01422% | 1494 | 3453 | 0.01264% | 5576 | 0.01262% | 0.01263% |  | 1494 | 0.01126% | 0.008937% | 0.0101% |  | 1494 | 4927 | 0.01263% | 0.01267%
| Mar | 4 | 6 | 1495 | 508.5532 | 565.0503 | 732.5878 | 0.01085% | 0.01151% | 0.01457% | 0.01262% | 5255 | 0.01259% | 0.0126% |  | 8.6897 | 22.452 | 17.8812 |  | 1495 | 499.8636 | 542.5983 | 714.7067 |  | 1495 | 0.01088% | 0.01152% | 0.0148% | 0.009498% | 0.01127% | 0.008937% |  | 1495 | 0.01152% | 0.0148% | 1495 | 4609 | 0.01264% | 368 | 0.01262% | 0.01263% |  | 1495 | 0.01127% | 0.008937% | 0.0101% |  | 1495 | 5255 | 0.01263% | 0.01255%
| Mar | 4 | 7 | 1496 | 508.183 | 564.3893 | 724.5891 | 0.01085% | 0.01149% | 0.01441% | 0.01262% | 4170 | 0.01259% | 0.0126% |  | 8.6893 | 22.454 | 17.8825 |  | 1496 | 499.4937 | 541.9353 | 706.7066 |  | 1496 | 0.01087% | 0.0115% | 0.01463% | 0.009497% | 0.01127% | 0.008938% |  | 1496 | 0.0115% | 0.01463% | 1496 | 3740 | 0.01264% | 4426 | 0.01262% | 0.01263% |  | 1496 | 0.01127% | 0.008938% | 0.0101% |  | 1496 | 4170 | 0.01263% | 0.01259%
| Mar | 4 | 8 | 1497 | 493.0398 | 548.1163 | 691.2905 | 0.01052% | 0.01116% | 0.01375% | 0.01262% | 5158 | 0.01258% | 0.0126% |  | 8.6889 | 22.456 | 17.8838 |  | 1497 | 484.3509 | 525.6603 | 673.4066 |  | 1497 | 0.01054% | 0.01116% | 0.01395% | 0.009497% | 0.01127% | 0.008939% |  | 1497 | 0.01116% | 0.01395% | 1497 | 5822 | 0.01264% | 1686 | 0.01262% | 0.01263% |  | 1497 | 0.01127% | 0.008939% | 0.0101% |  | 1497 | 5158 | 0.01263% | 0.01259%
| Mar | 4 | 9 | 1498 | 474.6144 | 525.0566 | 657.3448 | 0.01013% | 0.01069% | 0.01307% | 0.01262% | 3783 | 0.01258% | 0.0126% |  | 8.6885 | 22.458 | 17.8852 |  | 1498 | 465.9259 | 502.5986 | 639.4597 |  | 1498 | 0.01014% | 0.01067% | 0.01324% | 0.009497% | 0.01127% | 0.008939% |  | 1498 | 0.01067% | 0.01324% | 1498 | 5137 | 0.01264% | 4287 | 0.01262% | 0.01263% |  | 1498 | 0.01127% | 0.008939% | 0.0101% |  | 1498 | 3783 | 0.01263% | 0.01233%
| Mar | 4 | 10 | 1499 | 461.5439 | 504.2126 | 634.1174 | 0.009851% | 0.01027% | 0.01261% | 0.01262% | 5806 | 0.01258% | 0.0126% |  | 8.6881 | 22.46 | 17.8865 |  | 1499 | 452.8558 | 481.7526 | 616.2309 |  | 1499 | 0.009858% | 0.01023% | 0.01276% | 0.009496% | 0.01127% | 0.00894% |  | 1499 | 0.01023% | 0.01276% | 1499 | 5408 | 0.01264% | 175 | 0.01262% | 0.01263% |  | 1499 | 0.01127% | 0.00894% | 0.0101% |  | 1499 | 5806 | 0.01263% | 0.01225%
| Mar | 4 | 11 | 1500 | 450.2187 | 487.0738 | 614.2564 | 0.009609% | 0.009919% | 0.01221% | 0.01262% | 5288 | 0.01258% | 0.0126% |  | 8.6877 | 22.462 | 17.8878 |  | 1500 | 441.5311 | 464.6118 | 596.3686 |  | 1500 | 0.009611% | 0.009861% | 0.01235% | 0.009496% | 0.01127% | 0.008941% |  | 1500 | 0.009861% | 0.01235% | 1500 | 3618 | 0.01263% | 346 | 0.01262% | 0.01263% |  | 1500 | 0.01127% | 0.008941% | 0.01011% |  | 1500 | 5288 | 0.01263% | 0.01254%
| Mar | 4 | 12 | 1501 | 440.9567 | 479.3096 | 602.0097 | 0.009411% | 0.00976% | 0.01197% | 0.01262% | 4502 | 0.01258% | 0.0126% |  | 8.6873 | 22.4639 | 17.8892 |  | 1501 | 432.2694 | 456.8457 | 584.1205 |  | 1501 | 0.00941% | 0.009696% | 0.0121% | 0.009495% | 0.01127% | 0.008941% |  | 1501 | 0.009696% | 0.0121% | 1501 | 4463 | 0.01263% | 1666 | 0.01262% | 0.01263% |  | 1501 | 0.01127% | 0.008941% | 0.01011% |  | 1501 | 4502 | 0.01263% | 0.0127%
| Mar | 4 | 13 | 1502 | 433.1496 | 477.848 | 594.0953 | 0.009245% | 0.009731% | 0.01181% | 0.01262% | 5530 | 0.01258% | 0.0126% |  | 8.6869 | 22.4659 | 17.8905 |  | 1502 | 424.4627 | 455.3821 | 576.2048 |  | 1502 | 0.00924% | 0.009665% | 0.01193% | 0.009495% | 0.01127% | 0.008942% |  | 1502 | 0.009665% | 0.01193% | 1502 | 3732 | 0.01263% | 3681 | 0.01262% | 0.01263% |  | 1502 | 0.01127% | 0.008942% | 0.01011% |  | 1502 | 5530 | 0.01263% | 0.0124%
| Mar | 4 | 14 | 1503 | 427.2928 | 480.1009 | 593.2795 | 0.00912% | 0.009777% | 0.0118% | 0.01262% | 3067 | 0.01258% | 0.0126% |  | 8.6865 | 22.4679 | 17.8918 |  | 1503 | 418.6064 | 457.633 | 575.3876 |  | 1503 | 0.009112% | 0.009713% | 0.01192% | 0.009494% | 0.01127% | 0.008943% |  | 1503 | 0.009713% | 0.01192% | 1503 | 4247 | 0.01263% | 3037 | 0.01262% | 0.01263% |  | 1503 | 0.01127% | 0.008943% | 0.01011% |  | 1503 | 3067 | 0.01263% | 0.01163%
| Mar | 4 | 15 | 1504 | 426.2664 | 483.471 | 598.3807 | 0.009098% | 0.009845% | 0.0119% | 0.01261% | 5483 | 0.01258% | 0.0126% |  | 8.6861 | 22.4699 | 17.8932 |  | 1504 | 417.5803 | 461.0011 | 580.4875 |  | 1504 | 0.00909% | 0.009785% | 0.01202% | 0.009494% | 0.01127% | 0.008943% |  | 1504 | 0.009785% | 0.01202% | 1504 | 5456 | 0.01263% | 841 | 0.01262% | 0.01263% |  | 1504 | 0.01127% | 0.008943% | 0.01011% |  | 1504 | 5483 | 0.01263% | 0.01243%
| Mar | 4 | 16 | 1505 | 432.2456 | 491.4492 | 610.7681 | 0.009225% | 0.01001% | 0.01214% | 0.01261% | 4332 | 0.01258% | 0.01259% |  | 8.6857 | 22.4719 | 17.8945 |  | 1505 | 423.56 | 468.9774 | 592.8735 |  | 1505 | 0.00922% | 0.009954% | 0.01228% | 0.009494% | 0.01128% | 0.008944% |  | 1505 | 0.009954% | 0.01228% | 1505 | 3632 | 0.01263% | 3038 | 0.01262% | 0.01262% |  | 1505 | 0.01128% | 0.008944% | 0.01011% |  | 1505 | 4332 | 0.01262% | 0.01265%
| Mar | 4 | 17 | 1506 | 442.3014 | 501.8852 | 624.1588 | 0.00944% | 0.01022% | 0.01241% | 0.01261% | 839 | 0.01258% | 0.01259% |  | 8.6853 | 22.4738 | 17.8959 |  | 1506 | 433.6161 | 479.4114 | 606.2629 |  | 1506 | 0.009439% | 0.01018% | 0.01255% | 0.009493% | 0.01128% | 0.008945% |  | 1506 | 0.01018% | 0.01255% | 1506 | 5772 | 0.01263% | 3598 | 0.01262% | 0.01262% |  | 1506 | 0.01128% | 0.008945% | 0.01011% |  | 1506 | 839 | 0.01262% | 0.009556%
| Mar | 4 | 18 | 1507 | 460.4002 | 514.9185 | 636.0397 | 0.009826% | 0.01049% | 0.01265% | 0.01261% | 6776 | 0.01258% | 0.01259% |  | 8.6849 | 22.4758 | 17.8972 |  | 1507 | 451.7153 | 492.4427 | 618.1425 |  | 1507 | 0.009833% | 0.01045% | 0.0128% | 0.009493% | 0.01128% | 0.008945% |  | 1507 | 0.01045% | 0.0128% | 1507 | 4159 | 0.01263% | 8048 | 0.01262% | 0.01262% |  | 1507 | 0.01128% | 0.008945% | 0.01011% |  | 1507 | 6776 | 0.01262% | 0.01196%
| Mar | 4 | 19 | 1508 | 466.0361 | 520.6532 | 636.5555 | 0.009947% | 0.0106% | 0.01266% | 0.01261% | 3716 | 0.01258% | 0.01259% |  | 8.6845 | 22.4778 | 17.8986 |  | 1508 | 457.3517 | 498.1754 | 618.6569 |  | 1508 | 0.009956% | 0.01057% | 0.01281% | 0.009492% | 0.01128% | 0.008946% |  | 1508 | 0.01057% | 0.01281% | 1508 | 7615 | 0.01263% | 3645 | 0.01262% | 0.01262% |  | 1508 | 0.01128% | 0.008946% | 0.01011% |  | 1508 | 3716 | 0.01262% | 0.01227%
| Mar | 4 | 20 | 1509 | 471.2024 | 522.1148 | 627.8722 | 0.01006% | 0.01063% | 0.01248% | 0.01261% | 4162 | 0.01258% | 0.01259% |  | 8.6841 | 22.4797 | 17.8999 |  | 1509 | 462.5183 | 499.6351 | 609.9722 |  | 1509 | 0.01007% | 0.0106% | 0.01263% | 0.009492% | 0.01128% | 0.008947% |  | 1509 | 0.0106% | 0.01263% | 1509 | 4354 | 0.01263% | 3916 | 0.01262% | 0.01262% |  | 1509 | 0.01128% | 0.008947% | 0.01011% |  | 1509 | 4162 | 0.01262% | 0.01259%
| Mar | 4 | 21 | 1510 | 473.4045 | 515.8774 | 616.7789 | 0.0101% | 0.01051% | 0.01226% | 0.01261% | 3668 | 0.01257% | 0.01259% |  | 8.6837 | 22.4817 | 17.9013 |  | 1510 | 464.7208 | 493.3957 | 598.8776 |  | 1510 | 0.01012% | 0.01047% | 0.0124% | 0.009491% | 0.01128% | 0.008947% |  | 1510 | 0.01047% | 0.0124% | 1510 | 3227 | 0.01263% | 3068 | 0.01261% | 0.01262% |  | 1510 | 0.01128% | 0.008947% | 0.01011% |  | 1510 | 3668 | 0.01262% | 0.01223%
| Mar | 4 | 22 | 1511 | 469.8014 | 507.2661 | 605.0011 | 0.01003% | 0.01033% | 0.01203% | 0.01261% | 3084 | 0.01257% | 0.01259% |  | 8.6833 | 22.4837 | 17.9026 |  | 1511 | 461.1181 | 484.7825 | 587.0984 |  | 1511 | 0.01004% | 0.01029% | 0.01216% | 0.009491% | 0.01128% | 0.008948% |  | 1511 | 0.01029% | 0.01216% | 1511 | 3564 | 0.01263% | 3777 | 0.01261% | 0.01262% |  | 1511 | 0.01128% | 0.008948% | 0.01011% |  | 1511 | 3084 | 0.01262% | 0.01165%
| Mar | 4 | 23 | 1512 | 464.9982 | 501.6897 | 600.6781 | 0.009924% | 0.01022% | 0.01194% | 0.0126% | 3967 | 0.01257% | 0.01259% |  | 8.6829 | 22.4856 | 17.904 |  | 1512 | 456.3153 | 479.2041 | 582.7742 |  | 1512 | 0.009933% | 0.01017% | 0.01207% | 0.00949% | 0.01128% | 0.008949% |  | 1512 | 0.01017% | 0.01207% | 1512 | 5964 | 0.01263% | 1233 | 0.01261% | 0.01262% |  | 1512 | 0.01128% | 0.008949% | 0.01012% |  | 1512 | 3967 | 0.01262% | 0.01247%
| Mar | 5 | 0 | 1513 | 463.318 | 505.5438 | 601.6909 | 0.009889% | 0.01029% | 0.01196% | 0.0126% | 4079 | 0.01257% | 0.01259% |  | 8.6825 | 22.4876 | 17.9053 |  | 1513 | 454.6355 | 483.0563 | 583.7855 |  | 1513 | 0.009896% | 0.01025% | 0.01209% | 0.00949% | 0.01128% | 0.008949% |  | 1513 | 0.01025% | 0.01209% | 1513 | 5941 | 0.01263% | 843 | 0.01261% | 0.01262% |  | 1513 | 0.01128% | 0.008949% | 0.01012% |  | 1513 | 4079 | 0.01262% | 0.01254%
| Mar | 5 | 1 | 1514 | 466.1551 | 512.9821 | 607.1672 | 0.009949% | 0.01045% | 0.01207% | 0.0126% | 4759 | 0.01257% | 0.01259% |  | 8.6821 | 22.4895 | 17.9067 |  | 1514 | 457.473 | 490.4926 | 589.2605 |  | 1514 | 0.009958% | 0.01041% | 0.0122% | 0.00949% | 0.01128% | 0.00895% |  | 1514 | 0.01041% | 0.0122% | 1514 | 80 | 0.01262% | 4206 | 0.01261% | 0.01262% |  | 1514 | 0.01128% | 0.00895% | 0.01012% |  | 1514 | 4759 | 0.01262% | 0.01271%
| Mar | 5 | 2 | 1515 | 469.2245 | 519.3126 | 616.2631 | 0.01001% | 0.01058% | 0.01225% | 0.0126% | 1364 | 0.01257% | 0.01259% |  | 8.6817 | 22.4915 | 17.9081 |  | 1515 | 460.5428 | 496.8211 | 598.3551 |  | 1515 | 0.01003% | 0.01054% | 0.01239% | 0.009489% | 0.01129% | 0.008951% |  | 1515 | 0.01054% | 0.01239% | 1515 | 3943 | 0.01262% | 4760 | 0.01261% | 0.01262% |  | 1515 | 0.01129% | 0.008951% | 0.01012% |  | 1515 | 1364 | 0.01262% | 0.009991%
| Mar | 5 | 3 | 1516 | 472.7636 | 530.7354 | 624.1869 | 0.01009% | 0.01081% | 0.01241% | 0.0126% | 4666 | 0.01257% | 0.01259% |  | 8.6813 | 22.4934 | 17.9094 |  | 1516 | 464.0823 | 508.242 | 606.2775 |  | 1516 | 0.0101% | 0.01079% | 0.01256% | 0.009489% | 0.01129% | 0.008951% |  | 1516 | 0.01079% | 0.01256% | 1516 | 512 | 0.01262% | 5827 | 0.01261% | 0.01262% |  | 1516 | 0.01129% | 0.008951% | 0.01012% |  | 1516 | 4666 | 0.01262% | 0.01272%
| Mar | 5 | 4 | 1517 | 477.5501 | 546.3381 | 641.938 | 0.01019% | 0.01113% | 0.01276% | 0.0126% | 3738 | 0.01257% | 0.01258% |  | 8.6809 | 22.4954 | 17.9108 |  | 1517 | 468.8692 | 523.8428 | 624.0272 |  | 1517 | 0.01021% | 0.01112% | 0.01292% | 0.009488% | 0.01129% | 0.008952% |  | 1517 | 0.01112% | 0.01292% | 1517 | 3715 | 0.01262% | 320 | 0.01261% | 0.01262% |  | 1517 | 0.01129% | 0.008952% | 0.01012% |  | 1517 | 3738 | 0.01262% | 0.01229%
| Mar | 5 | 5 | 1518 | 486.5304 | 569.9378 | 671.8514 | 0.01038% | 0.01161% | 0.01336% | 0.0126% | 5734 | 0.01257% | 0.01258% |  | 8.6805 | 22.4973 | 17.9121 |  | 1518 | 477.8499 | 547.4404 | 653.9393 |  | 1518 | 0.0104% | 0.01162% | 0.01354% | 0.009488% | 0.01129% | 0.008953% |  | 1518 | 0.01162% | 0.01354% | 1518 | 8181 | 0.01262% | 5446 | 0.01261% | 0.01261% |  | 1518 | 0.01129% | 0.008953% | 0.01012% |  | 1518 | 5734 | 0.01261% | 0.01229%
| Mar | 5 | 6 | 1519 | 496.8199 | 597.317 | 700.9771 | 0.0106% | 0.01216% | 0.01394% | 0.0126% | 1532 | 0.01256% | 0.01258% |  | 8.6801 | 22.4993 | 17.9135 |  | 1519 | 488.1398 | 574.8178 | 683.0636 |  | 1519 | 0.01063% | 0.0122% | 0.01415% | 0.009487% | 0.01129% | 0.008953% |  | 1519 | 0.0122% | 0.01415% | 1519 | 8193 | 0.01262% | 4033 | 0.01261% | 0.01261% |  | 1519 | 0.01129% | 0.008953% | 0.01012% |  | 1519 | 1532 | 0.01261% | 0.01013%
| Mar | 5 | 7 | 1520 | 501.7489 | 594.5242 | 696.823 | 0.01071% | 0.01211% | 0.01386% | 0.01259% | 3585 | 0.01256% | 0.01258% |  | 8.6797 | 22.5012 | 17.9149 |  | 1520 | 493.0692 | 572.023 | 678.9082 |  | 1520 | 0.01073% | 0.01214% | 0.01406% | 0.009487% | 0.01129% | 0.008954% |  | 1520 | 0.01214% | 0.01406% | 1520 | 5384 | 0.01262% | 4546 | 0.01261% | 0.01261% |  | 1520 | 0.01129% | 0.008954% | 0.01012% |  | 1520 | 3585 | 0.01261% | 0.01215%
| Mar | 5 | 8 | 1521 | 492.62 | 562.8532 | 665.4186 | 0.01051% | 0.01146% | 0.01323% | 0.01259% | 5653 | 0.01256% | 0.01258% |  | 8.6793 | 22.5031 | 17.9162 |  | 1521 | 483.9407 | 540.3501 | 647.5024 |  | 1521 | 0.01053% | 0.01147% | 0.01341% | 0.009487% | 0.01129% | 0.008955% |  | 1521 | 0.01147% | 0.01341% | 1521 | 4427 | 0.01262% | 3913 | 0.0126% | 0.01261% |  | 1521 | 0.01129% | 0.008955% | 0.01012% |  | 1521 | 5653 | 0.01261% | 0.01233%
| Mar | 5 | 9 | 1522 | 480.5681 | 530.8192 | 647.4143 | 0.01026% | 0.01081% | 0.01287% | 0.01259% | 4126 | 0.01256% | 0.01258% |  | 8.6789 | 22.5051 | 17.9176 |  | 1522 | 471.8891 | 508.3141 | 629.4967 |  | 1522 | 0.01027% | 0.01079% | 0.01304% | 0.009486% | 0.01129% | 0.008955% |  | 1522 | 0.01079% | 0.01304% | 1522 | 4271 | 0.01262% | 964 | 0.0126% | 0.01261% |  | 1522 | 0.01129% | 0.008955% | 0.01012% |  | 1522 | 4126 | 0.01261% | 0.01257%
| Mar | 5 | 10 | 1523 | 465.8566 | 512.768 | 625.4997 | 0.009943% | 0.01044% | 0.01244% | 0.01259% | 5876 | 0.01256% | 0.01258% |  | 8.6785 | 22.507 | 17.919 |  | 1523 | 457.178 | 490.261 | 607.5807 |  | 1523 | 0.009952% | 0.01041% | 0.01258% | 0.009486% | 0.01129% | 0.008956% |  | 1523 | 0.01041% | 0.01258% | 1523 | 1210 | 0.01262% | 4872 | 0.0126% | 0.01261% |  | 1523 | 0.01129% | 0.008956% | 0.01012% |  | 1523 | 5876 | 0.01261% | 0.01222%
| Mar | 5 | 11 | 1524 | 452.8752 | 497.6028 | 607.2797 | 0.009666% | 0.01013% | 0.01208% | 0.01259% | 4056 | 0.01256% | 0.01258% |  | 8.6781 | 22.5089 | 17.9204 |  | 1524 | 444.1971 | 475.0939 | 589.3594 |  | 1524 | 0.009669% | 0.01008% | 0.0122% | 0.009485% | 0.01129% | 0.008957% |  | 1524 | 0.01008% | 0.0122% | 1524 | 3920 | 0.01262% | 5868 | 0.0126% | 0.01261% |  | 1524 | 0.01129% | 0.008957% | 0.01013% |  | 1524 | 4056 | 0.01261% | 0.01253%
| Mar | 5 | 12 | 1525 | 445.9185 | 488.9915 | 599.4403 | 0.009517% | 0.009958% | 0.01192% | 0.01259% | 844 | 0.01256% | 0.01258% |  | 8.6778 | 22.5109 | 17.9217 |  | 1525 | 437.2407 | 466.4807 | 581.5186 |  | 1525 | 0.009518% | 0.009901% | 0.01204% | 0.009485% | 0.0113% | 0.008957% |  | 1525 | 0.009901% | 0.01204% | 1525 | 3607 | 0.01261% | 3781 | 0.0126% | 0.01261% |  | 1525 | 0.0113% | 0.008957% | 0.01013% |  | 1525 | 844 | 0.01261% | 0.00956%
| Mar | 5 | 13 | 1526 | 445.1129 | 483.201 | 596.3083 | 0.0095% | 0.00984% | 0.01186% | 0.01259% | 3779 | 0.01256% | 0.01258% |  | 8.6774 | 22.5128 | 17.9231 |  | 1526 | 436.4356 | 460.6882 | 578.3852 |  | 1526 | 0.0095% | 0.009778% | 0.01198% | 0.009484% | 0.0113% | 0.008958% |  | 1526 | 0.009778% | 0.01198% | 1526 | 3644 | 0.01261% | 4401 | 0.0126% | 0.01261% |  | 1526 | 0.0113% | 0.008958% | 0.01013% |  | 1526 | 3779 | 0.01261% | 0.01233%
| Mar | 5 | 14 | 1527 | 448.5747 | 478.658 | 591.8917 | 0.009574% | 0.009747% | 0.01177% | 0.01258% | 7903 | 0.01256% | 0.01257% |  | 8.677 | 22.5147 | 17.9245 |  | 1527 | 439.8977 | 456.1432 | 573.9672 |  | 1527 | 0.009576% | 0.009682% | 0.01189% | 0.009484% | 0.0113% | 0.008959% |  | 1527 | 0.009682% | 0.01189% | 1527 | 4583 | 0.01261% | 3778 | 0.0126% | 0.01261% |  | 1527 | 0.0113% | 0.008959% | 0.01013% |  | 1527 | 7903 | 0.01261% | 0.01163%
| Mar | 5 | 15 | 1528 | 453.5477 | 483.3965 | 599.5904 | 0.00968% | 0.009844% | 0.01192% | 0.01258% | 4314 | 0.01256% | 0.01257% |  | 8.6766 | 22.5167 | 17.9259 |  | 1528 | 444.8711 | 460.8799 | 581.6645 |  | 1528 | 0.009684% | 0.009782% | 0.01205% | 0.009484% | 0.0113% | 0.00896% |  | 1528 | 0.009782% | 0.01205% | 1528 | 3250 | 0.01261% | 3782 | 0.0126% | 0.01261% |  | 1528 | 0.0113% | 0.00896% | 0.01013% |  | 1528 | 4314 | 0.01261% | 0.01265%
| Mar | 5 | 16 | 1529 | 458.3448 | 488.014 | 609.0333 | 0.009782% | 0.009938% | 0.01211% | 0.01258% | 4570 | 0.01256% | 0.01257% |  | 8.6762 | 22.5186 | 17.9273 |  | 1529 | 449.6686 | 465.4955 | 591.106 |  | 1529 | 0.009788% | 0.00988% | 0.01224% | 0.009483% | 0.0113% | 0.00896% |  | 1529 | 0.00988% | 0.01224% | 1529 | 4328 | 0.01261% | 4339 | 0.0126% | 0.0126% |  | 1529 | 0.0113% | 0.00896% | 0.01013% |  | 1529 | 4570 | 0.0126% | 0.01271%
| Mar | 5 | 17 | 1530 | 468.5435 | 503.6261 | 618.5324 | 0.01% | 0.01026% | 0.0123% | 0.01258% | 3037 | 0.01256% | 0.01257% |  | 8.6758 | 22.5205 | 17.9286 |  | 1530 | 459.8677 | 481.1056 | 600.6038 |  | 1530 | 0.01001% | 0.01021% | 0.01244% | 0.009483% | 0.0113% | 0.008961% |  | 1530 | 0.01021% | 0.01244% | 1530 | 5262 | 0.01261% | 3045 | 0.0126% | 0.0126% |  | 1530 | 0.0113% | 0.008961% | 0.01013% |  | 1530 | 3037 | 0.0126% | 0.0116%
| Mar | 5 | 18 | 1531 | 488.7783 | 524.5259 | 628.6223 | 0.01043% | 0.01068% | 0.0125% | 0.01258% | 4149 | 0.01256% | 0.01257% |  | 8.6754 | 22.5224 | 17.93 |  | 1531 | 480.1029 | 502.0035 | 610.6923 |  | 1531 | 0.01045% | 0.01065% | 0.01265% | 0.009482% | 0.0113% | 0.008962% |  | 1531 | 0.01065% | 0.01265% | 1531 | 5479 | 0.01261% | 941 | 0.01259% | 0.0126% |  | 1531 | 0.0113% | 0.008962% | 0.01013% |  | 1531 | 4149 | 0.0126% | 0.01258%
| Mar | 5 | 19 | 1532 | 495.6037 | 533.7331 | 631.8762 | 0.01058% | 0.01087% | 0.01256% | 0.01258% | 5509 | 0.01256% | 0.01257% |  | 8.675 | 22.5243 | 17.9314 |  | 1532 | 486.9287 | 511.2087 | 613.9448 |  | 1532 | 0.0106% | 0.01085% | 0.01271% | 0.009482% | 0.0113% | 0.008962% |  | 1532 | 0.01085% | 0.01271% | 1532 | 4133 | 0.01261% | 5367 | 0.01259% | 0.0126% |  | 1532 | 0.0113% | 0.008962% | 0.01013% |  | 1532 | 5509 | 0.0126% | 0.01242%
| Mar | 5 | 20 | 1533 | 500.0057 | 536.3118 | 627.9284 | 0.01067% | 0.01092% | 0.01249% | 0.01258% | 3038 | 0.01256% | 0.01257% |  | 8.6746 | 22.5262 | 17.9328 |  | 1533 | 491.331 | 513.7856 | 609.9956 |  | 1533 | 0.0107% | 0.01091% | 0.01263% | 0.009481% | 0.0113% | 0.008963% |  | 1533 | 0.01091% | 0.01263% | 1533 | 5281 | 0.0126% | 4505 | 0.01259% | 0.0126% |  | 1533 | 0.0113% | 0.008963% | 0.01013% |  | 1533 | 3038 | 0.0126% | 0.0116%
| Mar | 5 | 21 | 1534 | 493.2549 | 529.4693 | 619.0763 | 0.01053% | 0.01078% | 0.01231% | 0.01258% | 5744 | 0.01256% | 0.01257% |  | 8.6742 | 22.5281 | 17.9342 |  | 1534 | 484.5807 | 506.9412 | 601.1421 |  | 1534 | 0.01055% | 0.01076% | 0.01245% | 0.009481% | 0.0113% | 0.008964% |  | 1534 | 0.01076% | 0.01245% | 1534 | 4199 | 0.0126% | 3783 | 0.01259% | 0.0126% |  | 1534 | 0.0113% | 0.008964% | 0.01013% |  | 1534 | 5744 | 0.0126% | 0.01228%
| Mar | 5 | 22 | 1535 | 484.7777 | 521.4166 | 606.9984 | 0.01035% | 0.01062% | 0.01207% | 0.01257% | 5169 | 0.01256% | 0.01257% |  | 8.6738 | 22.5301 | 17.9356 |  | 1535 | 476.1038 | 498.8865 | 589.0628 |  | 1535 | 0.01036% | 0.01059% | 0.0122% | 0.009481% | 0.0113% | 0.008964% |  | 1535 | 0.01059% | 0.0122% | 1535 | 3669 | 0.0126% | 5964 | 0.01259% | 0.0126% |  | 1535 | 0.0113% | 0.008964% | 0.01013% |  | 1535 | 5169 | 0.0126% | 0.01259%
| Mar | 5 | 23 | 1536 | 481.81 | 519.3312 | 598.7839 | 0.01028% | 0.01058% | 0.01191% | 0.01257% | 3068 | 0.01256% | 0.01257% |  | 8.6735 | 22.532 | 17.937 |  | 1536 | 473.1365 | 496.7993 | 580.847 |  | 1536 | 0.0103% | 0.01054% | 0.01203% | 0.00948% | 0.01131% | 0.008965% |  | 1536 | 0.01054% | 0.01203% | 1536 | 7602 | 0.0126% | 3668 | 0.01259% | 0.0126% |  | 1536 | 0.01131% | 0.008965% | 0.01014% |  | 1536 | 3068 | 0.0126% | 0.01163%
| Mar | 6 | 0 | 1537 | 479.478 | 521.4073 | 595.1456 | 0.01023% | 0.01062% | 0.01183% | 0.01257% | 5117 | 0.01256% | 0.01256% |  | 8.6731 | 22.5339 | 17.9384 |  | 1537 | 470.805 | 498.8734 | 577.2072 |  | 1537 | 0.01025% | 0.01059% | 0.01195% | 0.00948% | 0.01131% | 0.008966% |  | 1537 | 0.01059% | 0.01195% | 1537 | 5948 | 0.0126% | 3716 | 0.01259% | 0.01259% |  | 1537 | 0.01131% | 0.008966% | 0.01014% |  | 1537 | 5117 | 0.01259% | 0.01261%
| Mar | 6 | 1 | 1538 | 477.69 | 525.6245 | 599.6654 | 0.0102% | 0.0107% | 0.01192% | 0.01257% | 8408 | 0.01256% | 0.01256% |  | 8.6727 | 22.5358 | 17.9398 |  | 1538 | 469.0173 | 503.0887 | 581.7256 |  | 1538 | 0.01021% | 0.01068% | 0.01205% | 0.009479% | 0.01131% | 0.008966% |  | 1538 | 0.01068% | 0.01205% | 1538 | 3467 | 0.0126% | 6776 | 0.01259% | 0.01259% |  | 1538 | 0.01131% | 0.008966% | 0.01014% |  | 1538 | 8408 | 0.01259% | 0.01126%
| Mar | 6 | 2 | 1539 | 481.2308 | 528.3708 | 603.1819 | 0.01027% | 0.01076% | 0.01199% | 0.01257% | 5302 | 0.01256% | 0.01256% |  | 8.6723 | 22.5377 | 17.9412 |  | 1539 | 472.5585 | 505.8331 | 585.2407 |  | 1539 | 0.01029% | 0.01074% | 0.01212% | 0.009479% | 0.01131% | 0.008967% |  | 1539 | 0.01074% | 0.01212% | 1539 | 3645 | 0.0126% | 5970 | 0.01259% | 0.01259% |  | 1539 | 0.01131% | 0.008967% | 0.01014% |  | 1539 | 5302 | 0.01259% | 0.01253%
| Mar | 6 | 3 | 1540 | 488.8425 | 536.619 | 607.8705 | 0.01043% | 0.01093% | 0.01209% | 0.01257% | 1019 | 0.01256% | 0.01256% |  | 8.6719 | 22.5396 | 17.9426 |  | 1540 | 480.1706 | 514.0794 | 589.9279 |  | 1540 | 0.01045% | 0.01091% | 0.01222% | 0.009478% | 0.01131% | 0.008968% |  | 1540 | 0.01091% | 0.01222% | 1540 | 5781 | 0.0126% | 5410 | 0.01259% | 0.01259% |  | 1540 | 0.01131% | 0.008968% | 0.01014% |  | 1540 | 1019 | 0.01259% | 0.009697%
| Mar | 6 | 4 | 1541 | 504.0182 | 547.3436 | 619.3201 | 0.01076% | 0.01115% | 0.01231% | 0.01257% | 4034 | 0.01256% | 0.01256% |  | 8.6715 | 22.5415 | 17.944 |  | 1541 | 495.3467 | 524.8021 | 601.3761 |  | 1541 | 0.01078% | 0.01114% | 0.01245% | 0.009478% | 0.01131% | 0.008969% |  | 1541 | 0.01114% | 0.01245% | 1541 | 4404 | 0.01259% | 3585 | 0.01259% | 0.01259% |  | 1541 | 0.01131% | 0.008969% | 0.01014% |  | 1541 | 4034 | 0.01259% | 0.01252%
| Mar | 6 | 5 | 1542 | 527.4969 | 571.5297 | 640.644 | 0.01126% | 0.01164% | 0.01274% | 0.01257% | 1276 | 0.01255% | 0.01256% |  | 8.6711 | 22.5433 | 17.9454 |  | 1542 | 518.8257 | 548.9863 | 622.6986 |  | 1542 | 0.01129% | 0.01165% | 0.0129% | 0.009478% | 0.01131% | 0.008969% |  | 1542 | 0.01165% | 0.0129% | 1542 | 5506 | 0.01259% | 4798 | 0.01258% | 0.01259% |  | 1542 | 0.01131% | 0.008969% | 0.01014% |  | 1542 | 1276 | 0.01259% | 0.009915%
| Mar | 6 | 6 | 1543 | 554.2947 | 601.1526 | 665.0154 | 0.01183% | 0.01224% | 0.01322% | 0.01256% | 4061 | 0.01255% | 0.01256% |  | 8.6707 | 22.5452 | 17.9468 |  | 1543 | 545.624 | 578.6073 | 647.0686 |  | 1543 | 0.01188% | 0.01228% | 0.0134% | 0.009477% | 0.01131% | 0.00897% |  | 1543 | 0.01228% | 0.0134% | 1543 | 5517 | 0.01259% | 963 | 0.01258% | 0.01259% |  | 1543 | 0.01131% | 0.00897% | 0.01014% |  | 1543 | 4061 | 0.01259% | 0.01253%
| Mar | 6 | 7 | 1544 | 555.9484 | 589.376 | 664.5653 | 0.01187% | 0.012% | 0.01321% | 0.01256% | 3784 | 0.01255% | 0.01256% |  | 8.6704 | 22.5471 | 17.9482 |  | 1544 | 547.278 | 566.8289 | 646.6171 |  | 1544 | 0.01191% | 0.01203% | 0.01339% | 0.009477% | 0.01131% | 0.008971% |  | 1544 | 0.01203% | 0.01339% | 1544 | 1185 | 0.01259% | 5657 | 0.01258% | 0.01259% |  | 1544 | 0.01131% | 0.008971% | 0.01014% |  | 1544 | 3784 | 0.01259% | 0.01233%
| Mar | 6 | 8 | 1545 | 539.0015 | 554.1209 | 652.2061 | 0.0115% | 0.01128% | 0.01297% | 0.01256% | 5490 | 0.01255% | 0.01256% |  | 8.67 | 22.549 | 17.9496 |  | 1545 | 530.3315 | 531.5719 | 634.2565 |  | 1545 | 0.01154% | 0.01128% | 0.01313% | 0.009476% | 0.01131% | 0.008971% |  | 1545 | 0.01128% | 0.01313% | 1545 | 4387 | 0.01259% | 1012 | 0.01258% | 0.01259% |  | 1545 | 0.01131% | 0.008971% | 0.01014% |  | 1545 | 5490 | 0.01259% | 0.01243%
| Mar | 6 | 9 | 1546 | 522.2332 | 530.9867 | 635.3552 | 0.01115% | 0.01081% | 0.01263% | 0.01256% | 1013 | 0.01255% | 0.01256% |  | 8.6696 | 22.5509 | 17.951 |  | 1546 | 513.5636 | 508.4359 | 617.4042 |  | 1546 | 0.01118% | 0.01079% | 0.01279% | 0.009476% | 0.01132% | 0.008972% |  | 1546 | 0.01079% | 0.01279% | 1546 | 4496 | 0.01259% | 4581 | 0.01258% | 0.01259% |  | 1546 | 0.01132% | 0.008972% | 0.01014% |  | 1546 | 1013 | 0.01259% | 0.009692%
| Mar | 6 | 10 | 1547 | 509.3471 | 513.2056 | 596.3834 | 0.01087% | 0.01045% | 0.01186% | 0.01256% | 965 | 0.01255% | 0.01256% |  | 8.6692 | 22.5528 | 17.9524 |  | 1547 | 500.6779 | 490.6528 | 578.431 |  | 1547 | 0.0109% | 0.01041% | 0.01198% | 0.009476% | 0.01132% | 0.008973% |  | 1547 | 0.01041% | 0.01198% | 1547 | 55 | 0.01259% | 1523 | 0.01258% | 0.01259% |  | 1547 | 0.01132% | 0.008973% | 0.01014% |  | 1547 | 965 | 0.01259% | 0.009653%
| Mar | 6 | 11 | 1548 | 494.8176 | 494.2142 | 592.9982 | 0.01056% | 0.01006% | 0.01179% | 0.01256% | 3849 | 0.01255% | 0.01256% |  | 8.6688 | 22.5546 | 17.9538 |  | 1548 | 486.1488 | 471.6595 | 575.0444 |  | 1548 | 0.01058% | 0.01001% | 0.01191% | 0.009475% | 0.01132% | 0.008974% |  | 1548 | 0.01001% | 0.01191% | 1548 | 8194 | 0.01259% | 4556 | 0.01258% | 0.01258% |  | 1548 | 0.01132% | 0.008974% | 0.01015% |  | 1548 | 3849 | 0.01258% | 0.01238%
| Mar | 6 | 12 | 1549 | 482.1006 | 488.3771 | 573.0434 | 0.01029% | 0.009945% | 0.01139% | 0.01256% | 6752 | 0.01255% | 0.01255% |  | 8.6684 | 22.5565 | 17.9552 |  | 1549 | 473.4321 | 465.8206 | 555.0882 |  | 1549 | 0.01031% | 0.009887% | 0.01149% | 0.009475% | 0.01132% | 0.008974% |  | 1549 | 0.009887% | 0.01149% | 1549 | 8265 | 0.01259% | 4436 | 0.01258% | 0.01258% |  | 1549 | 0.01132% | 0.008974% | 0.01015% |  | 1549 | 6752 | 0.01258% | 0.01196%
| Mar | 6 | 13 | 1550 | 475.9376 | 484.8488 | 570.3896 | 0.01016% | 0.009873% | 0.01134% | 0.01256% | 7976 | 0.01255% | 0.01255% |  | 8.668 | 22.5584 | 17.9566 |  | 1550 | 467.2696 | 462.2904 | 552.433 |  | 1550 | 0.01017% | 0.009812% | 0.01144% | 0.009474% | 0.01132% | 0.008975% |  | 1550 | 0.009812% | 0.01144% | 1550 | 3540 | 0.01258% | 3738 | 0.01258% | 0.01258% |  | 1550 | 0.01132% | 0.008975% | 0.01015% |  | 1550 | 7976 | 0.01258% | 0.01158%
| Mar | 6 | 14 | 1551 | 481.0808 | 480.5292 | 560.2997 | 0.01027% | 0.009785% | 0.01114% | 0.01256% | 3424 | 0.01255% | 0.01255% |  | 8.6677 | 22.5603 | 17.9581 |  | 1551 | 472.4131 | 457.9689 | 542.3417 |  | 1551 | 0.01028% | 0.00972% | 0.01123% | 0.009474% | 0.01132% | 0.008976% |  | 1551 | 0.00972% | 0.01123% | 1551 | 7784 | 0.01258% | 3424 | 0.01258% | 0.01258% |  | 1551 | 0.01132% | 0.008976% | 0.01015% |  | 1551 | 3424 | 0.01258% | 0.012%
| Mar | 6 | 15 | 1552 | 472.8364 | 479.7006 | 598.5964 | 0.01009% | 0.009768% | 0.0119% | 0.01256% | 4260 | 0.01255% | 0.01255% |  | 8.6673 | 22.5621 | 17.9595 |  | 1552 | 464.1691 | 457.1385 | 580.6369 |  | 1552 | 0.0101% | 0.009703% | 0.01202% | 0.009473% | 0.01132% | 0.008976% |  | 1552 | 0.009703% | 0.01202% | 1552 | 4104 | 0.01258% | 4388 | 0.01258% | 0.01258% |  | 1552 | 0.01132% | 0.008976% | 0.01015% |  | 1552 | 4260 | 0.01258% | 0.01263%
| Mar | 6 | 16 | 1553 | 476.2825 | 480.1847 | 621.3081 | 0.01017% | 0.009778% | 0.01235% | 0.01255% | 176 | 0.01255% | 0.01255% |  | 8.6669 | 22.564 | 17.9609 |  | 1553 | 467.6156 | 457.6207 | 603.3472 |  | 1553 | 0.01018% | 0.009713% | 0.01249% | 0.009473% | 0.01132% | 0.008977% |  | 1553 | 0.009713% | 0.01249% | 1553 | 3766 | 0.01258% | 4286 | 0.01258% | 0.01258% |  | 1553 | 0.01132% | 0.008977% | 0.01015% |  | 1553 | 176 | 0.01258% | 0.009183%
| Mar | 6 | 17 | 1554 | 495.093 | 492.6222 | 655.235 | 0.01057% | 0.01003% | 0.01303% | 0.01255% | 3780 | 0.01255% | 0.01255% |  | 8.6665 | 22.5659 | 17.9623 |  | 1554 | 486.4265 | 470.0564 | 637.2726 |  | 1554 | 0.01059% | 0.009977% | 0.0132% | 0.009473% | 0.01132% | 0.008978% |  | 1554 | 0.009977% | 0.0132% | 1554 | 3586 | 0.01258% | 863 | 0.01258% | 0.01258% |  | 1554 | 0.01132% | 0.008978% | 0.01015% |  | 1554 | 3780 | 0.01258% | 0.01233%
| Mar | 6 | 18 | 1555 | 518.1455 | 519.2009 | 622.9116 | 0.01106% | 0.01057% | 0.01239% | 0.01255% | 3752 | 0.01255% | 0.01255% |  | 8.6661 | 22.5677 | 17.9637 |  | 1555 | 509.4794 | 496.6332 | 604.9478 |  | 1555 | 0.01109% | 0.01054% | 0.01253% | 0.009472% | 0.01132% | 0.008978% |  | 1555 | 0.01054% | 0.01253% | 1555 | 5335 | 0.01258% | 977 | 0.01258% | 0.01258% |  | 1555 | 0.01132% | 0.008978% | 0.01015% |  | 1555 | 3752 | 0.01258% | 0.0123%
| Mar | 6 | 19 | 1556 | 521.3916 | 532.0573 | 615.5598 | 0.01113% | 0.01083% | 0.01224% | 0.01255% | 5114 | 0.01255% | 0.01255% |  | 8.6657 | 22.5696 | 17.9652 |  | 1556 | 512.7258 | 509.4877 | 597.5947 |  | 1556 | 0.01116% | 0.01081% | 0.01238% | 0.009472% | 0.01132% | 0.008979% |  | 1556 | 0.01081% | 0.01238% | 1556 | 5471 | 0.01258% | 857 | 0.01258% | 0.01258% |  | 1556 | 0.01132% | 0.008979% | 0.01015% |  | 1556 | 5114 | 0.01258% | 0.01261%
| Mar | 6 | 20 | 1557 | 522.0654 | 537.522 | 621.2049 | 0.01114% | 0.01095% | 0.01235% | 0.01255% | 982 | 0.01255% | 0.01255% |  | 8.6654 | 22.5715 | 17.9666 |  | 1557 | 513.4001 | 514.9506 | 603.2383 |  | 1557 | 0.01118% | 0.01093% | 0.01249% | 0.009471% | 0.01133% | 0.00898% |  | 1557 | 0.01093% | 0.01249% | 1557 | 4184 | 0.01258% | 4524 | 0.01258% | 0.01258% |  | 1557 | 0.01133% | 0.00898% | 0.01015% |  | 1557 | 982 | 0.01258% | 0.009667%
| Mar | 6 | 21 | 1558 | 514.4116 | 530.2792 | 606.0138 | 0.01098% | 0.0108% | 0.01205% | 0.01255% | 5369 | 0.01254% | 0.01255% |  | 8.665 | 22.5733 | 17.968 |  | 1558 | 505.7466 | 507.7059 | 588.0458 |  | 1558 | 0.01101% | 0.01078% | 0.01218% | 0.009471% | 0.01133% | 0.008981% |  | 1558 | 0.01078% | 0.01218% | 1558 | 1277 | 0.01258% | 4170 | 0.01258% | 0.01258% |  | 1558 | 0.01133% | 0.008981% | 0.01015% |  | 1558 | 5369 | 0.01258% | 0.01249%
| Mar | 6 | 22 | 1559 | 501.6548 | 524.6935 | 591.3478 | 0.01071% | 0.01068% | 0.01176% | 0.01254% | 1340 | 0.01254% | 0.01254% |  | 8.6646 | 22.5752 | 17.9695 |  | 1559 | 492.9902 | 502.1184 | 573.3783 |  | 1559 | 0.01073% | 0.01066% | 0.01187% | 0.009471% | 0.01133% | 0.008981% |  | 1559 | 0.01066% | 0.01187% | 1559 | 8241 | 0.01258% | 1386 | 0.01258% | 0.01258% |  | 1559 | 0.01133% | 0.008981% | 0.01015% |  | 1559 | 1340 | 0.01258% | 0.00997%
| Mar | 6 | 23 | 1560 | 498.0642 | 518.5213 | 584.9244 | 0.01063% | 0.01056% | 0.01163% | 0.01254% | 1331 | 0.01254% | 0.01254% |  | 8.6642 | 22.577 | 17.9709 |  | 1560 | 489.4 | 495.9443 | 566.9535 |  | 1560 | 0.01065% | 0.01053% | 0.01174% | 0.00947% | 0.01133% | 0.008982% |  | 1560 | 0.01053% | 0.01174% | 1560 | 8249 | 0.01258% | 7903 | 0.01258% | 0.01258% |  | 1560 | 0.01133% | 0.008982% | 0.01016% |  | 1560 | 1331 | 0.01258% | 0.009963%
| Mar | 7 | 0 | 1561 | 500.3607 | 524.9542 | 585.1869 | 0.01068% | 0.01069% | 0.01164% | 0.01254% | 32 | 0.01254% | 0.01254% |  | 8.6638 | 22.5789 | 17.9723 |  | 1561 | 491.6968 | 502.3753 | 567.2146 |  | 1561 | 0.0107% | 0.01066% | 0.01175% | 0.00947% | 0.01133% | 0.008983% |  | 1561 | 0.01066% | 0.01175% | 1561 | 4754 | 0.01258% | 5806 | 0.01258% | 0.01258% |  | 1561 | 0.01133% | 0.008983% | 0.01016% |  | 1561 | 32 | 0.01258% | 0.009134%
| Mar | 7 | 1 | 1562 | 501.1471 | 527.6167 | 587.7844 | 0.0107% | 0.01074% | 0.01169% | 0.01254% | 3785 | 0.01254% | 0.01254% |  | 8.6635 | 22.5807 | 17.9738 |  | 1562 | 492.4836 | 505.036 | 569.8107 |  | 1562 | 0.01072% | 0.01072% | 0.0118% | 0.009469% | 0.01133% | 0.008983% |  | 1562 | 0.01072% | 0.0118% | 1562 | 5650 | 0.01258% | 1736 | 0.01257% | 0.01257% |  | 1562 | 0.01133% | 0.008983% | 0.01016% |  | 1562 | 3785 | 0.01257% | 0.01233%
| Mar | 7 | 2 | 1563 | 504.9917 | 534.2078 | 589.9131 | 0.01078% | 0.01088% | 0.01173% | 0.01254% | 5768 | 0.01254% | 0.01254% |  | 8.6631 | 22.5826 | 17.9752 |  | 1563 | 496.3286 | 511.6253 | 571.9379 |  | 1563 | 0.0108% | 0.01086% | 0.01184% | 0.009469% | 0.01133% | 0.008984% |  | 1563 | 0.01086% | 0.01184% | 1563 | 4132 | 0.01257% | 962 | 0.01257% | 0.01257% |  | 1563 | 0.01133% | 0.008984% | 0.01016% |  | 1563 | 5768 | 0.01257% | 0.01227%
| Mar | 7 | 3 | 1564 | 513.5214 | 545.3327 | 596.0458 | 0.01096% | 0.0111% | 0.01185% | 0.01254% | 5589 | 0.01254% | 0.01254% |  | 8.6627 | 22.5844 | 17.9766 |  | 1564 | 504.8587 | 522.7483 | 578.0692 |  | 1564 | 0.01099% | 0.0111% | 0.01197% | 0.009468% | 0.01133% | 0.008985% |  | 1564 | 0.0111% | 0.01197% | 1564 | 3609 | 0.01257% | 3967 | 0.01257% | 0.01257% |  | 1564 | 0.01133% | 0.008985% | 0.01016% |  | 1564 | 5589 | 0.01257% | 0.01237%
| Mar | 7 | 4 | 1565 | 525.0911 | 556.439 | 609.3521 | 0.01121% | 0.01133% | 0.01212% | 0.01254% | 4711 | 0.01254% | 0.01254% |  | 8.6623 | 22.5862 | 17.9781 |  | 1565 | 516.4288 | 533.8527 | 591.374 |  | 1565 | 0.01124% | 0.01133% | 0.01225% | 0.009468% | 0.01133% | 0.008986% |  | 1565 | 0.01133% | 0.01225% | 1565 | 5660 | 0.01257% | 3779 | 0.01257% | 0.01257% |  | 1565 | 0.01133% | 0.008986% | 0.01016% |  | 1565 | 4711 | 0.01257% | 0.01271%
| Mar | 7 | 5 | 1566 | 546.9773 | 580.262 | 633.1515 | 0.01167% | 0.01182% | 0.01259% | 0.01254% | 7257 | 0.01254% | 0.01254% |  | 8.6619 | 22.5881 | 17.9795 |  | 1566 | 538.3154 | 557.6739 | 615.172 |  | 1566 | 0.01172% | 0.01184% | 0.01274% | 0.009468% | 0.01133% | 0.008986% |  | 1566 | 0.01184% | 0.01274% | 1566 | 4680 | 0.01257% | 8408 | 0.01257% | 0.01257% |  | 1566 | 0.01133% | 0.008986% | 0.01016% |  | 1566 | 7257 | 0.01257% | 0.01189%
| Mar | 7 | 6 | 1567 | 570.9587 | 609.6987 | 657.3261 | 0.01219% | 0.01242% | 0.01307% | 0.01254% | 3762 | 0.01254% | 0.01254% |  | 8.6616 | 22.5899 | 17.981 |  | 1567 | 562.2971 | 587.1088 | 639.3451 |  | 1567 | 0.01224% | 0.01246% | 0.01324% | 0.009467% | 0.01133% | 0.008987% |  | 1567 | 0.01246% | 0.01324% | 1567 | 5601 | 0.01257% | 4414 | 0.01257% | 0.01257% |  | 1567 | 0.01133% | 0.008987% | 0.01016% |  | 1567 | 3762 | 0.01257% | 0.01231%
| Mar | 7 | 7 | 1568 | 568.7947 | 595.1572 | 651.8685 | 0.01214% | 0.01212% | 0.01296% | 0.01254% | 1064 | 0.01254% | 0.01254% |  | 8.6612 | 22.5917 | 17.9824 |  | 1568 | 560.1335 | 572.5655 | 633.8861 |  | 1568 | 0.01219% | 0.01215% | 0.01313% | 0.009467% | 0.01134% | 0.008988% |  | 1568 | 0.01215% | 0.01313% | 1568 | 3631 | 0.01257% | 3106 | 0.01257% | 0.01257% |  | 1568 | 0.01134% | 0.008988% | 0.01016% |  | 1568 | 1064 | 0.01257% | 0.009734%
| Mar | 7 | 8 | 1569 | 553.5793 | 565.5157 | 630.1321 | 0.01181% | 0.01152% | 0.01253% | 0.01254% | 1637 | 0.01254% | 0.01254% |  | 8.6608 | 22.5936 | 17.9838 |  | 1569 | 544.9184 | 542.9222 | 612.1482 |  | 1569 | 0.01186% | 0.01152% | 0.01268% | 0.009466% | 0.01134% | 0.008989% |  | 1569 | 0.01152% | 0.01268% | 1569 | 1182 | 0.01257% | 4616 | 0.01257% | 0.01257% |  | 1569 | 0.01134% | 0.008989% | 0.01016% |  | 1569 | 1637 | 0.01257% | 0.01022%
| Mar | 7 | 9 | 1570 | 536.5733 | 541.1714 | 602.4973 | 0.01145% | 0.01102% | 0.01198% | 0.01254% | 3992 | 0.01254% | 0.01254% |  | 8.6604 | 22.5954 | 17.9853 |  | 1570 | 527.9129 | 518.5759 | 584.512 |  | 1570 | 0.01149% | 0.01101% | 0.0121% | 0.009466% | 0.01134% | 0.008989% |  | 1570 | 0.01101% | 0.0121% | 1570 | 5494 | 0.01257% | 1398 | 0.01257% | 0.01257% |  | 1570 | 0.01134% | 0.008989% | 0.01016% |  | 1570 | 3992 | 0.01257% | 0.01249%
| Mar | 7 | 10 | 1571 | 526.4664 | 518.9775 | 581.4173 | 0.01124% | 0.01057% | 0.01156% | 0.01254% | 8431 | 0.01254% | 0.01254% |  | 8.6601 | 22.5972 | 17.9867 |  | 1571 | 517.8063 | 496.3802 | 563.4305 |  | 1571 | 0.01127% | 0.01054% | 0.01167% | 0.009466% | 0.01134% | 0.00899% |  | 1571 | 0.01054% | 0.01167% | 1571 | 4879 | 0.01257% | 4162 | 0.01257% | 0.01257% |  | 1571 | 0.01134% | 0.00899% | 0.01016% |  | 1571 | 8431 | 0.01257% | 0.01125%
| Mar | 7 | 11 | 1572 | 518.7406 | 509.5376 | 561.35 | 0.01107% | 0.01038% | 0.01116% | 0.01254% | 4532 | 0.01254% | 0.01254% |  | 8.6597 | 22.5991 | 17.9882 |  | 1572 | 510.081 | 486.9386 | 543.3618 |  | 1572 | 0.0111% | 0.01034% | 0.01125% | 0.009465% | 0.01134% | 0.008991% |  | 1572 | 0.01034% | 0.01125% | 1572 | 3706 | 0.01257% | 5255 | 0.01257% | 0.01257% |  | 1572 | 0.01134% | 0.008991% | 0.01017% |  | 1572 | 4532 | 0.01257% | 0.0127%
| Mar | 7 | 12 | 1573 | 516.8198 | 497.0443 | 547.2185 | 0.01103% | 0.01012% | 0.01088% | 0.01254% | 3045 | 0.01254% | 0.01254% |  | 8.6593 | 22.6009 | 17.9896 |  | 1573 | 508.1605 | 474.4434 | 529.2288 |  | 1573 | 0.01106% | 0.01007% | 0.01096% | 0.009465% | 0.01134% | 0.008991% |  | 1573 | 0.01007% | 0.01096% | 1573 | 4755 | 0.01257% | 4079 | 0.01257% | 0.01257% |  | 1573 | 0.01134% | 0.008991% | 0.01017% |  | 1573 | 3045 | 0.01257% | 0.0116%
| Mar | 7 | 13 | 1574 | 515.7319 | 493.5253 | 540.3168 | 0.01101% | 0.01005% | 0.01074% | 0.01254% | 4014 | 0.01254% | 0.01254% |  | 8.6589 | 22.6027 | 17.9911 |  | 1574 | 507.073 | 470.9226 | 522.3257 |  | 1574 | 0.01104% | 0.009995% | 0.01082% | 0.009464% | 0.01134% | 0.008992% |  | 1574 | 0.009995% | 0.01082% | 1574 | 5577 | 0.01257% | 4975 | 0.01257% | 0.01257% |  | 1574 | 0.01134% | 0.008992% | 0.01017% |  | 1574 | 4014 | 0.01257% | 0.01251%
| Mar | 7 | 14 | 1575 | 517.236 | 491.7658 | 529.2704 | 0.01104% | 0.01001% | 0.01052% | 0.01253% | 5962 | 0.01254% | 0.01254% |  | 8.6585 | 22.6045 | 17.9925 |  | 1575 | 508.5774 | 469.1612 | 511.2779 |  | 1575 | 0.01107% | 0.009958% | 0.01059% | 0.009464% | 0.01134% | 0.008993% |  | 1575 | 0.009958% | 0.01059% | 1575 | 4129 | 0.01256% | 4688 | 0.01257% | 0.01257% |  | 1575 | 0.01134% | 0.008993% | 0.01017% |  | 1575 | 5962 | 0.01257% | 0.01218%
| Mar | 7 | 15 | 1576 | 522.1724 | 496.7091 | 526.626 | 0.01114% | 0.01011% | 0.01047% | 0.01253% | 4037 | 0.01254% | 0.01253% |  | 8.6582 | 22.6063 | 17.994 |  | 1576 | 513.5142 | 474.1028 | 508.632 |  | 1576 | 0.01118% | 0.01006% | 0.01053% | 0.009463% | 0.01134% | 0.008994% |  | 1576 | 0.01006% | 0.01053% | 1576 | 5329 | 0.01256% | 5530 | 0.01256% | 0.01256% |  | 1576 | 0.01134% | 0.008994% | 0.01017% |  | 1576 | 4037 | 0.01256% | 0.01252%
| Mar | 7 | 16 | 1577 | 530.064 | 505.6742 | 531.7835 | 0.01131% | 0.0103% | 0.01057% | 0.01253% | 4854 | 0.01254% | 0.01253% |  | 8.6578 | 22.6081 | 17.9955 |  | 1577 | 521.4062 | 483.066 | 513.7881 |  | 1577 | 0.01135% | 0.01025% | 0.01064% | 0.009463% | 0.01134% | 0.008994% |  | 1577 | 0.01025% | 0.01064% | 1577 | 8159 | 0.01256% | 1363 | 0.01256% | 0.01256% |  | 1577 | 0.01134% | 0.008994% | 0.01017% |  | 1577 | 4854 | 0.01256% | 0.01269%
| Mar | 7 | 17 | 1578 | 531.1989 | 523.0085 | 549.9097 | 0.01134% | 0.01065% | 0.01093% | 0.01253% | 5515 | 0.01254% | 0.01253% |  | 8.6574 | 22.61 | 17.9969 |  | 1578 | 522.5415 | 500.3985 | 531.9128 |  | 1578 | 0.01137% | 0.01062% | 0.01102% | 0.009463% | 0.01135% | 0.008995% |  | 1578 | 0.01062% | 0.01102% | 1578 | 1234 | 0.01256% | 727 | 0.01256% | 0.01256% |  | 1578 | 0.01135% | 0.008995% | 0.01017% |  | 1578 | 5515 | 0.01256% | 0.01241%
| Mar | 7 | 18 | 1579 | 533.613 | 534.4592 | 573.9249 | 0.01139% | 0.01088% | 0.01141% | 0.01253% | 4036 | 0.01254% | 0.01253% |  | 8.657 | 22.6118 | 17.9984 |  | 1579 | 524.956 | 511.8474 | 555.9265 |  | 1579 | 0.01143% | 0.01086% | 0.01151% | 0.009462% | 0.01135% | 0.008996% |  | 1579 | 0.01086% | 0.01151% | 1579 | 5432 | 0.01256% | 875 | 0.01256% | 0.01256% |  | 1579 | 0.01135% | 0.008996% | 0.01017% |  | 1579 | 4036 | 0.01256% | 0.01252%
| Mar | 7 | 19 | 1580 | 532.9503 | 536.0697 | 585.5151 | 0.01137% | 0.01092% | 0.01164% | 0.01253% | 4990 | 0.01253% | 0.01253% |  | 8.6567 | 22.6136 | 17.9999 |  | 1580 | 524.2936 | 513.4562 | 567.5153 |  | 1580 | 0.01141% | 0.0109% | 0.01175% | 0.009462% | 0.01135% | 0.008997% |  | 1580 | 0.0109% | 0.01175% | 1580 | 7783 | 0.01256% | 4927 | 0.01256% | 0.01256% |  | 1580 | 0.01135% | 0.008997% | 0.01017% |  | 1580 | 4990 | 0.01256% | 0.01266%
| Mar | 7 | 20 | 1581 | 528.2351 | 534.0403 | 590.1944 | 0.01127% | 0.01087% | 0.01174% | 0.01253% | 4506 | 0.01253% | 0.01253% |  | 8.6563 | 22.6154 | 18.0013 |  | 1581 | 519.5788 | 511.4249 | 572.1931 |  | 1581 | 0.01131% | 0.01085% | 0.01185% | 0.009461% | 0.01135% | 0.008997% |  | 1581 | 0.01085% | 0.01185% | 1581 | 5821 | 0.01256% | 1341 | 0.01256% | 0.01256% |  | 1581 | 0.01135% | 0.008997% | 0.01017% |  | 1581 | 4506 | 0.01256% | 0.0127%
| Mar | 7 | 21 | 1582 | 517.5907 | 523.7998 | 586.7436 | 0.01105% | 0.01067% | 0.01167% | 0.01253% | 5601 | 0.01253% | 0.01253% |  | 8.6559 | 22.6172 | 18.0028 |  | 1582 | 508.9348 | 501.1826 | 568.7408 |  | 1582 | 0.01108% | 0.01064% | 0.01178% | 0.009461% | 0.01135% | 0.008998% |  | 1582 | 0.01064% | 0.01178% | 1582 | 3547 | 0.01256% | 7976 | 0.01256% | 0.01256% |  | 1582 | 0.01135% | 0.008998% | 0.01017% |  | 1582 | 5601 | 0.01256% | 0.01236%
| Mar | 7 | 22 | 1583 | 504.5107 | 510.8968 | 580.6296 | 0.01077% | 0.0104% | 0.01155% | 0.01253% | 4035 | 0.01253% | 0.01253% |  | 8.6556 | 22.619 | 18.0042 |  | 1583 | 495.8551 | 488.2778 | 562.6253 |  | 1583 | 0.01079% | 0.01036% | 0.01165% | 0.009461% | 0.01135% | 0.008999% |  | 1583 | 0.01036% | 0.01165% | 1583 | 3429 | 0.01256% | 4332 | 0.01256% | 0.01256% |  | 1583 | 0.01135% | 0.008999% | 0.01017% |  | 1583 | 4035 | 0.01256% | 0.01252%
| Mar | 7 | 23 | 1584 | 499.2597 | 502.0714 | 579.5418 | 0.01066% | 0.01022% | 0.01152% | 0.01252% | 4784 | 0.01253% | 0.01253% |  | 8.6552 | 22.6208 | 18.0057 |  | 1584 | 490.6045 | 479.4506 | 561.5361 |  | 1584 | 0.01068% | 0.01018% | 0.01163% | 0.00946% | 0.01135% | 0.008999% |  | 1584 | 0.01018% | 0.01163% | 1584 | 4849 | 0.01255% | 5483 | 0.01256% | 0.01256% |  | 1584 | 0.01135% | 0.008999% | 0.01017% |  | 1584 | 4784 | 0.01256% | 0.01271%
| Mar | 8 | 0 | 1585 | 498.4506 | 499.3716 | 583.1802 | 0.01064% | 0.01017% | 0.0116% | 0.01252% | 3915 | 0.01253% | 0.01253% |  | 8.6548 | 22.6226 | 18.0072 |  | 1585 | 489.7958 | 476.7491 | 565.173 |  | 1585 | 0.01066% | 0.01012% | 0.0117% | 0.00946% | 0.01135% | 0.009% |  | 1585 | 0.01012% | 0.0117% | 1585 | 8239 | 0.01255% | 3784 | 0.01256% | 0.01256% |  | 1585 | 0.01135% | 0.009% | 0.01018% |  | 1585 | 3915 | 0.01256% | 0.01244%
| Mar | 8 | 1 | 1586 | 500.1247 | 495.8433 | 592.5668 | 0.01067% | 0.0101% | 0.01178% | 0.01252% | 3937 | 0.01253% | 0.01253% |  | 8.6544 | 22.6244 | 18.0087 |  | 1586 | 491.4703 | 473.219 | 574.5582 |  | 1586 | 0.0107% | 0.01004% | 0.0119% | 0.009459% | 0.01135% | 0.009001% |  | 1586 | 0.01004% | 0.0119% | 1586 | 3659 | 0.01255% | 5158 | 0.01256% | 0.01256% |  | 1586 | 0.01135% | 0.009001% | 0.01018% |  | 1586 | 3937 | 0.01256% | 0.01245%
| Mar | 8 | 2 | 1587 | 502.1067 | 500.8332 | 598.8214 | 0.01072% | 0.0102% | 0.01191% | 0.01252% | 1258 | 0.01253% | 0.01253% |  | 8.6541 | 22.6262 | 18.0101 |  | 1587 | 493.4527 | 478.2071 | 580.8113 |  | 1587 | 0.01074% | 0.01015% | 0.01203% | 0.009459% | 0.01135% | 0.009002% |  | 1587 | 0.01015% | 0.01203% | 1587 | 4435 | 0.01255% | 1338 | 0.01256% | 0.01256% |  | 1587 | 0.01135% | 0.009002% | 0.01018% |  | 1587 | 1258 | 0.01256% | 0.0099%
| Mar | 8 | 3 | 1588 | 511.423 | 505.5252 | 610.4961 | 0.01092% | 0.01029% | 0.01214% | 0.01252% | 5321 | 0.01253% | 0.01253% |  | 8.6537 | 22.6279 | 18.0116 |  | 1588 | 502.7693 | 482.8973 | 592.4845 |  | 1588 | 0.01094% | 0.01025% | 0.01227% | 0.009459% | 0.01135% | 0.009002% |  | 1588 | 0.01025% | 0.01227% | 1588 | 4131 | 0.01255% | 1413 | 0.01256% | 0.01256% |  | 1588 | 0.01135% | 0.009002% | 0.01018% |  | 1588 | 5321 | 0.01256% | 0.01252%
| Mar | 8 | 4 | 1589 | 520.7362 | 516.3801 | 629.0818 | 0.01111% | 0.01052% | 0.01251% | 0.01252% | 5136 | 0.01253% | 0.01253% |  | 8.6533 | 22.6297 | 18.0131 |  | 1589 | 512.0828 | 493.7504 | 611.0687 |  | 1589 | 0.01115% | 0.01048% | 0.01265% | 0.009458% | 0.01135% | 0.009003% |  | 1589 | 0.01048% | 0.01265% | 1589 | 4534 | 0.01255% | 5288 | 0.01256% | 0.01255% |  | 1589 | 0.01135% | 0.009003% | 0.01018% |  | 1589 | 5136 | 0.01255% | 0.0126%
| Mar | 8 | 5 | 1590 | 529.1493 | 539.5608 | 656.1258 | 0.01129% | 0.01099% | 0.01305% | 0.01252% | 4308 | 0.01253% | 0.01253% |  | 8.6529 | 22.6315 | 18.0146 |  | 1590 | 520.4964 | 516.9293 | 638.1112 |  | 1590 | 0.01133% | 0.01097% | 0.01321% | 0.009458% | 0.01136% | 0.009004% |  | 1590 | 0.01097% | 0.01321% | 1590 | 4705 | 0.01255% | 5876 | 0.01256% | 0.01255% |  | 1590 | 0.01136% | 0.009004% | 0.01018% |  | 1590 | 4308 | 0.01255% | 0.01265%
| Mar | 8 | 6 | 1591 | 546.996 | 567.6383 | 678.5093 | 0.01167% | 0.01156% | 0.01349% | 0.01252% | 4285 | 0.01253% | 0.01252% |  | 8.6526 | 22.6333 | 18.0161 |  | 1591 | 538.3435 | 545.005 | 660.4932 |  | 1591 | 0.01172% | 0.01157% | 0.01368% | 0.009457% | 0.01136% | 0.009005% |  | 1591 | 0.01157% | 0.01368% | 1591 | 3261 | 0.01255% | 6752 | 0.01256% | 0.01255% |  | 1591 | 0.01136% | 0.009005% | 0.01018% |  | 1591 | 4285 | 0.01255% | 0.01264%
| Mar | 8 | 7 | 1592 | 539.5325 | 568.4948 | 668.8601 | 0.01152% | 0.01158% | 0.0133% | 0.01252% | 1365 | 0.01253% | 0.01252% |  | 8.6522 | 22.6351 | 18.0175 |  | 1592 | 530.8803 | 545.8597 | 650.8426 |  | 1592 | 0.01156% | 0.01159% | 0.01348% | 0.009457% | 0.01136% | 0.009005% |  | 1592 | 0.01159% | 0.01348% | 1592 | 4660 | 0.01255% | 4502 | 0.01256% | 0.01255% |  | 1592 | 0.01136% | 0.009005% | 0.01018% |  | 1592 | 1365 | 0.01255% | 0.009992%
| Mar | 8 | 8 | 1593 | 516.0755 | 559.2132 | 636.8556 | 0.01101% | 0.01139% | 0.01266% | 0.01252% | 1569 | 0.01253% | 0.01252% |  | 8.6518 | 22.6369 | 18.019 |  | 1593 | 507.4237 | 536.5763 | 618.8365 |  | 1593 | 0.01105% | 0.01139% | 0.01282% | 0.009457% | 0.01136% | 0.009006% |  | 1593 | 0.01139% | 0.01282% | 1593 | 3608 | 0.01254% | 5734 | 0.01256% | 0.01255% |  | 1593 | 0.01136% | 0.009006% | 0.01018% |  | 1593 | 1569 | 0.01255% | 0.01016%
| Mar | 8 | 9 | 1594 | 486.9755 | 549.2148 | 601.1189 | 0.01039% | 0.01118% | 0.01195% | 0.01251% | 4224 | 0.01253% | 0.01252% |  | 8.6515 | 22.6386 | 18.0205 |  | 1594 | 478.3241 | 526.5761 | 583.0984 |  | 1594 | 0.01041% | 0.01118% | 0.01208% | 0.009456% | 0.01136% | 0.009007% |  | 1594 | 0.01118% | 0.01208% | 1594 | 5070 | 0.01254% | 840 | 0.01256% | 0.01255% |  | 1594 | 0.01136% | 0.009007% | 0.01018% |  | 1594 | 4224 | 0.01255% | 0.01261%
| Mar | 8 | 10 | 1595 | 466.4091 | 541.0876 | 573.9905 | 0.009955% | 0.01102% | 0.01141% | 0.01251% | 3706 | 0.01253% | 0.01252% |  | 8.6511 | 22.6404 | 18.022 |  | 1595 | 457.758 | 518.4472 | 555.9685 |  | 1595 | 0.009964% | 0.011% | 0.01151% | 0.009456% | 0.01136% | 0.009008% |  | 1595 | 0.011% | 0.01151% | 1595 | 1258 | 0.01254% | 4056 | 0.01256% | 0.01255% |  | 1595 | 0.01136% | 0.009008% | 0.01018% |  | 1595 | 3706 | 0.01255% | 0.01226%
| Mar | 8 | 11 | 1596 | 451.5635 | 533.5003 | 558.4993 | 0.009638% | 0.01086% | 0.01111% | 0.01251% | 8433 | 0.01253% | 0.01252% |  | 8.6507 | 22.6422 | 18.0235 |  | 1596 | 442.9128 | 510.8581 | 540.4758 |  | 1596 | 0.009641% | 0.01084% | 0.01119% | 0.009455% | 0.01136% | 0.009008% |  | 1596 | 0.01084% | 0.01119% | 1596 | 5257 | 0.01254% | 3780 | 0.01256% | 0.01255% |  | 1596 | 0.01136% | 0.009008% | 0.01018% |  | 1596 | 8433 | 0.01255% | 0.01124%
| Mar | 8 | 12 | 1597 | 447.5277 | 521.8914 | 539.3322 | 0.009552% | 0.01063% | 0.01072% | 0.01251% | 4809 | 0.01253% | 0.01252% |  | 8.6504 | 22.6439 | 18.025 |  | 1597 | 438.8773 | 499.2474 | 521.3072 |  | 1597 | 0.009553% | 0.0106% | 0.0108% | 0.009455% | 0.01136% | 0.009009% |  | 1597 | 0.0106% | 0.0108% | 1597 | 5021 | 0.01254% | 4126 | 0.01256% | 0.01255% |  | 1597 | 0.01136% | 0.009009% | 0.01019% |  | 1597 | 4809 | 0.01255% | 0.0127%
| Mar | 8 | 13 | 1598 | 445.7832 | 512.2281 | 528.0983 | 0.009514% | 0.01043% | 0.0105% | 0.01251% | 5314 | 0.01253% | 0.01252% |  | 8.65 | 22.6457 | 18.0265 |  | 1598 | 437.1332 | 489.5824 | 510.0718 |  | 1598 | 0.009515% | 0.01039% | 0.01056% | 0.009455% | 0.01136% | 0.00901% |  | 1598 | 0.01039% | 0.01056% | 1598 | 5065 | 0.01254% | 3752 | 0.01256% | 0.01255% |  | 1598 | 0.01136% | 0.00901% | 0.01019% |  | 1598 | 5314 | 0.01255% | 0.01252%
| Mar | 8 | 14 | 1599 | 442.7423 | 496.6626 | 522.5845 | 0.009449% | 0.01011% | 0.01039% | 0.01251% | 5388 | 0.01253% | 0.01252% |  | 8.6496 | 22.6475 | 18.028 |  | 1599 | 434.0927 | 474.0151 | 504.5565 |  | 1599 | 0.009449% | 0.01006% | 0.01045% | 0.009454% | 0.01136% | 0.009011% |  | 1599 | 0.01006% | 0.01045% | 1599 | 3996 | 0.01254% | 1009 | 0.01256% | 0.01255% |  | 1599 | 0.01136% | 0.009011% | 0.01019% |  | 1599 | 5388 | 0.01255% | 0.01248%
| Mar | 8 | 15 | 1600 | 447.8349 | 490.9186 | 520.784 | 0.009558% | 0.009997% | 0.01036% | 0.01251% | 3888 | 0.01253% | 0.01252% |  | 8.6493 | 22.6492 | 18.0295 |  | 1600 | 439.1856 | 468.2694 | 502.7546 |  | 1600 | 0.00956% | 0.009939% | 0.01041% | 0.009454% | 0.01136% | 0.009011% |  | 1600 | 0.009939% | 0.01041% | 1600 | 5282 | 0.01254% | 3849 | 0.01256% | 0.01255% |  | 1600 | 0.01136% | 0.009011% | 0.01019% |  | 1600 | 3888 | 0.01255% | 0.01242%
| Mar | 8 | 16 | 1601 | 459.2345 | 486.4873 | 533.237 | 0.009801% | 0.009907% | 0.0106% | 0.01251% | 4449 | 0.01252% | 0.01252% |  | 8.6489 | 22.651 | 18.0309 |  | 1601 | 450.5856 | 463.8363 | 515.2061 |  | 1601 | 0.009808% | 0.009845% | 0.01067% | 0.009453% | 0.01137% | 0.009012% |  | 1601 | 0.009845% | 0.01067% | 1601 | 4338 | 0.01254% | 1349 | 0.01256% | 0.01255% |  | 1601 | 0.01137% | 0.009012% | 0.01019% |  | 1601 | 4449 | 0.01255% | 0.01269%
| Mar | 8 | 17 | 1602 | 468.8676 | 498.571 | 552.9386 | 0.01001% | 0.01015% | 0.01099% | 0.01251% | 3573 | 0.01252% | 0.01252% |  | 8.6485 | 22.6528 | 18.0324 |  | 1602 | 460.219 | 475.9183 | 534.9061 |  | 1602 | 0.01002% | 0.0101% | 0.01108% | 0.009453% | 0.01137% | 0.009013% |  | 1602 | 0.0101% | 0.01108% | 1602 | 3716 | 0.01254% | 1516 | 0.01256% | 0.01255% |  | 1602 | 0.01137% | 0.009013% | 0.01019% |  | 1602 | 3573 | 0.01255% | 0.01214%
| Mar | 8 | 18 | 1603 | 477.197 | 516.0915 | 578.2009 | 0.01018% | 0.01051% | 0.0115% | 0.01251% | 4261 | 0.01252% | 0.01252% |  | 8.6482 | 22.6545 | 18.0339 |  | 1603 | 468.5488 | 493.437 | 560.1669 |  | 1603 | 0.0102% | 0.01047% | 0.0116% | 0.009453% | 0.01137% | 0.009014% |  | 1603 | 0.01047% | 0.0116% | 1603 | 5022 | 0.01253% | 1506 | 0.01255% | 0.01254% |  | 1603 | 0.01137% | 0.009014% | 0.01019% |  | 1603 | 4261 | 0.01254% | 0.01263%
| Mar | 8 | 19 | 1604 | 477.9452 | 517.6369 | 588.8159 | 0.0102% | 0.01054% | 0.01171% | 0.01251% | 1687 | 0.01252% | 0.01252% |  | 8.6478 | 22.6563 | 18.0354 |  | 1604 | 469.2974 | 494.9806 | 570.7805 |  | 1604 | 0.01022% | 0.01051% | 0.01182% | 0.009452% | 0.01137% | 0.009014% |  | 1604 | 0.01051% | 0.01182% | 1604 | 7566 | 0.01253% | 1389 | 0.01255% | 0.01254% |  | 1604 | 0.01137% | 0.009014% | 0.01019% |  | 1604 | 1687 | 0.01254% | 0.01026%
| Mar | 8 | 20 | 1605 | 473.5409 | 513.5686 | 595.1081 | 0.01011% | 0.01046% | 0.01183% | 0.01251% | 8049 | 0.01252% | 0.01251% |  | 8.6474 | 22.658 | 18.037 |  | 1605 | 464.8934 | 490.9106 | 577.0711 |  | 1605 | 0.01012% | 0.01042% | 0.01195% | 0.009452% | 0.01137% | 0.009015% |  | 1605 | 0.01042% | 0.01195% | 1605 | 5995 | 0.01253% | 1411 | 0.01255% | 0.01254% |  | 1605 | 0.01137% | 0.009015% | 0.01019% |  | 1605 | 8049 | 0.01254% | 0.01154%
| Mar | 8 | 21 | 1606 | 465.1721 | 504.0357 | 595.23 | 0.009928% | 0.01026% | 0.01184% | 0.01251% | 3106 | 0.01252% | 0.01251% |  | 8.6471 | 22.6598 | 18.0385 |  | 1606 | 456.525 | 481.3759 | 577.1915 |  | 1606 | 0.009938% | 0.01022% | 0.01195% | 0.009451% | 0.01137% | 0.009016% |  | 1606 | 0.01022% | 0.01195% | 1606 | 8098 | 0.01253% | 5653 | 0.01255% | 0.01254% |  | 1606 | 0.01137% | 0.009016% | 0.01019% |  | 1606 | 3106 | 0.01254% | 0.01167%
| Mar | 8 | 22 | 1607 | 451.9092 | 492.2685 | 595.2956 | 0.009645% | 0.01002% | 0.01184% | 0.01251% | 3426 | 0.01252% | 0.01251% |  | 8.6467 | 22.6615 | 18.04 |  | 1607 | 443.2625 | 469.607 | 577.2556 |  | 1607 | 0.009649% | 0.009967% | 0.01195% | 0.009451% | 0.01137% | 0.009017% |  | 1607 | 0.009967% | 0.01195% | 1607 | 5659 | 0.01253% | 8431 | 0.01255% | 0.01254% |  | 1607 | 0.01137% | 0.009017% | 0.01019% |  | 1607 | 3426 | 0.01254% | 0.012%
| Mar | 8 | 23 | 1608 | 444.4356 | 486.3849 | 594.4798 | 0.009486% | 0.009904% | 0.01182% | 0.01251% | 3960 | 0.01252% | 0.01251% |  | 8.6463 | 22.6633 | 18.0415 |  | 1608 | 435.7893 | 463.7216 | 576.4383 |  | 1608 | 0.009486% | 0.009842% | 0.01194% | 0.009451% | 0.01137% | 0.009017% |  | 1608 | 0.009842% | 0.01194% | 1608 | 8250 | 0.01253% | 3785 | 0.01255% | 0.01254% |  | 1608 | 0.01137% | 0.009017% | 0.01019% |  | 1608 | 3960 | 0.01254% | 0.01247%
| Mar | 9 | 0 | 1609 | 441.0081 | 484.6254 | 590.4945 | 0.009412% | 0.009869% | 0.01174% | 0.01251% | 4262 | 0.01252% | 0.01251% |  | 8.646 | 22.665 | 18.043 |  | 1609 | 432.3621 | 461.9604 | 572.4515 |  | 1609 | 0.009412% | 0.009805% | 0.01185% | 0.00945% | 0.01137% | 0.009018% |  | 1609 | 0.009805% | 0.01185% | 1609 | 7601 | 0.01253% | 4034 | 0.01255% | 0.01254% |  | 1609 | 0.01137% | 0.009018% | 0.0102% |  | 1609 | 4262 | 0.01254% | 0.01263%
| Mar | 9 | 1 | 1610 | 441.9335 | 485.6494 | 586.9311 | 0.009432% | 0.00989% | 0.01167% | 0.0125% | 3693 | 0.01252% | 0.01251% |  | 8.6456 | 22.6667 | 18.0445 |  | 1610 | 433.2879 | 462.9827 | 568.8866 |  | 1610 | 0.009432% | 0.009827% | 0.01178% | 0.00945% | 0.01137% | 0.009019% |  | 1610 | 0.009827% | 0.01178% | 1610 | 5285 | 0.01253% | 4149 | 0.01255% | 0.01254% |  | 1610 | 0.01137% | 0.009019% | 0.0102% |  | 1610 | 3693 | 0.01254% | 0.01225%
| Mar | 9 | 2 | 1611 | 443.0823 | 488.0885 | 587.1186 | 0.009457% | 0.009939% | 0.01167% | 0.0125% | 1179 | 0.01252% | 0.01251% |  | 8.6452 | 22.6685 | 18.046 |  | 1611 | 434.4371 | 465.42 | 569.0726 |  | 1611 | 0.009457% | 0.009878% | 0.01178% | 0.009449% | 0.01137% | 0.00902% |  | 1611 | 0.009878% | 0.01178% | 1611 | 7737 | 0.01253% | 5744 | 0.01255% | 0.01254% |  | 1611 | 0.01137% | 0.00902% | 0.0102% |  | 1611 | 1179 | 0.01254% | 0.009831%
| Mar | 9 | 3 | 1612 | 451.0772 | 493.9163 | 587.2687 | 0.009627% | 0.01006% | 0.01168% | 0.0125% | 4183 | 0.01251% | 0.01251% |  | 8.6449 | 22.6702 | 18.0475 |  | 1612 | 442.4324 | 471.2461 | 569.2212 |  | 1612 | 0.009631% | 0.01% | 0.01179% | 0.009449% | 0.01138% | 0.00902% |  | 1612 | 0.01% | 0.01179% | 1612 | 3752 | 0.01253% | 7257 | 0.01255% | 0.01254% |  | 1612 | 0.01138% | 0.00902% | 0.0102% |  | 1612 | 4183 | 0.01254% | 0.0126%
| Mar | 9 | 4 | 1613 | 462.3092 | 503.1327 | 594.2172 | 0.009867% | 0.01025% | 0.01182% | 0.0125% | 5215 | 0.01251% | 0.01251% |  | 8.6445 | 22.6719 | 18.049 |  | 1613 | 453.6647 | 480.4607 | 576.1682 |  | 1613 | 0.009875% | 0.0102% | 0.01193% | 0.009449% | 0.01138% | 0.009021% |  | 1613 | 0.0102% | 0.01193% | 1613 | 8107 | 0.01253% | 3762 | 0.01255% | 0.01254% |  | 1613 | 0.01138% | 0.009021% | 0.0102% |  | 1613 | 5215 | 0.01254% | 0.01257%
| Mar | 9 | 5 | 1614 | 482.6291 | 524.7401 | 604.354 | 0.0103% | 0.01069% | 0.01202% | 0.0125% | 5680 | 0.01251% | 0.01251% |  | 8.6441 | 22.6737 | 18.0506 |  | 1614 | 473.9849 | 502.0664 | 586.3035 |  | 1614 | 0.01032% | 0.01066% | 0.01214% | 0.009448% | 0.01138% | 0.009022% |  | 1614 | 0.01066% | 0.01214% | 1614 | 7617 | 0.01253% | 4061 | 0.01255% | 0.01254% |  | 1614 | 0.01138% | 0.009022% | 0.0102% |  | 1614 | 5680 | 0.01254% | 0.01232%
| Mar | 9 | 6 | 1615 | 511.4671 | 546.8688 | 618.4574 | 0.01092% | 0.01114% | 0.0123% | 0.0125% | 1063 | 0.01251% | 0.01251% |  | 8.6438 | 22.6754 | 18.0521 |  | 1615 | 502.8234 | 524.1934 | 600.4053 |  | 1615 | 0.01095% | 0.01113% | 0.01243% | 0.009448% | 0.01138% | 0.009023% |  | 1615 | 0.01113% | 0.01243% | 1615 | 3885 | 0.01253% | 3426 | 0.01255% | 0.01254% |  | 1615 | 0.01138% | 0.009023% | 0.0102% |  | 1615 | 1063 | 0.01254% | 0.009733%
| Mar | 9 | 7 | 1616 | 508.9357 | 539.3281 | 620.9236 | 0.01086% | 0.01098% | 0.01235% | 0.0125% | 4007 | 0.01251% | 0.01251% |  | 8.6434 | 22.6771 | 18.0536 |  | 1616 | 500.2923 | 516.6509 | 602.87 |  | 1616 | 0.01089% | 0.01097% | 0.01248% | 0.009447% | 0.01138% | 0.009023% |  | 1616 | 0.01097% | 0.01248% | 1616 | 3377 | 0.01253% | 4314 | 0.01255% | 0.01254% |  | 1616 | 0.01138% | 0.009023% | 0.0102% |  | 1616 | 4007 | 0.01254% | 0.0125%
| Mar | 9 | 8 | 1617 | 498.0411 | 521.2676 | 617.1071 | 0.01063% | 0.01061% | 0.01227% | 0.0125% | 932 | 0.01251% | 0.01251% |  | 8.6431 | 22.6789 | 18.0551 |  | 1617 | 489.3981 | 498.5888 | 599.052 |  | 1617 | 0.01065% | 0.01058% | 0.01241% | 0.009447% | 0.01138% | 0.009024% |  | 1617 | 0.01058% | 0.01241% | 1617 | 4296 | 0.01253% | 933 | 0.01255% | 0.01254% |  | 1617 | 0.01138% | 0.009024% | 0.0102% |  | 1617 | 932 | 0.01254% | 0.009627%
| Mar | 9 | 9 | 1618 | 486.4495 | 503.8123 | 597.7806 | 0.01038% | 0.01026% | 0.01189% | 0.0125% | 4103 | 0.01251% | 0.01251% |  | 8.6427 | 22.6806 | 18.0566 |  | 1618 | 477.8068 | 481.1317 | 579.7239 |  | 1618 | 0.0104% | 0.01021% | 0.01201% | 0.009447% | 0.01138% | 0.009025% |  | 1618 | 0.01021% | 0.01201% | 1618 | 5167 | 0.01253% | 4666 | 0.01255% | 0.01254% |  | 1618 | 0.01138% | 0.009025% | 0.0102% |  | 1618 | 4103 | 0.01254% | 0.01256%
| Mar | 9 | 10 | 1619 | 480.3176 | 494.931 | 574.4875 | 0.01025% | 0.01008% | 0.01142% | 0.0125% | 866 | 0.01251% | 0.01251% |  | 8.6423 | 22.6823 | 18.0582 |  | 1619 | 471.6752 | 472.2487 | 556.4293 |  | 1619 | 0.01027% | 0.01002% | 0.01152% | 0.009446% | 0.01138% | 0.009026% |  | 1619 | 0.01002% | 0.01152% | 1619 | 5161 | 0.01253% | 4759 | 0.01255% | 0.01254% |  | 1619 | 0.01138% | 0.009026% | 0.0102% |  | 1619 | 866 | 0.01254% | 0.009577%
| Mar | 9 | 11 | 1620 | 477.603 | 486.1707 | 555.3767 | 0.01019% | 0.0099% | 0.01104% | 0.0125% | 3776 | 0.01251% | 0.0125% |  | 8.642 | 22.684 | 18.0597 |  | 1620 | 468.9611 | 463.4867 | 537.317 |  | 1620 | 0.01021% | 0.009837% | 0.01113% | 0.009446% | 0.01138% | 0.009026% |  | 1620 | 0.009837% | 0.01113% | 1620 | 4339 | 0.01253% | 1420 | 0.01255% | 0.01254% |  | 1620 | 0.01138% | 0.009026% | 0.0102% |  | 1620 | 3776 | 0.01254% | 0.01232%
| Mar | 9 | 12 | 1621 | 478.9775 | 485.0071 | 542.0235 | 0.01022% | 0.009876% | 0.01078% | 0.0125% | 1589 | 0.01251% | 0.0125% |  | 8.6416 | 22.6857 | 18.0612 |  | 1621 | 470.3359 | 462.3213 | 523.9623 |  | 1621 | 0.01024% | 0.009813% | 0.01085% | 0.009445% | 0.01138% | 0.009027% |  | 1621 | 0.009813% | 0.01085% | 1621 | 3418 | 0.01252% | 929 | 0.01254% | 0.01253% |  | 1621 | 0.01138% | 0.009027% | 0.01021% |  | 1621 | 1589 | 0.01253% | 0.01018%
| Mar | 9 | 13 | 1622 | 474.4115 | 476.4982 | 530.4801 | 0.01013% | 0.009703% | 0.01055% | 0.0125% | 3775 | 0.01251% | 0.0125% |  | 8.6413 | 22.6874 | 18.0628 |  | 1622 | 465.7702 | 453.8107 | 512.4173 |  | 1622 | 0.01014% | 0.009632% | 0.01061% | 0.009445% | 0.01138% | 0.009028% |  | 1622 | 0.009632% | 0.01061% | 1622 | 4610 | 0.01252% | 5509 | 0.01254% | 0.01253% |  | 1622 | 0.01138% | 0.009028% | 0.01021% |  | 1622 | 3775 | 0.01253% | 0.01232%
| Mar | 9 | 14 | 1623 | 473.5713 | 468.9575 | 521.3842 | 0.01011% | 0.00955% | 0.01037% | 0.0125% | 3751 | 0.01251% | 0.0125% |  | 8.6409 | 22.6891 | 18.0643 |  | 1623 | 464.9304 | 446.2683 | 503.3199 |  | 1623 | 0.01012% | 0.009472% | 0.01042% | 0.009445% | 0.01138% | 0.009029% |  | 1623 | 0.009472% | 0.01042% | 1623 | 5826 | 0.01252% | 657 | 0.01254% | 0.01253% |  | 1623 | 0.01138% | 0.009029% | 0.01021% |  | 1623 | 3751 | 0.01253% | 0.0123%
| Mar | 9 | 15 | 1624 | 475.0518 | 469.5253 | 519.143 | 0.01014% | 0.009561% | 0.01032% | 0.0125% | 971 | 0.01251% | 0.0125% |  | 8.6405 | 22.6909 | 18.0658 |  | 1624 | 466.4113 | 446.8345 | 501.0772 |  | 1624 | 0.01015% | 0.009484% | 0.01038% | 0.009444% | 0.01139% | 0.009029% |  | 1624 | 0.009484% | 0.01038% | 1624 | 4319 | 0.01252% | 728 | 0.01254% | 0.01253% |  | 1624 | 0.01139% | 0.009029% | 0.01021% |  | 1624 | 971 | 0.01253% | 0.009658%
| Mar | 9 | 16 | 1625 | 486.6886 | 475.5207 | 525.829 | 0.01039% | 0.009683% | 0.01046% | 0.0125% | 5064 | 0.01251% | 0.0125% |  | 8.6402 | 22.6926 | 18.0674 |  | 1625 | 478.0484 | 452.8281 | 507.7616 |  | 1625 | 0.01041% | 0.009611% | 0.01051% | 0.009444% | 0.01139% | 0.00903% |  | 1625 | 0.009611% | 0.01051% | 1625 | 3620 | 0.01252% | 185 | 0.01254% | 0.01253% |  | 1625 | 0.01139% | 0.00903% | 0.01021% |  | 1625 | 5064 | 0.01253% | 0.01263%
| Mar | 9 | 17 | 1626 | 490.7037 | 483.1358 | 544.5928 | 0.01047% | 0.009838% | 0.01083% | 0.0125% | 5396 | 0.01251% | 0.0125% |  | 8.6398 | 22.6943 | 18.0689 |  | 1626 | 482.0639 | 460.4416 | 526.524 |  | 1626 | 0.01049% | 0.009773% | 0.0109% | 0.009443% | 0.01139% | 0.009031% |  | 1626 | 0.009773% | 0.0109% | 1626 | 3741 | 0.01252% | 8433 | 0.01254% | 0.01253% |  | 1626 | 0.01139% | 0.009031% | 0.01021% |  | 1626 | 5396 | 0.01253% | 0.01248%
| Mar | 9 | 18 | 1627 | 494.3226 | 507.1358 | 571.7962 | 0.01055% | 0.01033% | 0.01137% | 0.01249% | 5818 | 0.01251% | 0.0125% |  | 8.6395 | 22.696 | 18.0704 |  | 1627 | 485.6831 | 484.4398 | 553.7258 |  | 1627 | 0.01057% | 0.01028% | 0.01147% | 0.009443% | 0.01139% | 0.009032% |  | 1627 | 0.01028% | 0.01147% | 1627 | 1351 | 0.01252% | 3573 | 0.01254% | 0.01253% |  | 1627 | 0.01139% | 0.009032% | 0.01021% |  | 1627 | 5818 | 0.01253% | 0.01225%
| Mar | 9 | 19 | 1628 | 492.912 | 513.3825 | 581.6986 | 0.01052% | 0.01045% | 0.01157% | 0.01249% | 4735 | 0.01251% | 0.0125% |  | 8.6391 | 22.6977 | 18.072 |  | 1628 | 484.2729 | 490.6848 | 563.6266 |  | 1628 | 0.01054% | 0.01041% | 0.01167% | 0.009443% | 0.01139% | 0.009033% |  | 1628 | 0.01041% | 0.01167% | 1628 | 4130 | 0.01252% | 1173 | 0.01254% | 0.01253% |  | 1628 | 0.01139% | 0.009033% | 0.01021% |  | 1628 | 4735 | 0.01253% | 0.01271%
| Mar | 9 | 20 | 1629 | 485.1863 | 513.1776 | 589.5849 | 0.01036% | 0.01045% | 0.01172% | 0.01249% | 5625 | 0.01251% | 0.0125% |  | 8.6387 | 22.6994 | 18.0735 |  | 1629 | 476.5475 | 490.4783 | 571.5114 |  | 1629 | 0.01037% | 0.01041% | 0.01184% | 0.009442% | 0.01139% | 0.009033% |  | 1629 | 0.01041% | 0.01184% | 1629 | 4388 | 0.01252% | 1042 | 0.01254% | 0.01253% |  | 1629 | 0.01139% | 0.009033% | 0.01021% |  | 1629 | 5625 | 0.01253% | 0.01235%
| Mar | 9 | 21 | 1630 | 481.8076 | 514.1086 | 591.2728 | 0.01028% | 0.01047% | 0.01176% | 0.01249% | 3728 | 0.0125% | 0.0125% |  | 8.6384 | 22.7011 | 18.0751 |  | 1630 | 473.1692 | 491.4075 | 573.1977 |  | 1630 | 0.0103% | 0.01043% | 0.01187% | 0.009442% | 0.01139% | 0.009034% |  | 1630 | 0.01043% | 0.01187% | 1630 | 3568 | 0.01252% | 3706 | 0.01254% | 0.01253% |  | 1630 | 0.01139% | 0.009034% | 0.01021% |  | 1630 | 3728 | 0.01253% | 0.01228%
| Mar | 9 | 22 | 1631 | 471.6371 | 510.8968 | 586.7904 | 0.01007% | 0.0104% | 0.01167% | 0.01249% | 4057 | 0.0125% | 0.0125% |  | 8.638 | 22.7028 | 18.0766 |  | 1631 | 462.999 | 488.1941 | 568.7138 |  | 1631 | 0.01008% | 0.01036% | 0.01178% | 0.009441% | 0.01139% | 0.009035% |  | 1631 | 0.01036% | 0.01178% | 1631 | 5565 | 0.01252% | 1437 | 0.01254% | 0.01253% |  | 1631 | 0.01139% | 0.009035% | 0.01021% |  | 1631 | 4057 | 0.01253% | 0.01253%
| Mar | 9 | 23 | 1632 | 463.8483 | 507.2196 | 586.5466 | 0.0099% | 0.01033% | 0.01166% | 0.01249% | 3425 | 0.0125% | 0.0125% |  | 8.6377 | 22.7044 | 18.0781 |  | 1632 | 455.2106 | 484.5151 | 568.4685 |  | 1632 | 0.009909% | 0.01028% | 0.01177% | 0.009441% | 0.01139% | 0.009036% |  | 1632 | 0.01028% | 0.01177% | 1632 | 4873 | 0.01251% | 4570 | 0.01254% | 0.01253% |  | 1632 | 0.01139% | 0.009036% | 0.01021% |  | 1632 | 3425 | 0.01253% | 0.012%
| Mar | 10 | 0 | 1633 | 461.5167 | 506.4655 | 592.323 | 0.00985% | 0.01031% | 0.01178% | 0.01249% | 4136 | 0.0125% | 0.0125% |  | 8.6373 | 22.7061 | 18.0797 |  | 1633 | 452.8794 | 483.7594 | 574.2433 |  | 1633 | 0.009858% | 0.01027% | 0.01189% | 0.009441% | 0.01139% | 0.009036% |  | 1633 | 0.01027% | 0.01189% | 1633 | 5373 | 0.01251% | 1010 | 0.01254% | 0.01253% |  | 1633 | 0.01139% | 0.009036% | 0.01021% |  | 1633 | 4136 | 0.01253% | 0.01257%
| Mar | 10 | 1 | 1634 | 462.8251 | 511.865 | 599.5716 | 0.009878% | 0.01042% | 0.01192% | 0.01249% | 4229 | 0.0125% | 0.0125% |  | 8.637 | 22.7078 | 18.0812 |  | 1634 | 454.1881 | 489.1572 | 581.4904 |  | 1634 | 0.009887% | 0.01038% | 0.01204% | 0.00944% | 0.01139% | 0.009037% |  | 1634 | 0.01038% | 0.01204% | 1634 | 4376 | 0.01251% | 865 | 0.01254% | 0.01253% |  | 1634 | 0.01139% | 0.009037% | 0.01022% |  | 1634 | 4229 | 0.01253% | 0.01262%
| Mar | 10 | 3 | 1635 | 463.0767 | 514.4996 | 609.0895 | 0.009883% | 0.01048% | 0.01211% | 0.01249% | 1531 | 0.0125% | 0.0125% |  | 8.6366 | 22.7095 | 18.0828 |  | 1635 | 454.4401 | 491.7901 | 591.0067 |  | 1635 | 0.009892% | 0.01044% | 0.01224% | 0.00944% | 0.01139% | 0.009038% |  | 1635 | 0.01044% | 0.01224% | 1635 | 4413 | 0.01251% | 704 | 0.01254% | 0.01252% |  | 1635 | 0.01139% | 0.009038% | 0.01022% |  | 1635 | 1531 | 0.01252% | 0.01013%
| Mar | 10 | 4 | 1636 | 466.97 | 527.4584 | 620.3516 | 0.009966% | 0.01074% | 0.01234% | 0.01249% | 854 | 0.0125% | 0.01249% |  | 8.6362 | 22.7112 | 18.0843 |  | 1636 | 458.3337 | 504.7473 | 602.2673 |  | 1636 | 0.009977% | 0.01071% | 0.01247% | 0.00944% | 0.0114% | 0.009039% |  | 1636 | 0.01071% | 0.01247% | 1636 | 79 | 0.01251% | 959 | 0.01254% | 0.01252% |  | 1636 | 0.0114% | 0.009039% | 0.01022% |  | 1636 | 854 | 0.01252% | 0.009568%
| Mar | 10 | 5 | 1637 | 472.3604 | 535.5577 | 630.6009 | 0.01008% | 0.01091% | 0.01254% | 0.01249% | 5001 | 0.0125% | 0.01249% |  | 8.6359 | 22.7129 | 18.0859 |  | 1637 | 463.7245 | 512.8449 | 612.515 |  | 1637 | 0.01009% | 0.01089% | 0.01268% | 0.009439% | 0.0114% | 0.00904% |  | 1637 | 0.01089% | 0.01268% | 1637 | 3826 | 0.01251% | 5490 | 0.01254% | 0.01252% |  | 1637 | 0.0114% | 0.00904% | 0.01022% |  | 1637 | 5001 | 0.01252% | 0.01265%
| Mar | 10 | 6 | 1638 | 493.5861 | 549.6896 | 646.1203 | 0.01053% | 0.01119% | 0.01285% | 0.01249% | 986 | 0.0125% | 0.01249% |  | 8.6355 | 22.7145 | 18.0875 |  | 1638 | 484.9505 | 526.975 | 628.0328 |  | 1638 | 0.01056% | 0.01118% | 0.01301% | 0.009439% | 0.0114% | 0.00904% |  | 1638 | 0.01118% | 0.01301% | 1638 | 3442 | 0.01251% | 3992 | 0.01254% | 0.01252% |  | 1638 | 0.0114% | 0.00904% | 0.01022% |  | 1638 | 986 | 0.01252% | 0.00967%
| Mar | 10 | 7 | 1639 | 518.0261 | 563.0766 | 656.7353 | 0.01106% | 0.01147% | 0.01306% | 0.01249% | 3914 | 0.0125% | 0.01249% |  | 8.6352 | 22.7162 | 18.089 |  | 1639 | 509.3909 | 540.3604 | 638.6463 |  | 1639 | 0.01109% | 0.01147% | 0.01323% | 0.009438% | 0.0114% | 0.009041% |  | 1639 | 0.01147% | 0.01323% | 1639 | 5238 | 0.01251% | 5302 | 0.01254% | 0.01252% |  | 1639 | 0.0114% | 0.009041% | 0.01022% |  | 1639 | 3914 | 0.01252% | 0.01244%
| Mar | 10 | 8 | 1640 | 509.2189 | 554.0278 | 644.7043 | 0.01087% | 0.01128% | 0.01282% | 0.01249% | 3739 | 0.0125% | 0.01249% |  | 8.6348 | 22.7179 | 18.0906 |  | 1640 | 500.5841 | 531.3099 | 626.6137 |  | 1640 | 0.0109% | 0.01128% | 0.01298% | 0.009438% | 0.0114% | 0.009042% |  | 1640 | 0.01128% | 0.01298% | 1640 | 3729 | 0.01251% | 5169 | 0.01254% | 0.01252% |  | 1640 | 0.0114% | 0.009042% | 0.01022% |  | 1640 | 3739 | 0.01252% | 0.01229%
| Mar | 10 | 9 | 1641 | 476.398 | 540.8083 | 618.0542 | 0.01017% | 0.01101% | 0.01229% | 0.01248% | 4919 | 0.0125% | 0.01249% |  | 8.6345 | 22.7196 | 18.0921 |  | 1641 | 467.7635 | 518.0887 | 599.962 |  | 1641 | 0.01018% | 0.011% | 0.01242% | 0.009438% | 0.0114% | 0.009043% |  | 1641 | 0.011% | 0.01242% | 1641 | 3619 | 0.01251% | 4260 | 0.01254% | 0.01252% |  | 1641 | 0.0114% | 0.009043% | 0.01022% |  | 1641 | 4919 | 0.01252% | 0.01268%
| Mar | 10 | 10 | 1642 | 448.5662 | 521.9379 | 588.0751 | 0.009574% | 0.01063% | 0.01169% | 0.01248% | 4060 | 0.0125% | 0.01249% |  | 8.6341 | 22.7212 | 18.0937 |  | 1642 | 439.932 | 499.2167 | 569.9814 |  | 1642 | 0.009576% | 0.0106% | 0.0118% | 0.009437% | 0.0114% | 0.009043% |  | 1642 | 0.0106% | 0.0118% | 1642 | 3378 | 0.01251% | 3083 | 0.01254% | 0.01252% |  | 1642 | 0.0114% | 0.009043% | 0.01022% |  | 1642 | 4060 | 0.01252% | 0.01253%
| Mar | 10 | 11 | 1643 | 433.9519 | 503.2165 | 563.5255 | 0.009262% | 0.01025% | 0.01121% | 0.01248% | 5089 | 0.0125% | 0.01249% |  | 8.6338 | 22.7229 | 18.0953 |  | 1643 | 425.3181 | 480.4936 | 545.4302 |  | 1643 | 0.009258% | 0.0102% | 0.01129% | 0.009437% | 0.0114% | 0.009044% |  | 1643 | 0.0102% | 0.01129% | 1643 | 3474 | 0.01251% | 5768 | 0.01253% | 0.01252% |  | 1643 | 0.0114% | 0.009044% | 0.01022% |  | 1643 | 5089 | 0.01252% | 0.01262%
| Mar | 10 | 12 | 1644 | 427.2895 | 479.049 | 544.8085 | 0.00912% | 0.009755% | 0.01083% | 0.01248% | 175 | 0.0125% | 0.01249% |  | 8.6334 | 22.7246 | 18.0968 |  | 1644 | 418.6561 | 456.3244 | 526.7117 |  | 1644 | 0.009113% | 0.009685% | 0.01091% | 0.009436% | 0.0114% | 0.009045% |  | 1644 | 0.009685% | 0.01091% | 1644 | 7603 | 0.01251% | 3034 | 0.01253% | 0.01252% |  | 1644 | 0.0114% | 0.009045% | 0.01022% |  | 1644 | 175 | 0.01252% | 0.009183%
| Mar | 10 | 13 | 1645 | 425.0583 | 465.6246 | 530.0487 | 0.009072% | 0.009482% | 0.01054% | 0.01248% | 4833 | 0.0125% | 0.01249% |  | 8.6331 | 22.7262 | 18.0984 |  | 1645 | 416.4252 | 442.8984 | 511.9504 |  | 1645 | 0.009065% | 0.0094% | 0.0106% | 0.009436% | 0.0114% | 0.009046% |  | 1645 | 0.0094% | 0.0106% | 1645 | 8109 | 0.01251% | 5962 | 0.01253% | 0.01252% |  | 1645 | 0.0114% | 0.009046% | 0.01022% |  | 1645 | 4833 | 0.01252% | 0.0127%
| Mar | 10 | 14 | 1646 | 430.0342 | 456.7434 | 519.3962 | 0.009178% | 0.009301% | 0.01033% | 0.01248% | 7304 | 0.01249% | 0.01249% |  | 8.6327 | 22.7279 | 18.1 |  | 1646 | 421.4015 | 434.0155 | 501.2962 |  | 1646 | 0.009173% | 0.009212% | 0.01038% | 0.009436% | 0.0114% | 0.009047% |  | 1646 | 0.009212% | 0.01038% | 1646 | 1268 | 0.01251% | 4014 | 0.01253% | 0.01252% |  | 1646 | 0.0114% | 0.009047% | 0.01023% |  | 1646 | 7304 | 0.01252% | 0.01187%
| Mar | 10 | 15 | 1647 | 427.1254 | 449.6588 | 513.2166 | 0.009116% | 0.009157% | 0.01021% | 0.01248% | 1275 | 0.01249% | 0.01249% |  | 8.6324 | 22.7295 | 18.1015 |  | 1647 | 418.4931 | 426.9293 | 495.1151 |  | 1647 | 0.00911% | 0.009062% | 0.01025% | 0.009435% | 0.01141% | 0.009047% |  | 1647 | 0.009062% | 0.01025% | 1647 | 4661 | 0.01251% | 3915 | 0.01253% | 0.01252% |  | 1647 | 0.01141% | 0.009047% | 0.01023% |  | 1647 | 1275 | 0.01252% | 0.009914%
| Mar | 10 | 16 | 1648 | 423.9821 | 447.7876 | 510.5066 | 0.009049% | 0.009119% | 0.01015% | 0.01248% | 3983 | 0.01249% | 0.01248% |  | 8.632 | 22.7312 | 18.1031 |  | 1648 | 415.3501 | 425.0564 | 492.4035 |  | 1648 | 0.009041% | 0.009022% | 0.0102% | 0.009435% | 0.01141% | 0.009048% |  | 1648 | 0.009022% | 0.0102% | 1648 | 3405 | 0.01251% | 5117 | 0.01253% | 0.01252% |  | 1648 | 0.01141% | 0.009048% | 0.01023% |  | 1648 | 3983 | 0.01252% | 0.01249%
| Mar | 10 | 17 | 1649 | 428.2892 | 446.5774 | 515.9829 | 0.009141% | 0.009094% | 0.01026% | 0.01248% | 5652 | 0.01249% | 0.01248% |  | 8.6317 | 22.7328 | 18.1047 |  | 1649 | 419.6576 | 423.8445 | 497.8782 |  | 1649 | 0.009135% | 0.008996% | 0.01031% | 0.009434% | 0.01141% | 0.009049% |  | 1649 | 0.008996% | 0.01031% | 1649 | 5795 | 0.0125% | 3937 | 0.01253% | 0.01252% |  | 1649 | 0.01141% | 0.009049% | 0.01023% |  | 1649 | 5652 | 0.01252% | 0.01233%
| Mar | 10 | 18 | 1650 | 432.9432 | 457.004 | 534.8874 | 0.00924% | 0.009306% | 0.01064% | 0.01248% | 1388 | 0.01249% | 0.01248% |  | 8.6313 | 22.7345 | 18.1062 |  | 1650 | 424.3119 | 434.2696 | 516.7811 |  | 1650 | 0.009236% | 0.009217% | 0.0107% | 0.009434% | 0.01141% | 0.00905% |  | 1650 | 0.009217% | 0.0107% | 1650 | 5192 | 0.0125% | 3425 | 0.01253% | 0.01252% |  | 1650 | 0.01141% | 0.00905% | 0.01023% |  | 1650 | 1388 | 0.01252% | 0.01001%
| Mar | 10 | 19 | 1651 | 446.5738 | 476.3492 | 568.4673 | 0.009531% | 0.0097% | 0.0113% | 0.01248% | 5891 | 0.01249% | 0.01248% |  | 8.631 | 22.7361 | 18.1078 |  | 1651 | 437.9429 | 453.6131 | 550.3595 |  | 1651 | 0.009533% | 0.009628% | 0.0114% | 0.009434% | 0.01141% | 0.00905% |  | 1651 | 0.009628% | 0.0114% | 1651 | 4709 | 0.0125% | 4037 | 0.01253% | 0.01252% |  | 1651 | 0.01141% | 0.00905% | 0.01023% |  | 1651 | 5891 | 0.01252% | 0.01221%
| Mar | 10 | 20 | 1652 | 450.5283 | 484.4857 | 581.9143 | 0.009616% | 0.009866% | 0.01157% | 0.01247% | 1387 | 0.01249% | 0.01248% |  | 8.6306 | 22.7378 | 18.1094 |  | 1652 | 441.8977 | 461.7479 | 563.8049 |  | 1652 | 0.009619% | 0.009801% | 0.01168% | 0.009433% | 0.01141% | 0.009051% |  | 1652 | 0.009801% | 0.01168% | 1652 | 3731 | 0.0125% | 8049 | 0.01253% | 0.01252% |  | 1652 | 0.01141% | 0.009051% | 0.01023% |  | 1652 | 1387 | 0.01252% | 0.01001%
| Mar | 10 | 21 | 1653 | 452.3643 | 489.4198 | 581.1641 | 0.009655% | 0.009966% | 0.01156% | 0.01247% | 3544 | 0.01249% | 0.01248% |  | 8.6303 | 22.7394 | 18.111 |  | 1653 | 443.7341 | 466.6803 | 563.0531 |  | 1653 | 0.009659% | 0.009905% | 0.01166% | 0.009433% | 0.01141% | 0.009052% |  | 1653 | 0.009905% | 0.01166% | 1653 | 8192 | 0.0125% | 1011 | 0.01253% | 0.01252% |  | 1653 | 0.01141% | 0.009052% | 0.01023% |  | 1653 | 3544 | 0.01252% | 0.01212%
| Mar | 10 | 22 | 1654 | 449.966 | 489.3267 | 574.4031 | 0.009604% | 0.009964% | 0.01142% | 0.01247% | 367 | 0.01249% | 0.01248% |  | 8.6299 | 22.7411 | 18.1126 |  | 1654 | 441.3361 | 466.5856 | 556.2905 |  | 1654 | 0.009607% | 0.009903% | 0.01152% | 0.009433% | 0.01141% | 0.009053% |  | 1654 | 0.009903% | 0.01152% | 1654 | 4611 | 0.0125% | 4036 | 0.01253% | 0.01251% |  | 1654 | 0.01141% | 0.009053% | 0.01023% |  | 1654 | 367 | 0.01251% | 0.009262%
| Mar | 10 | 23 | 1655 | 444.4204 | 476.4609 | 571.6743 | 0.009485% | 0.009702% | 0.01137% | 0.01247% | 4377 | 0.01249% | 0.01248% |  | 8.6296 | 22.7427 | 18.1141 |  | 1655 | 435.7908 | 453.7182 | 553.5602 |  | 1655 | 0.009486% | 0.00963% | 0.01146% | 0.009432% | 0.01141% | 0.009054% |  | 1655 | 0.00963% | 0.01146% | 1655 | 4040 | 0.0125% | 3136 | 0.01253% | 0.01251% |  | 1655 | 0.01141% | 0.009054% | 0.01023% |  | 1655 | 4377 | 0.01251% | 0.01267%
| Mar | 11 | 0 | 1656 | 441.4564 | 459.9738 | 572.6308 | 0.009422% | 0.009367% | 0.01139% | 0.01247% | 5938 | 0.01249% | 0.01248% |  | 8.6292 | 22.7443 | 18.1157 |  | 1656 | 432.8272 | 437.2294 | 554.5151 |  | 1656 | 0.009422% | 0.00928% | 0.01148% | 0.009432% | 0.01141% | 0.009054% |  | 1656 | 0.00928% | 0.01148% | 1656 | 3815 | 0.0125% | 1450 | 0.01253% | 0.01251% |  | 1656 | 0.01141% | 0.009054% | 0.01023% |  | 1656 | 5938 | 0.01251% | 0.01219%
| Mar | 11 | 1 | 1657 | 440.9453 | 459.2104 | 580.6859 | 0.009411% | 0.009351% | 0.01155% | 0.01247% | 368 | 0.01249% | 0.01248% |  | 8.6289 | 22.746 | 18.1173 |  | 1657 | 432.3165 | 436.4644 | 562.5685 |  | 1657 | 0.009411% | 0.009264% | 0.01165% | 0.009431% | 0.01141% | 0.009055% |  | 1657 | 0.009264% | 0.01165% | 1657 | 7604 | 0.0125% | 4035 | 0.01253% | 0.01251% |  | 1657 | 0.01141% | 0.009055% | 0.01023% |  | 1657 | 368 | 0.01251% | 0.009262%
| Mar | 11 | 2 | 1658 | 440.946 | 466.0715 | 590.2788 | 0.009411% | 0.009491% | 0.01174% | 0.01247% | 1533 | 0.01249% | 0.01248% |  | 8.6285 | 22.7476 | 18.1189 |  | 1658 | 432.3175 | 443.3239 | 572.1599 |  | 1658 | 0.009411% | 0.009409% | 0.01185% | 0.009431% | 0.01141% | 0.009056% |  | 1658 | 0.009409% | 0.01185% | 1658 | 3828 | 0.01249% | 1283 | 0.01253% | 0.01251% |  | 1658 | 0.01141% | 0.009056% | 0.01024% |  | 1658 | 1533 | 0.01251% | 0.01013%
| Mar | 11 | 3 | 1659 | 443.1659 | 474.5059 | 598.3713 | 0.009458% | 0.009663% | 0.0119% | 0.01247% | 1509 | 0.01248% | 0.01248% |  | 8.6282 | 22.7492 | 18.1205 |  | 1659 | 434.5378 | 451.7567 | 580.2508 |  | 1659 | 0.009459% | 0.009588% | 0.01202% | 0.009431% | 0.01141% | 0.009057% |  | 1659 | 0.009588% | 0.01202% | 1659 | 3585 | 0.01249% | 5589 | 0.01253% | 0.01251% |  | 1659 | 0.01141% | 0.009057% | 0.01024% |  | 1659 | 1509 | 0.01251% | 0.01011%
| Mar | 11 | 4 | 1660 | 446.3942 | 480.585 | 608.4237 | 0.009527% | 0.009786% | 0.0121% | 0.01246% | 346 | 0.01248% | 0.01247% |  | 8.6278 | 22.7509 | 18.1221 |  | 1660 | 437.7664 | 457.8342 | 590.3017 |  | 1660 | 0.009529% | 0.009717% | 0.01222% | 0.00943% | 0.01142% | 0.009058% |  | 1660 | 0.009717% | 0.01222% | 1660 | 3825 | 0.01249% | 3693 | 0.01253% | 0.01251% |  | 1660 | 0.01142% | 0.009058% | 0.01024% |  | 1660 | 346 | 0.01251% | 0.009252%
| Mar | 11 | 5 | 1661 | 454.438 | 488.9729 | 623.0616 | 0.009699% | 0.009957% | 0.01239% | 0.01246% | 8047 | 0.01248% | 0.01247% |  | 8.6275 | 22.7525 | 18.1237 |  | 1661 | 445.8105 | 466.2204 | 604.9379 |  | 1661 | 0.009704% | 0.009895% | 0.01253% | 0.00943% | 0.01142% | 0.009058% |  | 1661 | 0.009895% | 0.01253% | 1661 | 3982 | 0.01249% | 186 | 0.01253% | 0.01251% |  | 1661 | 0.01142% | 0.009058% | 0.01024% |  | 1661 | 8047 | 0.01251% | 0.01154%
| Mar | 11 | 6 | 1662 | 474.2134 | 506.0559 | 648.4364 | 0.01012% | 0.01031% | 0.01289% | 0.01246% | 5709 | 0.01248% | 0.01247% |  | 8.6271 | 22.7541 | 18.1253 |  | 1662 | 465.5863 | 483.3018 | 630.3112 |  | 1662 | 0.01013% | 0.01026% | 0.01305% | 0.00943% | 0.01142% | 0.009059% |  | 1662 | 0.01026% | 0.01305% | 1662 | 5089 | 0.01249% | 1555 | 0.01253% | 0.01251% |  | 1662 | 0.01142% | 0.009059% | 0.01024% |  | 1662 | 5709 | 0.01251% | 0.0123%
| Mar | 11 | 7 | 1663 | 489.1977 | 516.6687 | 658.6295 | 0.01044% | 0.01052% | 0.0131% | 0.01246% | 5721 | 0.01248% | 0.01247% |  | 8.6268 | 22.7557 | 18.1269 |  | 1663 | 480.5709 | 493.913 | 640.5026 |  | 1663 | 0.01046% | 0.01048% | 0.01326% | 0.009429% | 0.01142% | 0.00906% |  | 1663 | 0.01048% | 0.01326% | 1663 | 5919 | 0.01249% | 1661 | 0.01253% | 0.01251% |  | 1663 | 0.01142% | 0.00906% | 0.01024% |  | 1663 | 5721 | 0.01251% | 0.0123%
| Mar | 11 | 8 | 1664 | 492.2142 | 510.7479 | 649.2992 | 0.01051% | 0.0104% | 0.01291% | 0.01246% | 8383 | 0.01248% | 0.01247% |  | 8.6264 | 22.7574 | 18.1285 |  | 1664 | 483.5878 | 487.9905 | 631.1707 |  | 1664 | 0.01053% | 0.01036% | 0.01307% | 0.009429% | 0.01142% | 0.009061% |  | 1664 | 0.01036% | 0.01307% | 1664 | 57 | 0.01249% | 3888 | 0.01253% | 0.01251% |  | 1664 | 0.01142% | 0.009061% | 0.01024% |  | 1664 | 8383 | 0.01251% | 0.01128%
| Mar | 11 | 9 | 1665 | 484.8489 | 495.2382 | 638.2434 | 0.01035% | 0.01008% | 0.01269% | 0.01246% | 842 | 0.01248% | 0.01247% |  | 8.6261 | 22.759 | 18.1301 |  | 1665 | 476.2228 | 472.4792 | 620.1133 |  | 1665 | 0.01037% | 0.01003% | 0.01284% | 0.009428% | 0.01142% | 0.009062% |  | 1665 | 0.01003% | 0.01284% | 1665 | 5625 | 0.01249% | 681 | 0.01253% | 0.01251% |  | 1665 | 0.01142% | 0.009062% | 0.01024% |  | 1665 | 842 | 0.01251% | 0.009559%
| Mar | 11 | 10 | 1666 | 478.3256 | 475.3159 | 627.5439 | 0.01021% | 0.009679% | 0.01248% | 0.01246% | 3083 | 0.01248% | 0.01247% |  | 8.6257 | 22.7606 | 18.1317 |  | 1666 | 469.6999 | 452.5553 | 609.4123 |  | 1666 | 0.01022% | 0.009605% | 0.01262% | 0.009428% | 0.01142% | 0.009062% |  | 1666 | 0.009605% | 0.01262% | 1666 | 7594 | 0.01249% | 5369 | 0.01253% | 0.01251% |  | 1666 | 0.01142% | 0.009062% | 0.01024% |  | 1666 | 3083 | 0.01251% | 0.01165%
| Mar | 11 | 11 | 1667 | 475.113 | 457.2833 | 617.0508 | 0.01014% | 0.009312% | 0.01227% | 0.01246% | 1008 | 0.01248% | 0.01247% |  | 8.6254 | 22.7622 | 18.1333 |  | 1667 | 466.4876 | 434.5211 | 598.9175 |  | 1667 | 0.01015% | 0.009223% | 0.0124% | 0.009428% | 0.01142% | 0.009063% |  | 1667 | 0.009223% | 0.0124% | 1667 | 3569 | 0.01249% | 5114 | 0.01252% | 0.0125% |  | 1667 | 0.01142% | 0.009063% | 0.01024% |  | 1667 | 1008 | 0.0125% | 0.009688%
| Mar | 11 | 12 | 1668 | 468.8915 | 444.8831 | 610.618 | 0.01001% | 0.009059% | 0.01214% | 0.01246% | 1686 | 0.01248% | 0.01247% |  | 8.625 | 22.7638 | 18.1349 |  | 1668 | 460.2665 | 422.1193 | 592.4832 |  | 1668 | 0.01002% | 0.008959% | 0.01227% | 0.009427% | 0.01142% | 0.009064% |  | 1668 | 0.008959% | 0.01227% | 1668 | 4175 | 0.01248% | 923 | 0.01252% | 0.0125% |  | 1668 | 0.01142% | 0.009064% | 0.01024% |  | 1668 | 1686 | 0.0125% | 0.01026%
| Mar | 11 | 13 | 1669 | 461.8545 | 432.6783 | 602.0472 | 0.009857% | 0.008811% | 0.01197% | 0.01246% | 3136 | 0.01248% | 0.01247% |  | 8.6247 | 22.7654 | 18.1365 |  | 1669 | 453.2298 | 409.9129 | 583.9107 |  | 1669 | 0.009866% | 0.0087% | 0.01209% | 0.009427% | 0.01142% | 0.009065% |  | 1669 | 0.0087% | 0.01209% | 1669 | 5284 | 0.01248% | 3183 | 0.01252% | 0.0125% |  | 1669 | 0.01142% | 0.009065% | 0.01024% |  | 1669 | 3136 | 0.0125% | 0.0117%
| Mar | 11 | 14 | 1670 | 459.8838 | 421.4603 | 598.5589 | 0.009815% | 0.008582% | 0.0119% | 0.01246% | 3740 | 0.01248% | 0.01247% |  | 8.6244 | 22.767 | 18.1381 |  | 1670 | 451.2595 | 398.6933 | 580.4208 |  | 1670 | 0.009823% | 0.008462% | 0.01202% | 0.009427% | 0.01142% | 0.009066% |  | 1670 | 0.008462% | 0.01202% | 1670 | 8195 | 0.01248% | 5601 | 0.01252% | 0.0125% |  | 1670 | 0.01142% | 0.009066% | 0.01024% |  | 1670 | 3740 | 0.0125% | 0.01229%
| Mar | 11 | 15 | 1671 | 452.756 | 415.9863 | 593.9265 | 0.009663% | 0.008471% | 0.01181% | 0.01246% | 1373 | 0.01248% | 0.01247% |  | 8.624 | 22.7686 | 18.1397 |  | 1671 | 444.132 | 393.2177 | 575.7868 |  | 1671 | 0.009668% | 0.008346% | 0.01192% | 0.009426% | 0.01142% | 0.009066% |  | 1671 | 0.008346% | 0.01192% | 1671 | 4756 | 0.01248% | 5515 | 0.01252% | 0.0125% |  | 1671 | 0.01142% | 0.009066% | 0.01025% |  | 1671 | 1373 | 0.0125% | 0.009999%
| Mar | 11 | 16 | 1672 | 442.7939 | 415.6233 | 597.1335 | 0.00945% | 0.008464% | 0.01187% | 0.01246% | 1666 | 0.01248% | 0.01247% |  | 8.6237 | 22.7702 | 18.1413 |  | 1672 | 434.1702 | 392.853 | 578.9922 |  | 1672 | 0.009451% | 0.008338% | 0.01199% | 0.009426% | 0.01143% | 0.009067% |  | 1672 | 0.008338% | 0.01199% | 1672 | 1017 | 0.01248% | 354 | 0.01252% | 0.0125% |  | 1672 | 0.01143% | 0.009067% | 0.01025% |  | 1672 | 1666 | 0.0125% | 0.01024%
| Mar | 11 | 17 | 1673 | 436.4202 | 419.9708 | 601.0439 | 0.009314% | 0.008552% | 0.01195% | 0.01246% | 4943 | 0.01248% | 0.01247% |  | 8.6233 | 22.7718 | 18.1429 |  | 1673 | 427.7969 | 397.199 | 582.9009 |  | 1673 | 0.009312% | 0.00843% | 0.01207% | 0.009425% | 0.01143% | 0.009068% |  | 1673 | 0.00843% | 0.01207% | 1673 | 3376 | 0.01248% | 3117 | 0.01252% | 0.0125% |  | 1673 | 0.01143% | 0.009068% | 0.01025% |  | 1673 | 4943 | 0.0125% | 0.01267%
| Mar | 11 | 18 | 1674 | 441.5728 | 426.3664 | 608.6394 | 0.009424% | 0.008682% | 0.0121% | 0.01246% | 5366 | 0.01248% | 0.01247% |  | 8.623 | 22.7734 | 18.1445 |  | 1674 | 432.9498 | 403.593 | 590.4949 |  | 1674 | 0.009424% | 0.008566% | 0.01223% | 0.009425% | 0.01143% | 0.009069% |  | 1674 | 0.008566% | 0.01223% | 1674 | 3539 | 0.01248% | 3776 | 0.01252% | 0.0125% |  | 1674 | 0.01143% | 0.009069% | 0.01025% |  | 1674 | 5366 | 0.0125% | 0.01249%
| Mar | 11 | 19 | 1675 | 458.0136 | 445.8699 | 617.229 | 0.009775% | 0.009079% | 0.01227% | 0.01245% | 3034 | 0.01248% | 0.01247% |  | 8.6226 | 22.775 | 18.1461 |  | 1675 | 449.3909 | 423.0949 | 599.0828 |  | 1675 | 0.009782% | 0.00898% | 0.01241% | 0.009425% | 0.01143% | 0.00907% |  | 1675 | 0.00898% | 0.01241% | 1675 | 8108 | 0.01248% | 1332 | 0.01252% | 0.0125% |  | 1675 | 0.01143% | 0.00907% | 0.01025% |  | 1675 | 3034 | 0.0125% | 0.01159%
| Mar | 11 | 20 | 1676 | 462.9114 | 451.7814 | 614.8097 | 0.00988% | 0.0092% | 0.01223% | 0.01245% | 320 | 0.01248% | 0.01247% |  | 8.6223 | 22.7766 | 18.1478 |  | 1676 | 454.2891 | 429.0048 | 596.6619 |  | 1676 | 0.009889% | 0.009106% | 0.01236% | 0.009424% | 0.01143% | 0.00907% |  | 1676 | 0.009106% | 0.01236% | 1676 | 3895 | 0.01248% | 3751 | 0.01252% | 0.0125% |  | 1676 | 0.01143% | 0.00907% | 0.01025% |  | 1676 | 320 | 0.0125% | 0.00924%
| Mar | 11 | 21 | 1677 | 461.0715 | 451.437 | 605.5356 | 0.009841% | 0.009193% | 0.01204% | 0.01245% | 1412 | 0.01248% | 0.01247% |  | 8.6219 | 22.7782 | 18.1494 |  | 1677 | 452.4495 | 428.6588 | 587.3862 |  | 1677 | 0.009849% | 0.009098% | 0.01216% | 0.009424% | 0.01143% | 0.009071% |  | 1677 | 0.009098% | 0.01216% | 1677 | 5141 | 0.01248% | 4532 | 0.01252% | 0.0125% |  | 1677 | 0.01143% | 0.009071% | 0.01025% |  | 1677 | 1412 | 0.0125% | 0.01003%
| Mar | 11 | 22 | 1678 | 458.396 | 446.2236 | 585.7402 | 0.009783% | 0.009087% | 0.01165% | 0.01245% | 3183 | 0.01248% | 0.01246% |  | 8.6216 | 22.7798 | 18.151 |  | 1678 | 449.7744 | 423.4438 | 567.5892 |  | 1678 | 0.009791% | 0.008988% | 0.01175% | 0.009424% | 0.01143% | 0.009072% |  | 1678 | 0.008988% | 0.01175% | 1678 | 1253 | 0.01248% | 4224 | 0.01252% | 0.0125% |  | 1678 | 0.01143% | 0.009072% | 0.01025% |  | 1678 | 3183 | 0.0125% | 0.01175%
| Mar | 11 | 23 | 1679 | 453.0959 | 442.4719 | 577.0475 | 0.00967% | 0.00901% | 0.01147% | 0.01245% | 3870 | 0.01247% | 0.01246% |  | 8.6213 | 22.7814 | 18.1526 |  | 1679 | 444.4746 | 419.6905 | 558.8949 |  | 1679 | 0.009675% | 0.008908% | 0.01157% | 0.009423% | 0.01143% | 0.009073% |  | 1679 | 0.008908% | 0.01157% | 1679 | 1228 | 0.01248% | 4285 | 0.01252% | 0.0125% |  | 1679 | 0.01143% | 0.009073% | 0.01025% |  | 1679 | 3870 | 0.0125% | 0.0124%
| Mar | 12 | 0 | 1680 | 449.7898 | 444.9948 | 570.7272 | 0.0096% | 0.009062% | 0.01135% | 0.01245% | 5456 | 0.01247% | 0.01246% |  | 8.6209 | 22.7829 | 18.1542 |  | 1680 | 441.1689 | 422.2118 | 552.573 |  | 1680 | 0.009603% | 0.008961% | 0.01144% | 0.009423% | 0.01143% | 0.009074% |  | 1680 | 0.008961% | 0.01144% | 1680 | 8648 | 0.01248% | 1305 | 0.01252% | 0.0125% |  | 1680 | 0.01143% | 0.009074% | 0.01025% |  | 1680 | 5456 | 0.0125% | 0.01245%
| Mar | 12 | 1 | 1681 | 447.0521 | 450.8132 | 573.2778 | 0.009541% | 0.00918% | 0.0114% | 0.01245% | 5698 | 0.01247% | 0.01246% |  | 8.6206 | 22.7845 | 18.1559 |  | 1681 | 438.4316 | 428.0287 | 555.122 |  | 1681 | 0.009544% | 0.009085% | 0.0115% | 0.009422% | 0.01143% | 0.009074% |  | 1681 | 0.009085% | 0.0115% | 1681 | 5215 | 0.01247% | 3775 | 0.01252% | 0.01249% |  | 1681 | 0.01143% | 0.009074% | 0.01025% |  | 1681 | 5698 | 0.01249% | 0.01231%
| Mar | 12 | 2 | 1682 | 447.3356 | 457.544 | 573.9436 | 0.009547% | 0.009317% | 0.01141% | 0.01245% | 3564 | 0.01247% | 0.01246% |  | 8.6202 | 22.7861 | 18.1575 |  | 1682 | 438.7154 | 434.7579 | 555.7861 |  | 1682 | 0.00955% | 0.009228% | 0.01151% | 0.009422% | 0.01143% | 0.009075% |  | 1682 | 0.009228% | 0.01151% | 1682 | 1087 | 0.01247% | 3728 | 0.01252% | 0.01249% |  | 1682 | 0.01143% | 0.009075% | 0.01025% |  | 1682 | 3564 | 0.01249% | 0.01214%
| Mar | 12 | 3 | 1683 | 448.8895 | 472.5323 | 578.7823 | 0.009581% | 0.009622% | 0.01151% | 0.01245% | 4171 | 0.01247% | 0.01246% |  | 8.6199 | 22.7877 | 18.1591 |  | 1683 | 440.2696 | 449.7446 | 560.6232 |  | 1683 | 0.009584% | 0.009546% | 0.01161% | 0.009422% | 0.01143% | 0.009076% |  | 1683 | 0.009546% | 0.01161% | 1683 | 1041 | 0.01247% | 4308 | 0.01252% | 0.01249% |  | 1683 | 0.01143% | 0.009076% | 0.01026% |  | 1683 | 4171 | 0.01249% | 0.01259%
| Mar | 12 | 4 | 1684 | 452.1905 | 470.5028 | 590.2131 | 0.009651% | 0.009581% | 0.01174% | 0.01245% | 4290 | 0.01247% | 0.01246% |  | 8.6196 | 22.7893 | 18.1608 |  | 1684 | 443.5709 | 447.7136 | 572.0524 |  | 1684 | 0.009656% | 0.009503% | 0.01185% | 0.009421% | 0.01144% | 0.009077% |  | 1684 | 0.009503% | 0.01185% | 1684 | 6991 | 0.01247% | 4711 | 0.01252% | 0.01249% |  | 1684 | 0.01144% | 0.009077% | 0.01026% |  | 1684 | 4290 | 0.01249% | 0.01264%
| Mar | 12 | 5 | 1685 | 457.5402 | 490.5648 | 609.0614 | 0.009765% | 0.00999% | 0.01211% | 0.01245% | 4315 | 0.01247% | 0.01246% |  | 8.6192 | 22.7908 | 18.1624 |  | 1685 | 448.921 | 467.774 | 590.899 |  | 1685 | 0.009772% | 0.009928% | 0.01224% | 0.009421% | 0.01144% | 0.009078% |  | 1685 | 0.009928% | 0.01224% | 1685 | 5138 | 0.01247% | 3960 | 0.01251% | 0.01249% |  | 1685 | 0.01144% | 0.009078% | 0.01026% |  | 1685 | 4315 | 0.01249% | 0.01265%
| Mar | 12 | 6 | 1686 | 469.0755 | 520.0388 | 627.6846 | 0.01001% | 0.01059% | 0.01248% | 0.01245% | 8386 | 0.01247% | 0.01246% |  | 8.6189 | 22.7924 | 18.164 |  | 1686 | 460.4566 | 497.2464 | 609.5206 |  | 1686 | 0.01002% | 0.01055% | 0.01262% | 0.009421% | 0.01144% | 0.009079% |  | 1686 | 0.01055% | 0.01262% | 1686 | 5803 | 0.01247% | 703 | 0.01251% | 0.01249% |  | 1686 | 0.01144% | 0.009079% | 0.01026% |  | 1686 | 8386 | 0.01249% | 0.01128%
| Mar | 12 | 7 | 1687 | 477.9348 | 531.5453 | 629.6726 | 0.0102% | 0.01082% | 0.01252% | 0.01245% | 5913 | 0.01247% | 0.01246% |  | 8.6186 | 22.794 | 18.1657 |  | 1687 | 469.3162 | 508.7514 | 611.5069 |  | 1687 | 0.01022% | 0.0108% | 0.01266% | 0.00942% | 0.01144% | 0.009079% |  | 1687 | 0.0108% | 0.01266% | 1687 | 3993 | 0.01247% | 4506 | 0.01251% | 0.01249% |  | 1687 | 0.01144% | 0.009079% | 0.01026% |  | 1687 | 5913 | 0.01249% | 0.0122%
| Mar | 12 | 8 | 1688 | 484.8264 | 512.7494 | 615.2785 | 0.01035% | 0.01044% | 0.01223% | 0.01244% | 3117 | 0.01247% | 0.01246% |  | 8.6182 | 22.7955 | 18.1673 |  | 1688 | 476.2081 | 489.9539 | 597.1112 |  | 1688 | 0.01037% | 0.0104% | 0.01237% | 0.00942% | 0.01144% | 0.00908% |  | 1688 | 0.0104% | 0.01237% | 1688 | 4567 | 0.01247% | 5321 | 0.01251% | 0.01249% |  | 1688 | 0.01144% | 0.00908% | 0.01026% |  | 1688 | 3117 | 0.01249% | 0.01168%
| Mar | 12 | 9 | 1689 | 485.0575 | 486.7014 | 594.0203 | 0.01035% | 0.009911% | 0.01181% | 0.01244% | 7809 | 0.01247% | 0.01246% |  | 8.6179 | 22.7971 | 18.169 |  | 1689 | 476.4396 | 463.9043 | 575.8513 |  | 1689 | 0.01037% | 0.009846% | 0.01192% | 0.009419% | 0.01144% | 0.009081% |  | 1689 | 0.009846% | 0.01192% | 1689 | 3658 | 0.01247% | 3544 | 0.01251% | 0.01249% |  | 1689 | 0.01144% | 0.009081% | 0.01026% |  | 1689 | 7809 | 0.01249% | 0.01168%
| Mar | 12 | 10 | 1690 | 481.3105 | 472.1692 | 578.8479 | 0.01027% | 0.009615% | 0.01151% | 0.01244% | 4873 | 0.01247% | 0.01246% |  | 8.6175 | 22.7986 | 18.1706 |  | 1690 | 472.6929 | 449.3706 | 560.6773 |  | 1690 | 0.01029% | 0.009538% | 0.01161% | 0.009419% | 0.01144% | 0.009082% |  | 1690 | 0.009538% | 0.01161% | 1690 | 1038 | 0.01247% | 4854 | 0.01251% | 0.01249% |  | 1690 | 0.01144% | 0.009082% | 0.01026% |  | 1690 | 4873 | 0.01249% | 0.01269%
| Mar | 12 | 11 | 1691 | 471.5549 | 458.4656 | 569.0206 | 0.01006% | 0.009336% | 0.01131% | 0.01244% | 841 | 0.01247% | 0.01245% |  | 8.6172 | 22.8002 | 18.1723 |  | 1691 | 462.9376 | 435.6654 | 550.8483 |  | 1691 | 0.01008% | 0.009247% | 0.01141% | 0.009419% | 0.01144% | 0.009083% |  | 1691 | 0.009247% | 0.01141% | 1691 | 3212 | 0.01246% | 1304 | 0.01251% | 0.01249% |  | 1691 | 0.01144% | 0.009083% | 0.01026% |  | 1691 | 841 | 0.01249% | 0.009558%
| Mar | 12 | 12 | 1692 | 455.9216 | 448.5603 | 560.5904 | 0.009731% | 0.009134% | 0.01115% | 0.01244% | 3658 | 0.01247% | 0.01245% |  | 8.6169 | 22.8017 | 18.174 |  | 1692 | 447.3048 | 425.7586 | 542.4165 |  | 1692 | 0.009737% | 0.009037% | 0.01123% | 0.009418% | 0.01144% | 0.009084% |  | 1692 | 0.009037% | 0.01123% | 1692 | 4152 | 0.01246% | 4990 | 0.01251% | 0.01249% |  | 1692 | 0.01144% | 0.009084% | 0.01026% |  | 1692 | 3658 | 0.01249% | 0.01222%
| Mar | 12 | 13 | 1693 | 445.9329 | 439.6697 | 555.658 | 0.009517% | 0.008953% | 0.01105% | 0.01244% | 4501 | 0.01246% | 0.01245% |  | 8.6165 | 22.8033 | 18.1756 |  | 1693 | 437.3163 | 416.8664 | 537.4824 |  | 1693 | 0.009519% | 0.008848% | 0.01113% | 0.009418% | 0.01144% | 0.009084% |  | 1693 | 0.008848% | 0.01113% | 1693 | 5399 | 0.01246% | 910 | 0.01251% | 0.01249% |  | 1693 | 0.01144% | 0.009084% | 0.01026% |  | 1693 | 4501 | 0.01249% | 0.0127%
| Mar | 12 | 14 | 1694 | 437.0938 | 433.8513 | 549.9379 | 0.009329% | 0.008835% | 0.01094% | 0.01244% | 4783 | 0.01246% | 0.01245% |  | 8.6162 | 22.8048 | 18.1773 |  | 1694 | 428.4776 | 411.0464 | 531.7606 |  | 1694 | 0.009327% | 0.008724% | 0.01101% | 0.009418% | 0.01144% | 0.009085% |  | 1694 | 0.008724% | 0.01101% | 1694 | 3827 | 0.01246% | 1436 | 0.01251% | 0.01249% |  | 1694 | 0.01144% | 0.009085% | 0.01026% |  | 1694 | 4783 | 0.01249% | 0.01271%
| Mar | 12 | 15 | 1695 | 428.3885 | 432.3804 | 546.7402 | 0.009143% | 0.008805% | 0.01087% | 0.01244% | 3423 | 0.01246% | 0.01245% |  | 8.6159 | 22.8064 | 18.179 |  | 1695 | 419.7727 | 409.574 | 528.5613 |  | 1695 | 0.009138% | 0.008693% | 0.01095% | 0.009417% | 0.01144% | 0.009086% |  | 1695 | 0.008693% | 0.01095% | 1695 | 4850 | 0.01246% | 5136 | 0.01251% | 0.01249% |  | 1695 | 0.01144% | 0.009086% | 0.01026% |  | 1695 | 3423 | 0.01249% | 0.012%
| Mar | 12 | 16 | 1696 | 428.6945 | 432.129 | 546.1401 | 0.00915% | 0.0088% | 0.01086% | 0.01244% | 3741 | 0.01246% | 0.01245% |  | 8.6155 | 22.8079 | 18.1806 |  | 1696 | 420.079 | 409.3211 | 527.9595 |  | 1696 | 0.009144% | 0.008688% | 0.01093% | 0.009417% | 0.01144% | 0.009087% |  | 1696 | 0.008688% | 0.01093% | 1696 | 4487 | 0.01246% | 4784 | 0.01251% | 0.01249% |  | 1696 | 0.01144% | 0.009087% | 0.01027% |  | 1696 | 3741 | 0.01249% | 0.01229%
| Mar | 12 | 17 | 1697 | 434.5048 | 432.25 | 550.8568 | 0.009274% | 0.008802% | 0.01095% | 0.01244% | 8407 | 0.01246% | 0.01245% |  | 8.6152 | 22.8095 | 18.1823 |  | 1697 | 425.8896 | 409.4406 | 532.6745 |  | 1697 | 0.009271% | 0.00869% | 0.01103% | 0.009417% | 0.01145% | 0.009088% |  | 1697 | 0.00869% | 0.01103% | 1697 | 4855 | 0.01246% | 4261 | 0.01251% | 0.01248% |  | 1697 | 0.01145% | 0.009088% | 0.01027% |  | 1697 | 8407 | 0.01248% | 0.01127%
| Mar | 12 | 18 | 1698 | 440.5838 | 437.1841 | 554.1764 | 0.009403% | 0.008903% | 0.01102% | 0.01244% | 843 | 0.01246% | 0.01245% |  | 8.6149 | 22.811 | 18.184 |  | 1698 | 431.9689 | 414.3731 | 535.9924 |  | 1698 | 0.009403% | 0.008795% | 0.0111% | 0.009416% | 0.01145% | 0.009089% |  | 1698 | 0.008795% | 0.0111% | 1698 | 5535 | 0.01246% | 4007 | 0.01251% | 0.01248% |  | 1698 | 0.01145% | 0.009089% | 0.01027% |  | 1698 | 843 | 0.01248% | 0.009559%
| Mar | 12 | 19 | 1699 | 453.7203 | 450.0126 | 570.5303 | 0.009684% | 0.009164% | 0.01134% | 0.01244% | 1233 | 0.01246% | 0.01245% |  | 8.6145 | 22.8125 | 18.1857 |  | 1699 | 445.1058 | 427.2001 | 552.3446 |  | 1699 | 0.009689% | 0.009067% | 0.01144% | 0.009416% | 0.01145% | 0.009089% |  | 1699 | 0.009067% | 0.01144% | 1699 | 4000 | 0.01246% | 5388 | 0.01251% | 0.01248% |  | 1699 | 0.01145% | 0.009089% | 0.01027% |  | 1699 | 1233 | 0.01248% | 0.009878%
| Mar | 12 | 20 | 1700 | 454.8969 | 453.755 | 577.5445 | 0.009709% | 0.00924% | 0.01148% | 0.01244% | 5828 | 0.01246% | 0.01245% |  | 8.6142 | 22.8141 | 18.1874 |  | 1700 | 446.2826 | 430.9409 | 559.3571 |  | 1700 | 0.009715% | 0.009147% | 0.01158% | 0.009415% | 0.01145% | 0.00909% |  | 1700 | 0.009147% | 0.01158% | 1700 | 1567 | 0.01246% | 3739 | 0.01251% | 0.01248% |  | 1700 | 0.01145% | 0.00909% | 0.01027% |  | 1700 | 5828 | 0.01248% | 0.01224%
| Mar | 12 | 21 | 1701 | 450.802 | 445.9443 | 572.0119 | 0.009621% | 0.009081% | 0.01137% | 0.01244% | 3545 | 0.01246% | 0.01245% |  | 8.6139 | 22.8156 | 18.1891 |  | 1701 | 442.1881 | 423.1287 | 553.8228 |  | 1701 | 0.009626% | 0.008981% | 0.01147% | 0.009415% | 0.01145% | 0.009091% |  | 1701 | 0.008981% | 0.01147% | 1701 | 4687 | 0.01246% | 5314 | 0.01251% | 0.01248% |  | 1701 | 0.01145% | 0.009091% | 0.01027% |  | 1701 | 3545 | 0.01248% | 0.01212%
| Mar | 12 | 22 | 1702 | 443.3253 | 436.1973 | 562.6628 | 0.009462% | 0.008882% | 0.01119% | 0.01244% | 4640 | 0.01246% | 0.01245% |  | 8.6136 | 22.8171 | 18.1908 |  | 1702 | 434.7118 | 413.3801 | 544.472 |  | 1702 | 0.009463% | 0.008774% | 0.01128% | 0.009415% | 0.01145% | 0.009092% |  | 1702 | 0.008774% | 0.01128% | 1702 | 5920 | 0.01246% | 3137 | 0.0125% | 0.01248% |  | 1702 | 0.01145% | 0.009092% | 0.01027% |  | 1702 | 4640 | 0.01248% | 0.01271%
| Mar | 12 | 23 | 1703 | 438.0371 | 430.3137 | 554.2139 | 0.009349% | 0.008763% | 0.01102% | 0.01243% | 5116 | 0.01246% | 0.01245% |  | 8.6132 | 22.8187 | 18.1925 |  | 1703 | 429.4238 | 407.495 | 536.0214 |  | 1703 | 0.009348% | 0.008649% | 0.0111% | 0.009414% | 0.01145% | 0.009093% |  | 1703 | 0.008649% | 0.0111% | 1703 | 3205 | 0.01246% | 7304 | 0.0125% | 0.01248% |  | 1703 | 0.01145% | 0.009093% | 0.01027% |  | 1703 | 5116 | 0.01248% | 0.01261%
| Mar | 13 | 0 | 1704 | 425.8639 | 428.1259 | 553.3606 | 0.009089% | 0.008718% | 0.011% | 0.01243% | 4199 | 0.01246% | 0.01244% |  | 8.6129 | 22.8202 | 18.1942 |  | 1704 | 417.2509 | 405.3058 | 535.1664 |  | 1704 | 0.009083% | 0.008603% | 0.01108% | 0.009414% | 0.01145% | 0.009094% |  | 1704 | 0.008603% | 0.01108% | 1704 | 3728 | 0.01246% | 4449 | 0.0125% | 0.01248% |  | 1704 | 0.01145% | 0.009094% | 0.01027% |  | 1704 | 4199 | 0.01248% | 0.0126%
| Mar | 13 | 1 | 1705 | 427.2785 | 427.437 | 555.4892 | 0.009119% | 0.008704% | 0.01105% | 0.01243% | 8096 | 0.01246% | 0.01244% |  | 8.6126 | 22.8217 | 18.1959 |  | 1705 | 418.6659 | 404.6153 | 537.2933 |  | 1705 | 0.009113% | 0.008588% | 0.01113% | 0.009414% | 0.01145% | 0.009094% |  | 1705 | 0.008588% | 0.01113% | 1705 | 1243 | 0.01246% | 3135 | 0.0125% | 0.01248% |  | 1705 | 0.01145% | 0.009094% | 0.01027% |  | 1705 | 8096 | 0.01248% | 0.0115%
| Mar | 13 | 2 | 1706 | 433.6883 | 432.6224 | 560.2247 | 0.009256% | 0.00881% | 0.01114% | 0.01243% | 5232 | 0.01246% | 0.01244% |  | 8.6123 | 22.8232 | 18.1976 |  | 1706 | 425.0761 | 409.7992 | 542.0271 |  | 1706 | 0.009253% | 0.008698% | 0.01122% | 0.009413% | 0.01145% | 0.009095% |  | 1706 | 0.008698% | 0.01122% | 1706 | 8118 | 0.01246% | 4103 | 0.0125% | 0.01248% |  | 1706 | 0.01145% | 0.009095% | 0.01027% |  | 1706 | 5232 | 0.01248% | 0.01256%
| Mar | 13 | 3 | 1707 | 436.0942 | 440.8893 | 567.6609 | 0.009308% | 0.008978% | 0.01129% | 0.01243% | 3137 | 0.01246% | 0.01244% |  | 8.6119 | 22.8247 | 18.1993 |  | 1707 | 427.4823 | 418.0645 | 549.4616 |  | 1707 | 0.009305% | 0.008873% | 0.01138% | 0.009413% | 0.01145% | 0.009096% |  | 1707 | 0.008873% | 0.01138% | 1707 | 3792 | 0.01246% | 4262 | 0.0125% | 0.01248% |  | 1707 | 0.01145% | 0.009096% | 0.01027% |  | 1707 | 3137 | 0.01248% | 0.0117%
| Mar | 13 | 4 | 1708 | 442.7536 | 450.2919 | 578.0602 | 0.00945% | 0.00917% | 0.01149% | 0.01243% | 5093 | 0.01245% | 0.01244% |  | 8.6116 | 22.8262 | 18.201 |  | 1708 | 434.142 | 427.4656 | 559.8592 |  | 1708 | 0.00945% | 0.009073% | 0.01159% | 0.009413% | 0.01145% | 0.009097% |  | 1708 | 0.009073% | 0.01159% | 1708 | 7618 | 0.01246% | 5680 | 0.0125% | 0.01248% |  | 1708 | 0.01145% | 0.009097% | 0.01028% |  | 1708 | 5093 | 0.01248% | 0.01262%
| Mar | 13 | 5 | 1709 | 462.579 | 469.8884 | 602.0754 | 0.009873% | 0.009569% | 0.01197% | 0.01243% | 5992 | 0.01245% | 0.01244% |  | 8.6113 | 22.8277 | 18.2027 |  | 1709 | 453.9677 | 447.0607 | 583.8726 |  | 1709 | 0.009882% | 0.009489% | 0.01209% | 0.009412% | 0.01145% | 0.009098% |  | 1709 | 0.009489% | 0.01209% | 1709 | 8164 | 0.01245% | 4183 | 0.0125% | 0.01248% |  | 1709 | 0.01145% | 0.009098% | 0.01028% |  | 1709 | 5992 | 0.01248% | 0.01217%
| Mar | 13 | 6 | 1710 | 491.6586 | 496.5695 | 634.0424 | 0.01049% | 0.01011% | 0.01261% | 0.01243% | 3135 | 0.01245% | 0.01244% |  | 8.611 | 22.8293 | 18.2044 |  | 1710 | 483.0477 | 473.7402 | 615.8379 |  | 1710 | 0.01051% | 0.01006% | 0.01275% | 0.009412% | 0.01146% | 0.009099% |  | 1710 | 0.01006% | 0.01275% | 1710 | 5232 | 0.01245% | 4809 | 0.0125% | 0.01248% |  | 1710 | 0.01146% | 0.009099% | 0.01028% |  | 1710 | 3135 | 0.01248% | 0.0117%
| Mar | 13 | 7 | 1711 | 502.6248 | 504.585 | 638.0183 | 0.01073% | 0.01028% | 0.01269% | 0.01243% | 4389 | 0.01245% | 0.01244% |  | 8.6106 | 22.8308 | 18.2062 |  | 1711 | 494.0141 | 481.7542 | 619.8122 |  | 1711 | 0.01075% | 0.01023% | 0.01284% | 0.009412% | 0.01146% | 0.0091% |  | 1711 | 0.01023% | 0.01284% | 1711 | 4448 | 0.01245% | 1366 | 0.0125% | 0.01248% |  | 1711 | 0.01146% | 0.0091% | 0.01028% |  | 1711 | 4389 | 0.01248% | 0.01267%
| Mar | 13 | 8 | 1712 | 498.7425 | 486.1056 | 611.5089 | 0.01064% | 0.009899% | 0.01216% | 0.01243% | 4557 | 0.01245% | 0.01244% |  | 8.6103 | 22.8323 | 18.2079 |  | 1712 | 490.1322 | 463.2733 | 593.301 |  | 1712 | 0.01067% | 0.009833% | 0.01229% | 0.009411% | 0.01146% | 0.009101% |  | 1712 | 0.009833% | 0.01229% | 1712 | 4613 | 0.01245% | 1446 | 0.0125% | 0.01247% |  | 1712 | 0.01146% | 0.009101% | 0.01028% |  | 1712 | 4557 | 0.01247% | 0.01271%
| Mar | 13 | 9 | 1713 | 488.2042 | 471.8341 | 578.7729 | 0.01042% | 0.009608% | 0.01151% | 0.01243% | 4109 | 0.01245% | 0.01244% |  | 8.61 | 22.8338 | 18.2096 |  | 1713 | 479.5942 | 449.0003 | 560.5633 |  | 1713 | 0.01044% | 0.00953% | 0.01161% | 0.009411% | 0.01146% | 0.009101% |  | 1713 | 0.00953% | 0.01161% | 1713 | 7734 | 0.01245% | 5818 | 0.0125% | 0.01247% |  | 1713 | 0.01146% | 0.009101% | 0.01028% |  | 1713 | 4109 | 0.01247% | 0.01256%
| Mar | 13 | 10 | 1714 | 478.2907 | 466.7325 | 550.8287 | 0.01021% | 0.009504% | 0.01095% | 0.01243% | 4703 | 0.01245% | 0.01244% |  | 8.6097 | 22.8353 | 18.2114 |  | 1714 | 469.6811 | 443.8972 | 532.6173 |  | 1714 | 0.01022% | 0.009422% | 0.01103% | 0.00941% | 0.01146% | 0.009102% |  | 1714 | 0.009422% | 0.01103% | 1714 | 5283 | 0.01245% | 3914 | 0.0125% | 0.01247% |  | 1714 | 0.01146% | 0.009102% | 0.01028% |  | 1714 | 4703 | 0.01247% | 0.01271%
| Mar | 13 | 11 | 1715 | 474.583 | 462.0126 | 532.7119 | 0.01013% | 0.009408% | 0.01059% | 0.01242% | 4774 | 0.01245% | 0.01244% |  | 8.6093 | 22.8367 | 18.2131 |  | 1715 | 465.9737 | 439.1758 | 514.4988 |  | 1715 | 0.01014% | 0.009321% | 0.01065% | 0.00941% | 0.01146% | 0.009103% |  | 1715 | 0.009321% | 0.01065% | 1715 | 3966 | 0.01245% | 4057 | 0.0125% | 0.01247% |  | 1715 | 0.01146% | 0.009103% | 0.01028% |  | 1715 | 4774 | 0.01247% | 0.01271%
| Mar | 13 | 12 | 1716 | 462.5117 | 453.1127 | 517.6895 | 0.009871% | 0.009227% | 0.01029% | 0.01242% | 964 | 0.01245% | 0.01244% |  | 8.609 | 22.8382 | 18.2148 |  | 1716 | 453.9027 | 430.2744 | 499.4747 |  | 1716 | 0.009881% | 0.009133% | 0.01034% | 0.00941% | 0.01146% | 0.009104% |  | 1716 | 0.009133% | 0.01034% | 1716 | 4543 | 0.01245% | 8047 | 0.0125% | 0.01247% |  | 1716 | 0.01146% | 0.009104% | 0.01028% |  | 1716 | 964 | 0.01247% | 0.009653%
| Mar | 13 | 13 | 1717 | 452.7094 | 444.3896 | 509.9814 | 0.009662% | 0.009049% | 0.01014% | 0.01242% | 4484 | 0.01245% | 0.01243% |  | 8.6087 | 22.8397 | 18.2166 |  | 1717 | 444.1007 | 421.5499 | 491.7648 |  | 1717 | 0.009667% | 0.008947% | 0.01018% | 0.009409% | 0.01146% | 0.009105% |  | 1717 | 0.008947% | 0.01018% | 1717 | 5139 | 0.01245% | 8383 | 0.0125% | 0.01247% |  | 1717 | 0.01146% | 0.009105% | 0.01028% |  | 1717 | 4484 | 0.01247% | 0.01269%
| Mar | 13 | 14 | 1718 | 447.6311 | 446.5029 | 498.7381 | 0.009554% | 0.009092% | 0.009917% | 0.01242% | 7975 | 0.01245% | 0.01243% |  | 8.6084 | 22.8412 | 18.2183 |  | 1718 | 439.0228 | 423.6617 | 480.5198 |  | 1718 | 0.009557% | 0.008992% | 0.009951% | 0.009409% | 0.01146% | 0.009106% |  | 1718 | 0.008992% | 0.009951% | 1718 | 4521 | 0.01245% | 347 | 0.01249% | 0.01247% |  | 1718 | 0.01146% | 0.009106% | 0.01028% |  | 1718 | 7975 | 0.01247% | 0.01159%
| Mar | 13 | 15 | 1719 | 446.5462 | 452.7868 | 496.7408 | 0.009531% | 0.00922% | 0.009877% | 0.01242% | 4058 | 0.01245% | 0.01243% |  | 8.6081 | 22.8427 | 18.2201 |  | 1719 | 437.9381 | 429.9441 | 478.5207 |  | 1719 | 0.009533% | 0.009125% | 0.009909% | 0.009409% | 0.01146% | 0.009107% |  | 1719 | 0.009125% | 0.009909% | 1719 | 3717 | 0.01245% | 1553 | 0.01249% | 0.01247% |  | 1719 | 0.01146% | 0.009107% | 0.01028% |  | 1719 | 4058 | 0.01247% | 0.01253%
| Mar | 13 | 16 | 1720 | 454.6271 | 456.3617 | 494.584 | 0.009703% | 0.009293% | 0.009835% | 0.01242% | 5679 | 0.01245% | 0.01243% |  | 8.6077 | 22.8442 | 18.2218 |  | 1720 | 446.0194 | 433.5175 | 476.3622 |  | 1720 | 0.009709% | 0.009201% | 0.009865% | 0.009408% | 0.01146% | 0.009107% |  | 1720 | 0.009201% | 0.009865% | 1720 | 4708 | 0.01245% | 3082 | 0.01249% | 0.01247% |  | 1720 | 0.01146% | 0.009107% | 0.01029% |  | 1720 | 5679 | 0.01247% | 0.01232%
| Mar | 13 | 17 | 1721 | 460.4215 | 455.198 | 492.7367 | 0.009827% | 0.009269% | 0.009798% | 0.01242% | 4400 | 0.01245% | 0.01243% |  | 8.6074 | 22.8457 | 18.2236 |  | 1721 | 451.8141 | 432.3523 | 474.5131 |  | 1721 | 0.009835% | 0.009177% | 0.009826% | 0.009408% | 0.01146% | 0.009108% |  | 1721 | 0.009177% | 0.009826% | 1721 | 4389 | 0.01245% | 1469 | 0.01249% | 0.01247% |  | 1721 | 0.01146% | 0.009108% | 0.01029% |  | 1721 | 4400 | 0.01247% | 0.01267%
| Mar | 13 | 18 | 1722 | 458.1178 | 452.2655 | 501.1574 | 0.009778% | 0.00921% | 0.009965% | 0.01241% | 5637 | 0.01245% | 0.01243% |  | 8.6071 | 22.8471 | 18.2254 |  | 1722 | 449.5107 | 429.4184 | 482.9321 |  | 1722 | 0.009785% | 0.009114% | 0.01% | 0.009408% | 0.01146% | 0.009109% |  | 1722 | 0.009114% | 0.01% | 1722 | 7761 | 0.01244% | 1483 | 0.01249% | 0.01247% |  | 1722 | 0.01146% | 0.009109% | 0.01029% |  | 1722 | 5637 | 0.01247% | 0.01234%
| Mar | 13 | 19 | 1723 | 464.0958 | 473.3143 | 525.6508 | 0.009905% | 0.009638% | 0.01045% | 0.01241% | 4969 | 0.01245% | 0.01243% |  | 8.6068 | 22.8486 | 18.2271 |  | 1723 | 455.489 | 450.4657 | 507.4237 |  | 1723 | 0.009915% | 0.009561% | 0.01051% | 0.009407% | 0.01146% | 0.00911% |  | 1723 | 0.009561% | 0.01051% | 1723 | 4612 | 0.01244% | 3564 | 0.01249% | 0.01247% |  | 1723 | 0.01146% | 0.00911% | 0.01029% |  | 1723 | 4969 | 0.01247% | 0.01266%
| Mar | 13 | 20 | 1724 | 459.8461 | 473.5936 | 540.2324 | 0.009814% | 0.009644% | 0.01074% | 0.01241% | 5844 | 0.01245% | 0.01243% |  | 8.6065 | 22.8501 | 18.2289 |  | 1724 | 451.2396 | 450.7435 | 522.0035 |  | 1724 | 0.009823% | 0.009567% | 0.01081% | 0.009407% | 0.01147% | 0.009111% |  | 1724 | 0.009567% | 0.01081% | 1724 | 7640 | 0.01244% | 1557 | 0.01249% | 0.01247% |  | 1724 | 0.01147% | 0.009111% | 0.01029% |  | 1724 | 5844 | 0.01247% | 0.01223%
| Mar | 13 | 21 | 1725 | 450.1879 | 468.8644 | 542.8956 | 0.009608% | 0.009548% | 0.0108% | 0.01241% | 5961 | 0.01245% | 0.01243% |  | 8.6062 | 22.8515 | 18.2307 |  | 1725 | 441.5817 | 446.0128 | 524.6649 |  | 1725 | 0.009612% | 0.009467% | 0.01086% | 0.009407% | 0.01147% | 0.009112% |  | 1725 | 0.009467% | 0.01086% | 1725 | 8251 | 0.01244% | 1052 | 0.01249% | 0.01247% |  | 1725 | 0.01147% | 0.009112% | 0.01029% |  | 1725 | 5961 | 0.01247% | 0.01218%
| Mar | 13 | 22 | 1726 | 436.3024 | 454.8815 | 537.9069 | 0.009312% | 0.009263% | 0.0107% | 0.01241% | 3607 | 0.01245% | 0.01243% |  | 8.6058 | 22.853 | 18.2325 |  | 1726 | 427.6965 | 432.0285 | 519.6744 |  | 1726 | 0.00931% | 0.00917% | 0.01076% | 0.009406% | 0.01147% | 0.009113% |  | 1726 | 0.00917% | 0.01076% | 1726 | 3829 | 0.01244% | 5625 | 0.01249% | 0.01247% |  | 1726 | 0.01147% | 0.009113% | 0.01029% |  | 1726 | 3607 | 0.01247% | 0.01218%
| Mar | 13 | 23 | 1727 | 429.3323 | 444.6876 | 536.1064 | 0.009163% | 0.009055% | 0.01066% | 0.01241% | 5263 | 0.01244% | 0.01243% |  | 8.6055 | 22.8545 | 18.2342 |  | 1727 | 420.7268 | 421.8331 | 517.8722 |  | 1727 | 0.009158% | 0.008953% | 0.01072% | 0.009406% | 0.01147% | 0.009114% |  | 1727 | 0.008953% | 0.01072% | 1727 | 5537 | 0.01244% | 3423 | 0.01249% | 0.01247% |  | 1727 | 0.01147% | 0.009114% | 0.01029% |  | 1727 | 5263 | 0.01247% | 0.01255%
| Mar | 14 | 0 | 1728 | 422.9333 | 447.1173 | 539.6042 | 0.009027% | 0.009105% | 0.01073% | 0.01241% | 3082 | 0.01244% | 0.01243% |  | 8.6052 | 22.8559 | 18.236 |  | 1728 | 414.3281 | 424.2614 | 521.3681 |  | 1728 | 0.009019% | 0.009005% | 0.0108% | 0.009406% | 0.01147% | 0.009115% |  | 1728 | 0.009005% | 0.0108% | 1728 | 5820 | 0.01244% | 4136 | 0.01249% | 0.01247% |  | 1728 | 0.01147% | 0.009115% | 0.01029% |  | 1728 | 3082 | 0.01247% | 0.01164%
| Mar | 14 | 1 | 1729 | 421.6013 | 449.3051 | 547.7342 | 0.008998% | 0.009149% | 0.01089% | 0.01241% | 3187 | 0.01244% | 0.01243% |  | 8.6049 | 22.8574 | 18.2378 |  | 1729 | 412.9964 | 426.4477 | 529.4964 |  | 1729 | 0.00899% | 0.009051% | 0.01097% | 0.009405% | 0.01147% | 0.009115% |  | 1729 | 0.009051% | 0.01097% | 1729 | 1242 | 0.01244% | 5215 | 0.01249% | 0.01246% |  | 1729 | 0.01147% | 0.009115% | 0.01029% |  | 1729 | 3187 | 0.01246% | 0.01176%
| Mar | 14 | 2 | 1730 | 424.6488 | 452.4889 | 556.4176 | 0.009063% | 0.009214% | 0.01106% | 0.01241% | 941 | 0.01244% | 0.01243% |  | 8.6046 | 22.8588 | 18.2396 |  | 1730 | 416.0442 | 429.6301 | 538.178 |  | 1730 | 0.009056% | 0.009119% | 0.01114% | 0.009405% | 0.01147% | 0.009116% |  | 1730 | 0.009119% | 0.01114% | 1730 | 6471 | 0.01244% | 3740 | 0.01249% | 0.01246% |  | 1730 | 0.01147% | 0.009116% | 0.01029% |  | 1730 | 941 | 0.01246% | 0.009634%
| Mar | 14 | 3 | 1731 | 431.2612 | 459.0894 | 568.5517 | 0.009204% | 0.009349% | 0.01131% | 0.01241% | 3717 | 0.01244% | 0.01243% |  | 8.6043 | 22.8603 | 18.2414 |  | 1731 | 422.6569 | 436.2291 | 550.3103 |  | 1731 | 0.0092% | 0.009259% | 0.0114% | 0.009405% | 0.01147% | 0.009117% |  | 1731 | 0.009259% | 0.0114% | 1731 | 4297 | 0.01244% | 961 | 0.01249% | 0.01246% |  | 1731 | 0.01147% | 0.009117% | 0.01029% |  | 1731 | 3717 | 0.01246% | 0.01227%
| Mar | 14 | 4 | 1732 | 439.4622 | 468.5851 | 585.6652 | 0.009379% | 0.009542% | 0.01165% | 0.01241% | 4367 | 0.01244% | 0.01243% |  | 8.604 | 22.8618 | 18.2432 |  | 1732 | 430.8582 | 445.7233 | 567.422 |  | 1732 | 0.009379% | 0.00946% | 0.01175% | 0.009404% | 0.01147% | 0.009118% |  | 1732 | 0.00946% | 0.01175% | 1732 | 3563 | 0.01244% | 4060 | 0.01249% | 0.01246% |  | 1732 | 0.01147% | 0.009118% | 0.01029% |  | 1732 | 4367 | 0.01246% | 0.01266%
| Mar | 14 | 5 | 1733 | 459.8434 | 484.886 | 613.1968 | 0.009814% | 0.009874% | 0.01219% | 0.01241% | 4462 | 0.01244% | 0.01242% |  | 8.6037 | 22.8632 | 18.245 |  | 1733 | 451.2397 | 462.0228 | 594.9518 |  | 1733 | 0.009823% | 0.009806% | 0.01232% | 0.009404% | 0.01147% | 0.009119% |  | 1733 | 0.009806% | 0.01232% | 1733 | 3395 | 0.01244% | 3983 | 0.01249% | 0.01246% |  | 1733 | 0.01147% | 0.009119% | 0.0103% |  | 1733 | 4462 | 0.01246% | 0.01269%
| Mar | 14 | 6 | 1734 | 484.8407 | 510.1986 | 645.4545 | 0.01035% | 0.01039% | 0.01283% | 0.01241% | 3134 | 0.01244% | 0.01242% |  | 8.6033 | 22.8646 | 18.2468 |  | 1734 | 476.2373 | 487.334 | 627.2077 |  | 1734 | 0.01037% | 0.01034% | 0.01299% | 0.009404% | 0.01147% | 0.00912% |  | 1734 | 0.01034% | 0.01299% | 1734 | 5987 | 0.01244% | 4229 | 0.01249% | 0.01246% |  | 1734 | 0.01147% | 0.00912% | 0.0103% |  | 1734 | 3134 | 0.01246% | 0.0117%
| Mar | 14 | 7 | 1735 | 491.4593 | 517.9534 | 646.6923 | 0.01049% | 0.01055% | 0.01286% | 0.01241% | 1523 | 0.01244% | 0.01242% |  | 8.603 | 22.8661 | 18.2486 |  | 1735 | 482.8562 | 495.0873 | 628.4437 |  | 1735 | 0.01051% | 0.01051% | 0.01301% | 0.009403% | 0.01147% | 0.009121% |  | 1735 | 0.01051% | 0.01301% | 1735 | 8182 | 0.01244% | 3187 | 0.01249% | 0.01246% |  | 1735 | 0.01147% | 0.009121% | 0.0103% |  | 1735 | 1523 | 0.01246% | 0.01012%
| Mar | 14 | 8 | 1736 | 483.9222 | 511.3437 | 625.4434 | 0.01033% | 0.01041% | 0.01244% | 0.01241% | 4108 | 0.01244% | 0.01242% |  | 8.6027 | 22.8675 | 18.2504 |  | 1736 | 475.3195 | 488.4761 | 607.1931 |  | 1736 | 0.01035% | 0.01037% | 0.01257% | 0.009403% | 0.01147% | 0.009122% |  | 1736 | 0.01037% | 0.01257% | 1736 | 5069 | 0.01244% | 3134 | 0.01249% | 0.01246% |  | 1736 | 0.01147% | 0.009122% | 0.0103% |  | 1736 | 4108 | 0.01246% | 0.01256%
| Mar | 14 | 9 | 1737 | 472.3093 | 502.8255 | 594.6955 | 0.01008% | 0.01024% | 0.01183% | 0.01241% | 5207 | 0.01244% | 0.01242% |  | 8.6024 | 22.869 | 18.2522 |  | 1737 | 463.7069 | 479.9565 | 576.4433 |  | 1737 | 0.01009% | 0.01019% | 0.01194% | 0.009403% | 0.01148% | 0.009123% |  | 1737 | 0.01019% | 0.01194% | 1737 | 5771 | 0.01243% | 1162 | 0.01249% | 0.01246% |  | 1737 | 0.01148% | 0.009123% | 0.0103% |  | 1737 | 5207 | 0.01246% | 0.01257%
| Mar | 14 | 10 | 1738 | 470.6739 | 497.8821 | 564.979 | 0.01005% | 0.01014% | 0.01123% | 0.01241% | 1736 | 0.01244% | 0.01242% |  | 8.6021 | 22.8704 | 18.254 |  | 1738 | 462.0718 | 475.0117 | 546.725 |  | 1738 | 0.01006% | 0.01008% | 0.01132% | 0.009402% | 0.01148% | 0.009124% |  | 1738 | 0.01008% | 0.01132% | 1738 | 3466 | 0.01243% | 5396 | 0.01249% | 0.01246% |  | 1738 | 0.01148% | 0.009124% | 0.0103% |  | 1738 | 1736 | 0.01246% | 0.0103%
| Mar | 14 | 11 | 1739 | 461.377 | 479.9427 | 542.0985 | 0.009847% | 0.009773% | 0.01078% | 0.01241% | 3763 | 0.01243% | 0.01242% |  | 8.6018 | 22.8718 | 18.2558 |  | 1739 | 452.7752 | 457.0709 | 523.8427 |  | 1739 | 0.009856% | 0.009701% | 0.01085% | 0.009402% | 0.01148% | 0.009124% |  | 1739 | 0.009701% | 0.01085% | 1739 | 4105 | 0.01243% | 752 | 0.01249% | 0.01246% |  | 1739 | 0.01148% | 0.009124% | 0.0103% |  | 1739 | 3763 | 0.01246% | 0.01231%
| Mar | 14 | 12 | 1740 | 453.2486 | 467.319 | 526.551 | 0.009674% | 0.009516% | 0.01047% | 0.01241% | 4687 | 0.01243% | 0.01242% |  | 8.6015 | 22.8733 | 18.2577 |  | 1740 | 444.6471 | 444.4457 | 508.2934 |  | 1740 | 0.009679% | 0.009433% | 0.01053% | 0.009402% | 0.01148% | 0.009125% |  | 1740 | 0.009433% | 0.01053% | 1740 | 5536 | 0.01243% | 5891 | 0.01248% | 0.01246% |  | 1740 | 0.01148% | 0.009125% | 0.0103% |  | 1740 | 4687 | 0.01246% | 0.01272%
| Mar | 14 | 13 | 1741 | 440.9717 | 461.7612 | 513.6854 | 0.009412% | 0.009403% | 0.01021% | 0.01241% | 3105 | 0.01243% | 0.01242% |  | 8.6012 | 22.8747 | 18.2595 |  | 1741 | 432.3705 | 438.8865 | 495.426 |  | 1741 | 0.009412% | 0.009315% | 0.01026% | 0.009401% | 0.01148% | 0.009126% |  | 1741 | 0.009315% | 0.01026% | 1741 | 8122 | 0.01243% | 1253 | 0.01248% | 0.01246% |  | 1741 | 0.01148% | 0.009126% | 0.0103% |  | 1741 | 3105 | 0.01246% | 0.01167%
| Mar | 14 | 14 | 1742 | 430.7733 | 457.8233 | 507.759 | 0.009194% | 0.009323% | 0.0101% | 0.01241% | 5092 | 0.01243% | 0.01242% |  | 8.6009 | 22.8761 | 18.2613 |  | 1742 | 422.1724 | 434.9472 | 489.4977 |  | 1742 | 0.00919% | 0.009232% | 0.01014% | 0.009401% | 0.01148% | 0.009127% |  | 1742 | 0.009232% | 0.01014% | 1742 | 1088 | 0.01243% | 1616 | 0.01248% | 0.01246% |  | 1742 | 0.01148% | 0.009127% | 0.0103% |  | 1742 | 5092 | 0.01246% | 0.01262%
| Mar | 14 | 15 | 1743 | 430.4706 | 456.7154 | 504.6833 | 0.009187% | 0.0093% | 0.01004% | 0.01241% | 7229 | 0.01243% | 0.01242% |  | 8.6006 | 22.8775 | 18.2632 |  | 1743 | 421.87 | 433.8379 | 486.4201 |  | 1743 | 0.009183% | 0.009208% | 0.01007% | 0.009401% | 0.01148% | 0.009128% |  | 1743 | 0.009208% | 0.01007% | 1743 | 4230 | 0.01243% | 1027 | 0.01248% | 0.01246% |  | 1743 | 0.01148% | 0.009128% | 0.0103% |  | 1743 | 7229 | 0.01246% | 0.01189%
| Mar | 14 | 16 | 1744 | 435.3684 | 460.0669 | 508.6217 | 0.009292% | 0.009369% | 0.01011% | 0.01241% | 963 | 0.01243% | 0.01242% |  | 8.6003 | 22.879 | 18.265 |  | 1744 | 426.7681 | 437.1879 | 490.3567 |  | 1744 | 0.00929% | 0.009279% | 0.01015% | 0.0094% | 0.01148% | 0.009129% |  | 1744 | 0.009279% | 0.01015% | 1744 | 5748 | 0.01243% | 8386 | 0.01248% | 0.01246% |  | 1744 | 0.01148% | 0.009129% | 0.0103% |  | 1744 | 963 | 0.01246% | 0.009652%
| Mar | 14 | 17 | 1745 | 442.7486 | 461.7798 | 519.9588 | 0.00945% | 0.009403% | 0.01034% | 0.01241% | 4654 | 0.01243% | 0.01242% |  | 8.6 | 22.8804 | 18.2668 |  | 1745 | 434.1486 | 438.8994 | 501.692 |  | 1745 | 0.009451% | 0.009316% | 0.01039% | 0.0094% | 0.01148% | 0.00913% |  | 1745 | 0.009316% | 0.01039% | 1745 | 7639 | 0.01243% | 3105 | 0.01248% | 0.01246% |  | 1745 | 0.01148% | 0.00913% | 0.01031% |  | 1745 | 4654 | 0.01246% | 0.01272%
| Mar | 14 | 18 | 1746 | 444.8455 | 470.3632 | 532.4118 | 0.009494% | 0.009578% | 0.01059% | 0.01241% | 4822 | 0.01243% | 0.01242% |  | 8.5997 | 22.8818 | 18.2687 |  | 1746 | 436.2459 | 447.4814 | 514.1431 |  | 1746 | 0.009496% | 0.009498% | 0.01065% | 0.0094% | 0.01148% | 0.009131% |  | 1746 | 0.009498% | 0.01065% | 1746 | 4206 | 0.01243% | 1402 | 0.01248% | 0.01246% |  | 1746 | 0.01148% | 0.009131% | 0.01031% |  | 1746 | 4822 | 0.01246% | 0.0127%
| Mar | 14 | 19 | 1747 | 449.0494 | 484.886 | 552.5072 | 0.009584% | 0.009874% | 0.01099% | 0.01241% | 1012 | 0.01243% | 0.01242% |  | 8.5994 | 22.8832 | 18.2705 |  | 1747 | 440.45 | 462.0028 | 534.2367 |  | 1747 | 0.009588% | 0.009806% | 0.01106% | 0.009399% | 0.01148% | 0.009132% |  | 1747 | 0.009806% | 0.01106% | 1747 | 4272 | 0.01243% | 5938 | 0.01248% | 0.01246% |  | 1747 | 0.01148% | 0.009132% | 0.01031% |  | 1747 | 1012 | 0.01246% | 0.009691%
| Mar | 14 | 20 | 1748 | 447.8817 | 489.6339 | 554.9922 | 0.009559% | 0.009971% | 0.01104% | 0.01241% | 3633 | 0.01243% | 0.01242% |  | 8.5991 | 22.8846 | 18.2724 |  | 1748 | 439.2827 | 466.7493 | 536.7198 |  | 1748 | 0.009562% | 0.009907% | 0.01111% | 0.009399% | 0.01148% | 0.009133% |  | 1748 | 0.009907% | 0.01111% | 1748 | 5649 | 0.01243% | 31 | 0.01248% | 0.01246% |  | 1748 | 0.01148% | 0.009133% | 0.01031% |  | 1748 | 3633 | 0.01246% | 0.0122%
| Mar | 14 | 21 | 1749 | 439.0873 | 485.5098 | 550.5943 | 0.009371% | 0.009887% | 0.01095% | 0.01241% | 1386 | 0.01243% | 0.01242% |  | 8.5988 | 22.886 | 18.2742 |  | 1749 | 430.4886 | 462.6238 | 532.3201 |  | 1749 | 0.009371% | 0.009819% | 0.01102% | 0.009399% | 0.01148% | 0.009134% |  | 1749 | 0.009819% | 0.01102% | 1749 | 3274 | 0.01243% | 5064 | 0.01248% | 0.01245% |  | 1749 | 0.01148% | 0.009134% | 0.01031% |  | 1749 | 1386 | 0.01245% | 0.01001%
| Mar | 14 | 22 | 1750 | 425.7059 | 474.9807 | 540.8419 | 0.009086% | 0.009672% | 0.01075% | 0.01241% | 863 | 0.01243% | 0.01242% |  | 8.5985 | 22.8874 | 18.2761 |  | 1750 | 417.1075 | 452.0933 | 522.5659 |  | 1750 | 0.00908% | 0.009596% | 0.01082% | 0.009398% | 0.01148% | 0.009135% |  | 1750 | 0.009596% | 0.01082% | 1750 | 5963 | 0.01243% | 4735 | 0.01248% | 0.01245% |  | 1750 | 0.01148% | 0.009135% | 0.01031% |  | 1750 | 863 | 0.01245% | 0.009574%
| Mar | 14 | 23 | 1751 | 415.4438 | 469.395 | 539.576 | 0.008867% | 0.009559% | 0.01073% | 0.0124% | 857 | 0.01243% | 0.01242% |  | 8.5982 | 22.8888 | 18.2779 |  | 1751 | 406.8457 | 446.5062 | 521.2981 |  | 1751 | 0.008856% | 0.009477% | 0.0108% | 0.009398% | 0.01148% | 0.009136% |  | 1751 | 0.009477% | 0.0108% | 1751 | 5184 | 0.01243% | 3658 | 0.01248% | 0.01245% |  | 1751 | 0.01148% | 0.009136% | 0.01031% |  | 1751 | 857 | 0.01245% | 0.00957%
| Mar | 15 | 0 | 1752 | 409.6046 | 467.3097 | 541.0858 | 0.008742% | 0.009516% | 0.01076% | 0.0124% | 5279 | 0.01243% | 0.01242% |  | 8.5979 | 22.8902 | 18.2798 |  | 1752 | 401.0068 | 444.4195 | 522.806 |  | 1752 | 0.008729% | 0.009433% | 0.01083% | 0.009398% | 0.01149% | 0.009136% |  | 1752 | 0.009433% | 0.01083% | 1752 | 3824 | 0.01242% | 5652 | 0.01248% | 0.01245% |  | 1752 | 0.01149% | 0.009136% | 0.01031% |  | 1752 | 5279 | 0.01245% | 0.01254%
| Mar | 15 | 1 | 1753 | 406.8157 | 471.4059 | 547.5842 | 0.008683% | 0.009599% | 0.01089% | 0.0124% | 4894 | 0.01243% | 0.01241% |  | 8.5976 | 22.8916 | 18.2817 |  | 1753 | 398.2182 | 448.5142 | 529.3025 |  | 1753 | 0.008668% | 0.00952% | 0.01096% | 0.009397% | 0.01149% | 0.009137% |  | 1753 | 0.00952% | 0.01096% | 1753 | 5455 | 0.01242% | 1274 | 0.01248% | 0.01245% |  | 1753 | 0.01149% | 0.009137% | 0.01031% |  | 1753 | 4894 | 0.01245% | 0.01268%
| Mar | 15 | 2 | 1754 | 407.942 | 475.3438 | 551.8508 | 0.008707% | 0.00968% | 0.01097% | 0.0124% | 977 | 0.01243% | 0.01241% |  | 8.5973 | 22.893 | 18.2835 |  | 1754 | 399.3448 | 452.4508 | 533.5673 |  | 1754 | 0.008693% | 0.009603% | 0.01105% | 0.009397% | 0.01149% | 0.009138% |  | 1754 | 0.009603% | 0.01105% | 1754 | 8141 | 0.01242% | 7809 | 0.01248% | 0.01245% |  | 1754 | 0.01149% | 0.009138% | 0.01031% |  | 1754 | 977 | 0.01245% | 0.009663%
| Mar | 15 | 3 | 1755 | 414.0203 | 483.6479 | 555.1235 | 0.008836% | 0.009849% | 0.01104% | 0.0124% | 5090 | 0.01242% | 0.01241% |  | 8.597 | 22.8944 | 18.2854 |  | 1755 | 405.4233 | 460.7535 | 536.8381 |  | 1755 | 0.008825% | 0.009779% | 0.01112% | 0.009397% | 0.01149% | 0.009139% |  | 1755 | 0.009779% | 0.01112% | 1755 | 5207 | 0.01242% | 3545 | 0.01248% | 0.01245% |  | 1755 | 0.01149% | 0.009139% | 0.01031% |  | 1755 | 5090 | 0.01245% | 0.01262%
| Mar | 15 | 4 | 1756 | 417.8825 | 495.2848 | 566.3856 | 0.008919% | 0.01009% | 0.01126% | 0.0124% | 4437 | 0.01242% | 0.01241% |  | 8.5967 | 22.8958 | 18.2873 |  | 1756 | 409.2859 | 472.389 | 548.0983 |  | 1756 | 0.008909% | 0.01003% | 0.01135% | 0.009396% | 0.01149% | 0.00914% |  | 1756 | 0.01003% | 0.01135% | 1756 | 3621 | 0.01242% | 3870 | 0.01248% | 0.01245% |  | 1756 | 0.01149% | 0.00914% | 0.01031% |  | 1756 | 4437 | 0.01245% | 0.01268%
| Mar | 15 | 5 | 1757 | 436.7476 | 520.5973 | 588.0564 | 0.009321% | 0.0106% | 0.01169% | 0.0124% | 4507 | 0.01242% | 0.01241% |  | 8.5964 | 22.8972 | 18.2892 |  | 1757 | 428.1512 | 497.7002 | 569.7672 |  | 1757 | 0.00932% | 0.01056% | 0.0118% | 0.009396% | 0.01149% | 0.009141% |  | 1757 | 0.01056% | 0.0118% | 1757 | 5614 | 0.01242% | 8407 | 0.01247% | 0.01245% |  | 1757 | 0.01149% | 0.009141% | 0.01032% |  | 1757 | 4507 | 0.01245% | 0.0127%
| Mar | 15 | 6 | 1758 | 461.5051 | 550.6298 | 613.7875 | 0.00985% | 0.01121% | 0.0122% | 0.0124% | 5790 | 0.01242% | 0.01241% |  | 8.5961 | 22.8986 | 18.2911 |  | 1758 | 452.9091 | 527.7313 | 595.4965 |  | 1758 | 0.009859% | 0.0112% | 0.01233% | 0.009396% | 0.01149% | 0.009142% |  | 1758 | 0.0112% | 0.01233% | 1758 | 4707 | 0.01242% | 5001 | 0.01247% | 0.01245% |  | 1758 | 0.01149% | 0.009142% | 0.01032% |  | 1758 | 5790 | 0.01245% | 0.01226%
| Mar | 15 | 7 | 1759 | 466.1652 | 559.1573 | 616.4788 | 0.009949% | 0.01139% | 0.01226% | 0.0124% | 5022 | 0.01242% | 0.01241% |  | 8.5958 | 22.8999 | 18.2929 |  | 1759 | 457.5694 | 536.2574 | 598.1859 |  | 1759 | 0.00996% | 0.01138% | 0.01239% | 0.009395% | 0.01149% | 0.009143% |  | 1759 | 0.01138% | 0.01239% | 1759 | 8252 | 0.01242% | 5721 | 0.01247% | 0.01245% |  | 1759 | 0.01149% | 0.009143% | 0.01032% |  | 1759 | 5022 | 0.01245% | 0.01264%
| Mar | 15 | 8 | 1760 | 459.4267 | 545.7982 | 603.6038 | 0.009805% | 0.01111% | 0.012% | 0.0124% | 1398 | 0.01242% | 0.01241% |  | 8.5955 | 22.9013 | 18.2948 |  | 1760 | 450.8313 | 522.8969 | 585.309 |  | 1760 | 0.009814% | 0.0111% | 0.01212% | 0.009395% | 0.01149% | 0.009144% |  | 1760 | 0.0111% | 0.01212% | 1760 | 3999 | 0.01242% | 1636 | 0.01247% | 0.01245% |  | 1760 | 0.01149% | 0.009144% | 0.01032% |  | 1760 | 1398 | 0.01245% | 0.01002%
| Mar | 15 | 9 | 1761 | 453.4783 | 525.4941 | 579.373 | 0.009679% | 0.0107% | 0.01152% | 0.0124% | 962 | 0.01242% | 0.01241% |  | 8.5952 | 22.9027 | 18.2967 |  | 1761 | 444.8831 | 502.5914 | 561.0763 |  | 1761 | 0.009684% | 0.01067% | 0.01162% | 0.009395% | 0.01149% | 0.009145% |  | 1761 | 0.01067% | 0.01162% | 1761 | 8201 | 0.01242% | 5709 | 0.01247% | 0.01245% |  | 1761 | 0.01149% | 0.009145% | 0.01032% |  | 1761 | 962 | 0.01245% | 0.009651%
| Mar | 15 | 10 | 1762 | 441.4912 | 506.0652 | 555.2266 | 0.009423% | 0.01031% | 0.01104% | 0.0124% | 5040 | 0.01242% | 0.01241% |  | 8.5949 | 22.9041 | 18.2986 |  | 1762 | 432.8963 | 483.1611 | 536.928 |  | 1762 | 0.009423% | 0.01026% | 0.01112% | 0.009394% | 0.01149% | 0.009146% |  | 1762 | 0.01026% | 0.01112% | 1762 | 5258 | 0.01242% | 3060 | 0.01247% | 0.01244% |  | 1762 | 0.01149% | 0.009146% | 0.01032% |  | 1762 | 5040 | 0.01244% | 0.01264%
| Mar | 15 | 11 | 1763 | 434.4973 | 486.0032 | 534.6717 | 0.009273% | 0.009897% | 0.01063% | 0.0124% | 3060 | 0.01242% | 0.01241% |  | 8.5946 | 22.9054 | 18.3005 |  | 1763 | 425.9027 | 463.0977 | 516.3712 |  | 1763 | 0.009271% | 0.009829% | 0.01069% | 0.009394% | 0.01149% | 0.009147% |  | 1763 | 0.009829% | 0.01069% | 1763 | 3583 | 0.01242% | 3036 | 0.01247% | 0.01244% |  | 1763 | 0.01149% | 0.009147% | 0.01032% |  | 1763 | 3060 | 0.01244% | 0.01162%
| Mar | 15 | 12 | 1764 | 424.3651 | 484.2995 | 512.3914 | 0.009057% | 0.009862% | 0.01019% | 0.0124% | 185 | 0.01242% | 0.01241% |  | 8.5943 | 22.9068 | 18.3024 |  | 1764 | 415.7709 | 461.3927 | 494.089 |  | 1764 | 0.00905% | 0.009793% | 0.01023% | 0.009394% | 0.01149% | 0.009148% |  | 1764 | 0.009793% | 0.01023% | 1764 | 3249 | 0.01242% | 3741 | 0.01247% | 0.01244% |  | 1764 | 0.01149% | 0.009148% | 0.01032% |  | 1764 | 185 | 0.01244% | 0.009187%
| Mar | 15 | 13 | 1765 | 420.0029 | 473.035 | 499.5727 | 0.008964% | 0.009633% | 0.009934% | 0.0124% | 5115 | 0.01242% | 0.01241% |  | 8.594 | 22.9082 | 18.3043 |  | 1765 | 411.4089 | 450.1268 | 481.2684 |  | 1765 | 0.008956% | 0.009554% | 0.009966% | 0.009393% | 0.01149% | 0.009149% |  | 1765 | 0.009554% | 0.009966% | 1765 | 5794 | 0.01242% | 4919 | 0.01247% | 0.01244% |  | 1765 | 0.01149% | 0.009149% | 0.01032% |  | 1765 | 5115 | 0.01244% | 0.01261%
| Mar | 15 | 14 | 1766 | 418.0844 | 461.454 | 492.4554 | 0.008923% | 0.009397% | 0.009792% | 0.0124% | 1363 | 0.01242% | 0.01241% |  | 8.5937 | 22.9095 | 18.3062 |  | 1766 | 409.4907 | 438.5444 | 474.1491 |  | 1766 | 0.008914% | 0.009308% | 0.009819% | 0.009393% | 0.0115% | 0.00915% |  | 1766 | 0.009308% | 0.009819% | 1766 | 8191 | 0.01241% | 321 | 0.01247% | 0.01244% |  | 1766 | 0.0115% | 0.00915% | 0.01032% |  | 1766 | 1363 | 0.01244% | 0.00999%
| Mar | 15 | 15 | 1767 | 421.7518 | 458.0746 | 486.6977 | 0.009001% | 0.009328% | 0.009678% | 0.0124% | 3036 | 0.01242% | 0.01241% |  | 8.5934 | 22.9109 | 18.3082 |  | 1767 | 413.1584 | 435.1637 | 468.3896 |  | 1767 | 0.008994% | 0.009236% | 0.0097% | 0.009393% | 0.0115% | 0.009151% |  | 1767 | 0.009236% | 0.0097% | 1767 | 5140 | 0.01241% | 5089 | 0.01247% | 0.01244% |  | 1767 | 0.0115% | 0.009151% | 0.01032% |  | 1767 | 3036 | 0.01244% | 0.01159%
| Mar | 15 | 16 | 1768 | 427.0639 | 458.7915 | 491.377 | 0.009115% | 0.009343% | 0.009771% | 0.0124% | 5432 | 0.01242% | 0.01241% |  | 8.5931 | 22.9123 | 18.3101 |  | 1768 | 418.4708 | 435.8792 | 473.0669 |  | 1768 | 0.009109% | 0.009251% | 0.009796% | 0.009392% | 0.0115% | 0.009152% |  | 1768 | 0.009251% | 0.009796% | 1768 | 4757 | 0.01241% | 864 | 0.01247% | 0.01244% |  | 1768 | 0.0115% | 0.009152% | 0.01032% |  | 1768 | 5432 | 0.01244% | 0.01246%
| Mar | 15 | 17 | 1769 | 430.8196 | 462.3291 | 500.1635 | 0.009195% | 0.009415% | 0.009946% | 0.0124% | 727 | 0.01242% | 0.01241% |  | 8.5928 | 22.9136 | 18.312 |  | 1769 | 422.2268 | 439.4155 | 481.8515 |  | 1769 | 0.009191% | 0.009327% | 0.009978% | 0.009392% | 0.0115% | 0.009153% |  | 1769 | 0.009327% | 0.009978% | 1769 | 3688 | 0.01241% | 1372 | 0.01247% | 0.01244% |  | 1769 | 0.0115% | 0.009153% | 0.01032% |  | 1769 | 727 | 0.01244% | 0.009476%
| Mar | 15 | 18 | 1770 | 435.5827 | 449.3051 | 510.2721 | 0.009297% | 0.009149% | 0.01015% | 0.0124% | 1341 | 0.01242% | 0.01241% |  | 8.5925 | 22.915 | 18.3139 |  | 1770 | 426.9902 | 426.3901 | 491.9582 |  | 1770 | 0.009295% | 0.00905% | 0.01019% | 0.009392% | 0.0115% | 0.009153% |  | 1770 | 0.00905% | 0.01019% | 1770 | 8131 | 0.01241% | 4377 | 0.01247% | 0.01244% |  | 1770 | 0.0115% | 0.009153% | 0.01033% |  | 1770 | 1341 | 0.01244% | 0.009971%
| Mar | 15 | 19 | 1771 | 440.7567 | 465.6805 | 528.3702 | 0.009407% | 0.009483% | 0.01051% | 0.0124% | 4059 | 0.01242% | 0.01241% |  | 8.5923 | 22.9163 | 18.3158 |  | 1771 | 432.1644 | 442.7642 | 510.0544 |  | 1771 | 0.009407% | 0.009398% | 0.01056% | 0.009391% | 0.0115% | 0.009154% |  | 1771 | 0.009398% | 0.01056% | 1771 | 3584 | 0.01241% | 4833 | 0.01247% | 0.01244% |  | 1771 | 0.0115% | 0.009154% | 0.01033% |  | 1771 | 4059 | 0.01244% | 0.01253%
| Mar | 15 | 20 | 1772 | 440.8227 | 476.5075 | 533.3964 | 0.009408% | 0.009703% | 0.01061% | 0.01239% | 1413 | 0.01242% | 0.0124% |  | 8.592 | 22.9177 | 18.3178 |  | 1772 | 432.2307 | 453.5898 | 515.0786 |  | 1772 | 0.009409% | 0.009627% | 0.01067% | 0.009391% | 0.0115% | 0.009155% |  | 1772 | 0.009627% | 0.01067% | 1772 | 5068 | 0.01241% | 8096 | 0.01247% | 0.01244% |  | 1772 | 0.0115% | 0.009155% | 0.01033% |  | 1772 | 1413 | 0.01244% | 0.01003%
| Mar | 15 | 21 | 1773 | 434.7945 | 468.7526 | 533.0776 | 0.00928% | 0.009545% | 0.0106% | 0.01239% | 1338 | 0.01241% | 0.0124% |  | 8.5917 | 22.919 | 18.3197 |  | 1773 | 426.2028 | 445.8336 | 514.7579 |  | 1773 | 0.009278% | 0.009463% | 0.01066% | 0.009391% | 0.0115% | 0.009156% |  | 1773 | 0.009463% | 0.01066% | 1773 | 3751 | 0.01241% | 882 | 0.01247% | 0.01244% |  | 1773 | 0.0115% | 0.009156% | 0.01033% |  | 1773 | 1338 | 0.01244% | 0.009969%
| Mar | 15 | 22 | 1774 | 422.6237 | 465.1685 | 528.8766 | 0.00902% | 0.009472% | 0.01052% | 0.01239% | 4474 | 0.01241% | 0.0124% |  | 8.5914 | 22.9204 | 18.3216 |  | 1774 | 414.0323 | 442.2481 | 510.5549 |  | 1774 | 0.009013% | 0.009387% | 0.01057% | 0.00939% | 0.0115% | 0.009157% |  | 1774 | 0.009387% | 0.01057% | 1774 | 4301 | 0.01241% | 1195 | 0.01247% | 0.01244% |  | 1774 | 0.0115% | 0.009157% | 0.01033% |  | 1774 | 4474 | 0.01244% | 0.01269%
| Mar | 15 | 23 | 1775 | 416.2447 | 473.6122 | 526.0353 | 0.008884% | 0.009644% | 0.01046% | 0.01239% | 875 | 0.01241% | 0.0124% |  | 8.5911 | 22.9217 | 18.3236 |  | 1775 | 407.6536 | 450.6905 | 507.7117 |  | 1775 | 0.008874% | 0.009566% | 0.01051% | 0.00939% | 0.0115% | 0.009158% |  | 1775 | 0.009566% | 0.01051% | 1775 | 5067 | 0.01241% | 1172 | 0.01246% | 0.01244% |  | 1775 | 0.0115% | 0.009158% | 0.01033% |  | 1775 | 875 | 0.01244% | 0.009583%
| Mar | 16 | 0 | 1776 | 416.6304 | 474.4128 | 529.4767 | 0.008892% | 0.009661% | 0.01053% | 0.01239% | 4263 | 0.01241% | 0.0124% |  | 8.5908 | 22.923 | 18.3255 |  | 1776 | 408.0395 | 451.4898 | 511.1512 |  | 1776 | 0.008882% | 0.009583% | 0.01059% | 0.00939% | 0.0115% | 0.009159% |  | 1776 | 0.009583% | 0.01059% | 1776 | 7619 | 0.01241% | 5913 | 0.01246% | 0.01244% |  | 1776 | 0.0115% | 0.009159% | 0.01033% |  | 1776 | 4263 | 0.01244% | 0.01263%
| Mar | 16 | 1 | 1777 | 416.9702 | 482.8752 | 533.5277 | 0.008899% | 0.009833% | 0.01061% | 0.01239% | 5681 | 0.01241% | 0.0124% |  | 8.5905 | 22.9244 | 18.3275 |  | 1777 | 408.3796 | 459.9508 | 515.2002 |  | 1777 | 0.00889% | 0.009762% | 0.01067% | 0.00939% | 0.0115% | 0.00916% |  | 1777 | 0.009762% | 0.01067% | 1777 | 4510 | 0.01241% | 5698 | 0.01246% | 0.01244% |  | 1777 | 0.0115% | 0.00916% | 0.01033% |  | 1777 | 5681 | 0.01244% | 0.01232%
| Mar | 16 | 2 | 1778 | 423.7788 | 491.2351 | 541.0576 | 0.009045% | 0.01% | 0.01076% | 0.01239% | 5971 | 0.01241% | 0.0124% |  | 8.5902 | 22.9257 | 18.3294 |  | 1778 | 415.1886 | 468.3094 | 522.7282 |  | 1778 | 0.009038% | 0.00994% | 0.01082% | 0.009389% | 0.0115% | 0.009161% |  | 1778 | 0.00994% | 0.01082% | 1778 | 3730 | 0.01241% | 7975 | 0.01246% | 0.01244% |  | 1778 | 0.0115% | 0.009161% | 0.01033% |  | 1778 | 5971 | 0.01244% | 0.01217%
| Mar | 16 | 3 | 1779 | 434.8612 | 500.675 | 546.0276 | 0.009281% | 0.0102% | 0.01086% | 0.01239% | 3938 | 0.01241% | 0.0124% |  | 8.59 | 22.927 | 18.3314 |  | 1779 | 426.2713 | 477.7479 | 527.6962 |  | 1779 | 0.009279% | 0.01014% | 0.01093% | 0.009389% | 0.0115% | 0.009162% |  | 1779 | 0.01014% | 0.01093% | 1779 | 3606 | 0.01241% | 4171 | 0.01246% | 0.01244% |  | 1779 | 0.0115% | 0.009162% | 0.01033% |  | 1779 | 3938 | 0.01244% | 0.01245%
| Mar | 16 | 4 | 1780 | 446.0503 | 511.9302 | 551.5226 | 0.00952% | 0.01042% | 0.01097% | 0.01239% | 1516 | 0.01241% | 0.0124% |  | 8.5897 | 22.9284 | 18.3333 |  | 1780 | 437.4606 | 489.0018 | 533.1893 |  | 1780 | 0.009523% | 0.01038% | 0.01104% | 0.009389% | 0.0115% | 0.009163% |  | 1780 | 0.01038% | 0.01104% | 1780 | 5638 | 0.01241% | 3607 | 0.01246% | 0.01244% |  | 1780 | 0.0115% | 0.009163% | 0.01033% |  | 1780 | 1516 | 0.01244% | 0.01012%
| Mar | 16 | 5 | 1781 | 470.1539 | 533.3421 | 564.3788 | 0.01003% | 0.01086% | 0.01122% | 0.01239% | 4265 | 0.01241% | 0.0124% |  | 8.5894 | 22.9297 | 18.3353 |  | 1781 | 461.5645 | 510.4124 | 546.0435 |  | 1781 | 0.01005% | 0.01083% | 0.01131% | 0.009388% | 0.01151% | 0.009164% |  | 1781 | 0.01083% | 0.01131% | 1781 | 4248 | 0.01241% | 1414 | 0.01246% | 0.01243% |  | 1781 | 0.01151% | 0.009164% | 0.01033% |  | 1781 | 4265 | 0.01243% | 0.01263%
| Mar | 16 | 6 | 1782 | 505.6281 | 559.4366 | 579.9826 | 0.01079% | 0.01139% | 0.01153% | 0.01239% | 1506 | 0.01241% | 0.0124% |  | 8.5891 | 22.931 | 18.3373 |  | 1782 | 497.039 | 536.5056 | 561.6453 |  | 1782 | 0.01082% | 0.01139% | 0.01163% | 0.009388% | 0.01151% | 0.009165% |  | 1782 | 0.01139% | 0.01163% | 1782 | 4277 | 0.01241% | 4290 | 0.01246% | 0.01243% |  | 1782 | 0.01151% | 0.009165% | 0.01034% |  | 1782 | 1506 | 0.01243% | 0.01011%
| Mar | 16 | 7 | 1783 | 508.6585 | 568.6437 | 589.2754 | 0.01086% | 0.01158% | 0.01172% | 0.01239% | 5183 | 0.01241% | 0.0124% |  | 8.5888 | 22.9323 | 18.3392 |  | 1783 | 500.0697 | 545.7114 | 570.9362 |  | 1783 | 0.01089% | 0.01158% | 0.01182% | 0.009388% | 0.01151% | 0.009166% |  | 1783 | 0.01158% | 0.01182% | 1783 | 3283 | 0.01241% | 5366 | 0.01246% | 0.01243% |  | 1783 | 0.01151% | 0.009166% | 0.01034% |  | 1783 | 5183 | 0.01243% | 0.01258%
| Mar | 16 | 8 | 1784 | 488.0329 | 544.3552 | 578.6416 | 0.01042% | 0.01108% | 0.01151% | 0.01239% | 5743 | 0.01241% | 0.0124% |  | 8.5885 | 22.9336 | 18.3412 |  | 1784 | 479.4444 | 521.4216 | 560.3004 |  | 1784 | 0.01044% | 0.01107% | 0.0116% | 0.009387% | 0.01151% | 0.009167% |  | 1784 | 0.01107% | 0.0116% | 1784 | 4253 | 0.01241% | 5456 | 0.01245% | 0.01243% |  | 1784 | 0.01151% | 0.009167% | 0.01034% |  | 1784 | 5743 | 0.01243% | 0.01229%
| Mar | 16 | 9 | 1785 | 469.8009 | 526.2482 | 560.1497 | 0.01003% | 0.01072% | 0.01114% | 0.01239% | 840 | 0.01241% | 0.0124% |  | 8.5883 | 22.935 | 18.3432 |  | 1785 | 461.2126 | 503.3132 | 541.8065 |  | 1785 | 0.01004% | 0.01068% | 0.01122% | 0.009387% | 0.01151% | 0.009168% |  | 1785 | 0.01068% | 0.01122% | 1785 | 4426 | 0.01241% | 4315 | 0.01245% | 0.01243% |  | 1785 | 0.01151% | 0.009168% | 0.01034% |  | 1785 | 840 | 0.01243% | 0.009557%
| Mar | 16 | 10 | 1786 | 455.3038 | 507.052 | 539.3791 | 0.009717% | 0.01033% | 0.01073% | 0.01239% | 1411 | 0.01241% | 0.0124% |  | 8.588 | 22.9363 | 18.3452 |  | 1786 | 446.7158 | 484.1157 | 521.0339 |  | 1786 | 0.009724% | 0.01028% | 0.01079% | 0.009387% | 0.01151% | 0.009169% |  | 1786 | 0.01028% | 0.01079% | 1786 | 5921 | 0.01241% | 1541 | 0.01245% | 0.01243% |  | 1786 | 0.01151% | 0.009169% | 0.01034% |  | 1786 | 1411 | 0.01243% | 0.01003%
| Mar | 16 | 11 | 1787 | 450.7975 | 494.689 | 518.3272 | 0.009621% | 0.01007% | 0.01031% | 0.01239% | 1349 | 0.01241% | 0.0124% |  | 8.5877 | 22.9376 | 18.3471 |  | 1787 | 442.2098 | 471.7514 | 499.9801 |  | 1787 | 0.009626% | 0.01001% | 0.01035% | 0.009386% | 0.01151% | 0.00917% |  | 1787 | 0.01001% | 0.01035% | 1787 | 5534 | 0.01241% | 3133 | 0.01245% | 0.01243% |  | 1787 | 0.01151% | 0.00917% | 0.01034% |  | 1787 | 1349 | 0.01243% | 0.009978%
| Mar | 16 | 12 | 1788 | 439.4204 | 487.2972 | 500.1728 | 0.009378% | 0.009923% | 0.009946% | 0.01238% | 1389 | 0.01241% | 0.0124% |  | 8.5874 | 22.9389 | 18.3491 |  | 1788 | 430.8329 | 464.3583 | 481.8237 |  | 1788 | 0.009378% | 0.009856% | 0.009978% | 0.009386% | 0.01151% | 0.009171% |  | 1788 | 0.009856% | 0.009978% | 1788 | 5261 | 0.0124% | 348 | 0.01245% | 0.01243% |  | 1788 | 0.01151% | 0.009171% | 0.01034% |  | 1788 | 1389 | 0.01243% | 0.01001%
| Mar | 16 | 13 | 1789 | 432.6696 | 482.5121 | 488.6576 | 0.009234% | 0.009826% | 0.009717% | 0.01238% | 3941 | 0.01241% | 0.0124% |  | 8.5871 | 22.9402 | 18.3511 |  | 1789 | 424.0825 | 459.5719 | 470.3065 |  | 1789 | 0.009231% | 0.009754% | 0.009739% | 0.009386% | 0.01151% | 0.009172% |  | 1789 | 0.009754% | 0.009739% | 1789 | 8266 | 0.0124% | 4943 | 0.01245% | 0.01243% |  | 1789 | 0.01151% | 0.009172% | 0.01034% |  | 1789 | 3941 | 0.01243% | 0.01246%
| Mar | 16 | 14 | 1790 | 425.6549 | 474.9621 | 482.4498 | 0.009085% | 0.009672% | 0.009593% | 0.01238% | 3543 | 0.01241% | 0.0124% |  | 8.5869 | 22.9415 | 18.3531 |  | 1790 | 417.068 | 452.0206 | 464.0968 |  | 1790 | 0.009079% | 0.009594% | 0.009611% | 0.009386% | 0.01151% | 0.009173% |  | 1790 | 0.009594% | 0.009611% | 1790 | 4055 | 0.0124% | 3717 | 0.01245% | 0.01243% |  | 1790 | 0.01151% | 0.009173% | 0.01034% |  | 1790 | 3543 | 0.01243% | 0.01212%
| Mar | 16 | 15 | 1791 | 422.049 | 474.7759 | 475.0606 | 0.009008% | 0.009668% | 0.009446% | 0.01238% | 186 | 0.01241% | 0.01239% |  | 8.5866 | 22.9428 | 18.3551 |  | 1791 | 413.4624 | 451.8331 | 456.7055 |  | 1791 | 0.009% | 0.00959% | 0.009458% | 0.009385% | 0.01151% | 0.009174% |  | 1791 | 0.00959% | 0.009458% | 1791 | 3934 | 0.0124% | 1196 | 0.01245% | 0.01243% |  | 1791 | 0.01151% | 0.009174% | 0.01034% |  | 1791 | 186 | 0.01243% | 0.009187%
| Mar | 16 | 16 | 1792 | 420.0128 | 475.5114 | 473.0538 | 0.008964% | 0.009683% | 0.009406% | 0.01238% | 3622 | 0.01241% | 0.01239% |  | 8.5863 | 22.9441 | 18.3571 |  | 1792 | 411.4265 | 452.5673 | 454.6968 |  | 1792 | 0.008956% | 0.009606% | 0.009416% | 0.009385% | 0.01151% | 0.009175% |  | 1792 | 0.009606% | 0.009416% | 1792 | 3687 | 0.0124% | 5828 | 0.01245% | 0.01243% |  | 1792 | 0.01151% | 0.009175% | 0.01034% |  | 1792 | 3622 | 0.01243% | 0.01219%
| Mar | 16 | 17 | 1793 | 420.6982 | 479.9613 | 475.5669 | 0.008979% | 0.009774% | 0.009456% | 0.01238% | 3727 | 0.01241% | 0.01239% |  | 8.586 | 22.9454 | 18.3591 |  | 1793 | 412.1121 | 457.0159 | 457.2079 |  | 1793 | 0.008971% | 0.0097% | 0.009468% | 0.009385% | 0.01151% | 0.009176% |  | 1793 | 0.0097% | 0.009468% | 1793 | 3727 | 0.0124% | 1534 | 0.01245% | 0.01243% |  | 1793 | 0.01151% | 0.009176% | 0.01034% |  | 1793 | 3727 | 0.01243% | 0.01228%
| Mar | 16 | 18 | 1794 | 425.9318 | 489.997 | 485.0661 | 0.009091% | 0.009978% | 0.009645% | 0.01238% | 3133 | 0.0124% | 0.01239% |  | 8.5858 | 22.9467 | 18.3611 |  | 1794 | 417.346 | 467.0503 | 466.705 |  | 1794 | 0.009085% | 0.009913% | 0.009665% | 0.009384% | 0.01151% | 0.009177% |  | 1794 | 0.009913% | 0.009665% | 1794 | 1282 | 0.0124% | 5992 | 0.01245% | 0.01243% |  | 1794 | 0.01151% | 0.009177% | 0.01035% |  | 1794 | 3133 | 0.01243% | 0.0117%
| Mar | 16 | 19 | 1795 | 446.7073 | 497.4446 | 503.8112 | 0.009534% | 0.01013% | 0.01002% | 0.01238% | 1009 | 0.0124% | 0.01239% |  | 8.5855 | 22.948 | 18.3631 |  | 1795 | 438.1218 | 474.4966 | 485.4481 |  | 1795 | 0.009537% | 0.01007% | 0.01005% | 0.009384% | 0.01151% | 0.009178% |  | 1795 | 0.01007% | 0.01005% | 1795 | 7626 | 0.0124% | 1187 | 0.01244% | 0.01242% |  | 1795 | 0.01151% | 0.009178% | 0.01035% |  | 1795 | 1009 | 0.01242% | 0.009689%
| Mar | 16 | 20 | 1796 | 457.7983 | 496.644 | 510.1502 | 0.009771% | 0.01011% | 0.01014% | 0.01238% | 8072 | 0.0124% | 0.01239% |  | 8.5852 | 22.9493 | 18.3651 |  | 1796 | 449.2131 | 473.6947 | 491.7851 |  | 1796 | 0.009778% | 0.01005% | 0.01018% | 0.009384% | 0.01152% | 0.009179% |  | 1796 | 0.01005% | 0.01018% | 1796 | 4706 | 0.0124% | 960 | 0.01244% | 0.01242% |  | 1796 | 0.01152% | 0.009179% | 0.01035% |  | 1796 | 8072 | 0.01242% | 0.01152%
| Mar | 16 | 21 | 1797 | 457.5922 | 493.0784 | 511.96 | 0.009766% | 0.01004% | 0.01018% | 0.01238% | 4340 | 0.0124% | 0.01239% |  | 8.5849 | 22.9505 | 18.3671 |  | 1797 | 449.0073 | 470.1279 | 493.5929 |  | 1797 | 0.009774% | 0.009978% | 0.01022% | 0.009383% | 0.01152% | 0.00918% |  | 1797 | 0.009978% | 0.01022% | 1797 | 4298 | 0.0124% | 3633 | 0.01244% | 0.01242% |  | 1797 | 0.01152% | 0.00918% | 0.01035% |  | 1797 | 4340 | 0.01242% | 0.01266%
| Mar | 16 | 22 | 1798 | 446.8873 | 488.2188 | 509.8689 | 0.009538% | 0.009942% | 0.01014% | 0.01238% | 4259 | 0.0124% | 0.01239% |  | 8.5847 | 22.9518 | 18.3691 |  | 1798 | 438.3027 | 465.267 | 491.4998 |  | 1798 | 0.009541% | 0.009875% | 0.01018% | 0.009383% | 0.01152% | 0.009181% |  | 1798 | 0.009875% | 0.01018% | 1798 | 5361 | 0.0124% | 4199 | 0.01244% | 0.01242% |  | 1798 | 0.01152% | 0.009181% | 0.01035% |  | 1798 | 4259 | 0.01242% | 0.01263%
| Mar | 16 | 23 | 1799 | 445.4534 | 479.0955 | 507.8153 | 0.009507% | 0.009756% | 0.0101% | 0.01238% | 7280 | 0.0124% | 0.01239% |  | 8.5844 | 22.9531 | 18.3712 |  | 1799 | 436.869 | 456.1424 | 489.4441 |  | 1799 | 0.00951% | 0.009682% | 0.01014% | 0.009383% | 0.01152% | 0.009182% |  | 1799 | 0.009682% | 0.01014% | 1799 | 4681 | 0.0124% | 3069 | 0.01244% | 0.01242% |  | 1799 | 0.01152% | 0.009182% | 0.01035% |  | 1799 | 7280 | 0.01242% | 0.01188%
| Mar | 17 | 0 | 1800 | 445.5278 | 477.6805 | 508.3686 | 0.009509% | 0.009727% | 0.01011% | 0.01238% | 5767 | 0.0124% | 0.01239% |  | 8.5841 | 22.9544 | 18.3732 |  | 1800 | 436.9437 | 454.7261 | 489.9954 |  | 1800 | 0.009511% | 0.009651% | 0.01015% | 0.009383% | 0.01152% | 0.009183% |  | 1800 | 0.009651% | 0.01015% | 1800 | 8132 | 0.0124% | 4109 | 0.01244% | 0.01242% |  | 1800 | 0.01152% | 0.009183% | 0.01035% |  | 1800 | 5767 | 0.01242% | 0.01227%
| Mar | 17 | 1 | 1801 | 451.8448 | 476.8892 | 511.1255 | 0.009644% | 0.009711% | 0.01016% | 0.01238% | 4264 | 0.0124% | 0.01239% |  | 8.5838 | 22.9557 | 18.3752 |  | 1801 | 443.2609 | 453.9335 | 492.7502 |  | 1801 | 0.009649% | 0.009635% | 0.0102% | 0.009382% | 0.01152% | 0.009184% |  | 1801 | 0.009635% | 0.0102% | 1801 | 511 | 0.0124% | 4501 | 0.01244% | 0.01242% |  | 1801 | 0.01152% | 0.009184% | 0.01035% |  | 1801 | 4264 | 0.01242% | 0.01263%
| Mar | 17 | 2 | 1802 | 460.8867 | 481.2833 | 515.9547 | 0.009837% | 0.009801% | 0.01026% | 0.01238% | 3669 | 0.0124% | 0.01239% |  | 8.5836 | 22.9569 | 18.3772 |  | 1802 | 452.3031 | 458.3263 | 497.5775 |  | 1802 | 0.009846% | 0.009728% | 0.0103% | 0.009382% | 0.01152% | 0.009185% |  | 1802 | 0.009728% | 0.0103% | 1802 | 3797 | 0.0124% | 33 | 0.01244% | 0.01242% |  | 1802 | 0.01152% | 0.009185% | 0.01035% |  | 1802 | 3669 | 0.01242% | 0.01223%
| Mar | 17 | 3 | 1803 | 468.3129 | 483.3872 | 522.6313 | 0.009995% | 0.009843% | 0.01039% | 0.01238% | 4631 | 0.0124% | 0.01239% |  | 8.5833 | 22.9582 | 18.3793 |  | 1803 | 459.7296 | 460.429 | 504.2521 |  | 1803 | 0.01001% | 0.009773% | 0.01044% | 0.009382% | 0.01152% | 0.009186% |  | 1803 | 0.009773% | 0.01044% | 1803 | 4851 | 0.0124% | 5961 | 0.01244% | 0.01242% |  | 1803 | 0.01152% | 0.009186% | 0.01035% |  | 1803 | 4631 | 0.01242% | 0.01271%
| Mar | 17 | 4 | 1804 | 479.5857 | 486.5059 | 528.8109 | 0.01024% | 0.009907% | 0.01052% | 0.01237% | 3563 | 0.0124% | 0.01239% |  | 8.583 | 22.9595 | 18.3813 |  | 1804 | 471.0027 | 463.5464 | 510.4296 |  | 1804 | 0.01025% | 0.009839% | 0.01057% | 0.009381% | 0.01152% | 0.009187% |  | 1804 | 0.009839% | 0.01057% | 1804 | 7627 | 0.0124% | 4058 | 0.01244% | 0.01242% |  | 1804 | 0.01152% | 0.009187% | 0.01035% |  | 1804 | 3563 | 0.01242% | 0.01213%
| Mar | 17 | 5 | 1805 | 504.606 | 498.1521 | 540.2793 | 0.01077% | 0.01014% | 0.01074% | 0.01237% | 3705 | 0.0124% | 0.01239% |  | 8.5828 | 22.9607 | 18.3834 |  | 1805 | 496.0233 | 475.1914 | 521.896 |  | 1805 | 0.0108% | 0.01009% | 0.01081% | 0.009381% | 0.01152% | 0.009188% |  | 1805 | 0.01009% | 0.01081% | 1805 | 8106 | 0.0124% | 985 | 0.01244% | 0.01242% |  | 1805 | 0.01152% | 0.009188% | 0.01035% |  | 1805 | 3705 | 0.01242% | 0.01226%
| Mar | 17 | 6 | 1806 | 533.9159 | 513.6059 | 553.8294 | 0.0114% | 0.01046% | 0.01101% | 0.01237% | 1420 | 0.0124% | 0.01239% |  | 8.5825 | 22.962 | 18.3854 |  | 1806 | 525.3334 | 490.6439 | 535.444 |  | 1806 | 0.01144% | 0.01041% | 0.01109% | 0.009381% | 0.01152% | 0.009189% |  | 1806 | 0.01041% | 0.01109% | 1806 | 6990 | 0.0124% | 3763 | 0.01244% | 0.01242% |  | 1806 | 0.01152% | 0.009189% | 0.01036% |  | 1806 | 1420 | 0.01242% | 0.01004%
| Mar | 17 | 7 | 1807 | 537.4761 | 521.2024 | 563.4317 | 0.01147% | 0.01061% | 0.0112% | 0.01237% | 5469 | 0.0124% | 0.01238% |  | 8.5822 | 22.9632 | 18.3875 |  | 1807 | 528.8939 | 498.2392 | 545.0443 |  | 1807 | 0.01151% | 0.01058% | 0.01129% | 0.00938% | 0.01152% | 0.00919% |  | 1807 | 0.01058% | 0.01129% | 1807 | 3705 | 0.0124% | 4873 | 0.01244% | 0.01242% |  | 1807 | 0.01152% | 0.00919% | 0.01036% |  | 1807 | 5469 | 0.01242% | 0.01244%
| Mar | 17 | 8 | 1808 | 516.9625 | 525.3079 | 556.7833 | 0.01103% | 0.0107% | 0.01107% | 0.01237% | 3893 | 0.0124% | 0.01238% |  | 8.5819 | 22.9645 | 18.3895 |  | 1808 | 508.3806 | 502.3434 | 538.3938 |  | 1808 | 0.01107% | 0.01066% | 0.01115% | 0.00938% | 0.01152% | 0.009191% |  | 1808 | 0.01066% | 0.01115% | 1808 | 3823 | 0.0124% | 1530 | 0.01244% | 0.01242% |  | 1808 | 0.01152% | 0.009191% | 0.01036% |  | 1808 | 3893 | 0.01242% | 0.01242%
| Mar | 17 | 9 | 1809 | 494.8221 | 514.3693 | 533.2464 | 0.01056% | 0.01047% | 0.0106% | 0.01237% | 657 | 0.0124% | 0.01238% |  | 8.5817 | 22.9658 | 18.3916 |  | 1809 | 486.2404 | 491.4035 | 514.8548 |  | 1809 | 0.01058% | 0.01043% | 0.01066% | 0.00938% | 0.01152% | 0.009192% |  | 1809 | 0.01043% | 0.01066% | 1809 | 3774 | 0.01239% | 1028 | 0.01244% | 0.01242% |  | 1809 | 0.01152% | 0.009192% | 0.01036% |  | 1809 | 657 | 0.01242% | 0.009429%
| Mar | 17 | 10 | 1810 | 487.9367 | 494.2328 | 511.5193 | 0.01041% | 0.01006% | 0.01017% | 0.01237% | 8000 | 0.0124% | 0.01238% |  | 8.5814 | 22.967 | 18.3936 |  | 1810 | 479.3553 | 471.2658 | 493.1257 |  | 1810 | 0.01043% | 0.01% | 0.01021% | 0.00938% | 0.01152% | 0.009193% |  | 1810 | 0.01% | 0.01021% | 1810 | 5407 | 0.01239% | 7229 | 0.01244% | 0.01242% |  | 1810 | 0.01152% | 0.009193% | 0.01036% |  | 1810 | 8000 | 0.01242% | 0.01157%
| Mar | 17 | 11 | 1811 | 474.1371 | 476.0234 | 487.9824 | 0.01012% | 0.009693% | 0.009703% | 0.01237% | 4266 | 0.0124% | 0.01238% |  | 8.5811 | 22.9683 | 18.3957 |  | 1811 | 465.5559 | 453.0551 | 469.5867 |  | 1811 | 0.01013% | 0.009616% | 0.009724% | 0.009379% | 0.01152% | 0.009194% |  | 1811 | 0.009616% | 0.009724% | 1811 | 4560 | 0.01239% | 5844 | 0.01244% | 0.01241% |  | 1811 | 0.01152% | 0.009194% | 0.01036% |  | 1811 | 4266 | 0.01241% | 0.01263%
| Mar | 17 | 12 | 1812 | 472.0772 | 462.5153 | 475.4826 | 0.01008% | 0.009418% | 0.009455% | 0.01236% | 5850 | 0.0124% | 0.01238% |  | 8.5809 | 22.9695 | 18.3977 |  | 1812 | 463.4963 | 439.5458 | 457.0848 |  | 1812 | 0.01009% | 0.009329% | 0.009466% | 0.009379% | 0.01153% | 0.009195% |  | 1812 | 0.009329% | 0.009466% | 1812 | 5066 | 0.01239% | 184 | 0.01244% | 0.01241% |  | 1812 | 0.01153% | 0.009195% | 0.01036% |  | 1812 | 5850 | 0.01241% | 0.01223%
| Mar | 17 | 13 | 1813 | 467.0967 | 452.3679 | 467.24 | 0.009969% | 0.009212% | 0.009291% | 0.01236% | 728 | 0.0124% | 0.01238% |  | 8.5806 | 22.9707 | 18.3998 |  | 1813 | 458.5161 | 429.3972 | 448.8401 |  | 1813 | 0.009981% | 0.009114% | 0.009295% | 0.009379% | 0.01153% | 0.009196% |  | 1813 | 0.009114% | 0.009295% | 1813 | 1244 | 0.01239% | 4783 | 0.01243% | 0.01241% |  | 1813 | 0.01153% | 0.009196% | 0.01036% |  | 1813 | 728 | 0.01241% | 0.009477%
| Mar | 17 | 14 | 1814 | 450.262 | 447.6014 | 458.9786 | 0.00961% | 0.009115% | 0.009127% | 0.01236% | 5960 | 0.0124% | 0.01238% |  | 8.5804 | 22.972 | 18.4019 |  | 1814 | 441.6817 | 424.6294 | 440.5767 |  | 1814 | 0.009614% | 0.009013% | 0.009124% | 0.009378% | 0.01153% | 0.009197% |  | 1814 | 0.009013% | 0.009124% | 1814 | 3630 | 0.01239% | 5679 | 0.01243% | 0.01241% |  | 1814 | 0.01153% | 0.009197% | 0.01036% |  | 1814 | 5960 | 0.01241% | 0.01218%
| Mar | 17 | 15 | 1815 | 445.8537 | 446.9405 | 451.7206 | 0.009516% | 0.009101% | 0.008982% | 0.01236% | 4085 | 0.0124% | 0.01238% |  | 8.5801 | 22.9732 | 18.404 |  | 1815 | 437.2736 | 423.9672 | 433.3167 |  | 1815 | 0.009519% | 0.008999% | 0.008973% | 0.009378% | 0.01153% | 0.009198% |  | 1815 | 0.008999% | 0.008973% | 1815 | 3248 | 0.01239% | 1615 | 0.01243% | 0.01241% |  | 1815 | 0.01153% | 0.009198% | 0.01036% |  | 1815 | 4085 | 0.01241% | 0.01255%
| Mar | 17 | 16 | 1816 | 450.148 | 446.3633 | 449.7514 | 0.009607% | 0.00909% | 0.008943% | 0.01236% | 933 | 0.0124% | 0.01238% |  | 8.5798 | 22.9745 | 18.406 |  | 1816 | 441.5681 | 423.3888 | 431.3454 |  | 1816 | 0.009612% | 0.008986% | 0.008932% | 0.009378% | 0.01153% | 0.0092% |  | 1816 | 0.008986% | 0.008932% | 1816 | 8528 | 0.01239% | 5637 | 0.01243% | 0.01241% |  | 1816 | 0.01153% | 0.0092% | 0.01036% |  | 1816 | 933 | 0.01241% | 0.009628%
| Mar | 17 | 17 | 1817 | 451.0156 | 446.5681 | 453.5586 | 0.009626% | 0.009094% | 0.009019% | 0.01236% | 1437 | 0.0124% | 0.01238% |  | 8.5796 | 22.9757 | 18.4081 |  | 1817 | 442.436 | 423.5924 | 435.1504 |  | 1817 | 0.009631% | 0.008991% | 0.009011% | 0.009378% | 0.01153% | 0.009201% |  | 1817 | 0.008991% | 0.009011% | 1817 | 4300 | 0.01239% | 4389 | 0.01243% | 0.01241% |  | 1817 | 0.01153% | 0.009201% | 0.01036% |  | 1817 | 1437 | 0.01241% | 0.01005%
| Mar | 17 | 18 | 1818 | 456.7074 | 451.9117 | 460.6571 | 0.009747% | 0.009202% | 0.00916% | 0.01236% | 3584 | 0.0124% | 0.01238% |  | 8.5793 | 22.9769 | 18.4102 |  | 1818 | 448.1281 | 428.9348 | 442.2469 |  | 1818 | 0.009755% | 0.009104% | 0.009158% | 0.009377% | 0.01153% | 0.009202% |  | 1818 | 0.009104% | 0.009158% | 1818 | 4875 | 0.01239% | 1438 | 0.01243% | 0.01241% |  | 1818 | 0.01153% | 0.009202% | 0.01037% |  | 1818 | 3584 | 0.01241% | 0.01215%
| Mar | 17 | 19 | 1819 | 467.886 | 461.3795 | 480.9495 | 0.009986% | 0.009395% | 0.009563% | 0.01236% | 929 | 0.01239% | 0.01238% |  | 8.579 | 22.9782 | 18.4123 |  | 1819 | 459.307 | 438.4014 | 462.5372 |  | 1819 | 0.009998% | 0.009305% | 0.009578% | 0.009377% | 0.01153% | 0.009203% |  | 1819 | 0.009305% | 0.009578% | 1819 | 4299 | 0.01239% | 4640 | 0.01243% | 0.01241% |  | 1819 | 0.01153% | 0.009203% | 0.01037% |  | 1819 | 929 | 0.01241% | 0.009625%
| Mar | 17 | 20 | 1820 | 466.9706 | 466.4718 | 493.0836 | 0.009966% | 0.009499% | 0.009805% | 0.01236% | 4284 | 0.01239% | 0.01238% |  | 8.5788 | 22.9794 | 18.4144 |  | 1820 | 458.3918 | 443.4924 | 474.6693 |  | 1820 | 0.009978% | 0.009413% | 0.00983% | 0.009377% | 0.01153% | 0.009204% |  | 1820 | 0.009413% | 0.00983% | 1820 | 3998 | 0.01239% | 5116 | 0.01243% | 0.01241% |  | 1820 | 0.01153% | 0.009204% | 0.01037% |  | 1820 | 4284 | 0.01241% | 0.01264%
| Mar | 17 | 21 | 1821 | 460.1566 | 465.4478 | 495.7562 | 0.009821% | 0.009478% | 0.009858% | 0.01236% | 4877 | 0.01239% | 0.01238% |  | 8.5785 | 22.9806 | 18.4165 |  | 1821 | 451.5781 | 442.4672 | 477.3397 |  | 1821 | 0.00983% | 0.009391% | 0.009885% | 0.009376% | 0.01153% | 0.009205% |  | 1821 | 0.009391% | 0.009885% | 1821 | 8099 | 0.01238% | 5232 | 0.01243% | 0.01241% |  | 1821 | 0.01153% | 0.009205% | 0.01037% |  | 1821 | 4877 | 0.01241% | 0.01269%
| Mar | 17 | 22 | 1822 | 446.8845 | 463.6324 | 492.3522 | 0.009538% | 0.009441% | 0.00979% | 0.01236% | 4291 | 0.01239% | 0.01237% |  | 8.5783 | 22.9818 | 18.4186 |  | 1822 | 438.3063 | 440.6506 | 473.9336 |  | 1822 | 0.009541% | 0.009353% | 0.009814% | 0.009376% | 0.01153% | 0.009206% |  | 1822 | 0.009353% | 0.009814% | 1822 | 5260 | 0.01238% | 355 | 0.01243% | 0.01241% |  | 1822 | 0.01153% | 0.009206% | 0.01037% |  | 1822 | 4291 | 0.01241% | 0.01264%
| Mar | 17 | 23 | 1823 | 439.1581 | 458.6704 | 490.2798 | 0.009373% | 0.00934% | 0.009749% | 0.01236% | 1173 | 0.01239% | 0.01237% |  | 8.578 | 22.983 | 18.4207 |  | 1823 | 430.5801 | 435.6874 | 471.8592 |  | 1823 | 0.009373% | 0.009247% | 0.009771% | 0.009376% | 0.01153% | 0.009207% |  | 1823 | 0.009247% | 0.009771% | 1823 | 3379 | 0.01238% | 972 | 0.01243% | 0.01241% |  | 1823 | 0.01153% | 0.009207% | 0.01037% |  | 1823 | 1173 | 0.01241% | 0.009826%
| Mar | 18 | 0 | 1824 | 434.0065 | 457.0227 | 496.075 | 0.009263% | 0.009307% | 0.009864% | 0.01236% | 3069 | 0.01239% | 0.01237% |  | 8.5777 | 22.9843 | 18.4228 |  | 1824 | 425.4288 | 434.0384 | 477.6522 |  | 1824 | 0.009261% | 0.009212% | 0.009891% | 0.009376% | 0.01153% | 0.009208% |  | 1824 | 0.009212% | 0.009891% | 1824 | 1352 | 0.01238% | 1419 | 0.01243% | 0.0124% |  | 1824 | 0.01153% | 0.009208% | 0.01037% |  | 1824 | 3069 | 0.0124% | 0.01163%
| Mar | 18 | 1 | 1825 | 430.7468 | 462.1522 | 503.6424 | 0.009193% | 0.009411% | 0.01001% | 0.01236% | 704 | 0.01239% | 0.01237% |  | 8.5775 | 22.9855 | 18.4249 |  | 1825 | 422.1693 | 439.1667 | 485.2175 |  | 1825 | 0.00919% | 0.009321% | 0.01005% | 0.009375% | 0.01153% | 0.009209% |  | 1825 | 0.009321% | 0.01005% | 1825 | 3445 | 0.01238% | 4557 | 0.01243% | 0.0124% |  | 1825 | 0.01153% | 0.009209% | 0.01037% |  | 1825 | 704 | 0.0124% | 0.009461%
| Mar | 18 | 2 | 1826 | 430.6073 | 464.6844 | 512.6821 | 0.00919% | 0.009463% | 0.01019% | 0.01236% | 1042 | 0.01239% | 0.01237% |  | 8.5772 | 22.9867 | 18.427 |  | 1826 | 422.0301 | 441.6977 | 494.2551 |  | 1826 | 0.009187% | 0.009375% | 0.01024% | 0.009375% | 0.01153% | 0.00921% |  | 1826 | 0.009375% | 0.01024% | 1826 | 4109 | 0.01238% | 4400 | 0.01243% | 0.0124% |  | 1826 | 0.01153% | 0.00921% | 0.01037% |  | 1826 | 1042 | 0.0124% | 0.009716%
| Mar | 18 | 3 | 1827 | 433.9225 | 467.6727 | 525.407 | 0.009261% | 0.009523% | 0.01045% | 0.01236% | 5959 | 0.01239% | 0.01237% |  | 8.577 | 22.9879 | 18.4291 |  | 1827 | 425.3455 | 444.6849 | 506.9779 |  | 1827 | 0.009259% | 0.009438% | 0.0105% | 0.009375% | 0.01153% | 0.009211% |  | 1827 | 0.009438% | 0.0105% | 1827 | 5940 | 0.01238% | 5093 | 0.01243% | 0.0124% |  | 1827 | 0.01153% | 0.009211% | 0.01037% |  | 1827 | 5959 | 0.0124% | 0.01218%
| Mar | 18 | 4 | 1828 | 438.6705 | 469.1809 | 542.6986 | 0.009362% | 0.009554% | 0.01079% | 0.01235% | 3680 | 0.01239% | 0.01237% |  | 8.5767 | 22.9891 | 18.4312 |  | 1828 | 430.0938 | 446.1918 | 524.2674 |  | 1828 | 0.009362% | 0.00947% | 0.01086% | 0.009374% | 0.01154% | 0.009212% |  | 1828 | 0.00947% | 0.01086% | 1828 | 41 | 0.01238% | 4484 | 0.01243% | 0.0124% |  | 1828 | 0.01154% | 0.009212% | 0.01037% |  | 1828 | 3680 | 0.0124% | 0.01224%
| Mar | 18 | 5 | 1829 | 450.8836 | 475.5207 | 568.5423 | 0.009623% | 0.009683% | 0.01131% | 0.01235% | 5542 | 0.01239% | 0.01237% |  | 8.5764 | 22.9903 | 18.4334 |  | 1829 | 442.3072 | 452.5304 | 550.109 |  | 1829 | 0.009628% | 0.009605% | 0.01139% | 0.009374% | 0.01154% | 0.009213% |  | 1829 | 0.009605% | 0.01139% | 1829 | 3910 | 0.01238% | 4108 | 0.01242% | 0.0124% |  | 1829 | 0.01154% | 0.009213% | 0.01037% |  | 1829 | 5542 | 0.0124% | 0.0124%
| Mar | 18 | 6 | 1830 | 464.5747 | 486.7479 | 596.2052 | 0.009915% | 0.009912% | 0.01186% | 0.01235% | 3940 | 0.01239% | 0.01237% |  | 8.5762 | 22.9915 | 18.4355 |  | 1830 | 455.9985 | 463.7564 | 577.7697 |  | 1830 | 0.009926% | 0.009843% | 0.01196% | 0.009374% | 0.01154% | 0.009214% |  | 1830 | 0.009843% | 0.01196% | 1830 | 3919 | 0.01238% | 3543 | 0.01242% | 0.0124% |  | 1830 | 0.01154% | 0.009214% | 0.01038% |  | 1830 | 3940 | 0.0124% | 0.01246%
| Mar | 18 | 7 | 1831 | 468.3428 | 496.9698 | 601.4377 | 0.009996% | 0.01012% | 0.01196% | 0.01235% | 1661 | 0.01239% | 0.01237% |  | 8.5759 | 22.9927 | 18.4376 |  | 1831 | 459.7668 | 473.9771 | 583.0001 |  | 1831 | 0.01001% | 0.01006% | 0.01207% | 0.009374% | 0.01154% | 0.009215% |  | 1831 | 0.01006% | 0.01207% | 1831 | 4353 | 0.01238% | 1641 | 0.01242% | 0.0124% |  | 1831 | 0.01154% | 0.009215% | 0.01038% |  | 1831 | 1661 | 0.0124% | 0.01024%
| Mar | 18 | 8 | 1832 | 471.2886 | 502.2576 | 562.9066 | 0.01006% | 0.01023% | 0.01119% | 0.01235% | 4425 | 0.01239% | 0.01237% |  | 8.5757 | 22.9939 | 18.4397 |  | 1832 | 462.713 | 479.2637 | 544.4669 |  | 1832 | 0.01007% | 0.01017% | 0.01128% | 0.009373% | 0.01154% | 0.009216% |  | 1832 | 0.01017% | 0.01128% | 1832 | 1269 | 0.01238% | 1306 | 0.01242% | 0.0124% |  | 1832 | 0.01154% | 0.009216% | 0.01038% |  | 1832 | 4425 | 0.0124% | 0.01268%
| Mar | 18 | 9 | 1833 | 468.7961 | 492.2685 | 533.7903 | 0.01001% | 0.01002% | 0.01061% | 0.01235% | 4352 | 0.01239% | 0.01237% |  | 8.5754 | 22.9951 | 18.4419 |  | 1833 | 460.2207 | 469.2734 | 515.3484 |  | 1833 | 0.01002% | 0.00996% | 0.01067% | 0.009373% | 0.01154% | 0.009217% |  | 1833 | 0.00996% | 0.01067% | 1833 | 8163 | 0.01238% | 4703 | 0.01242% | 0.0124% |  | 1833 | 0.01154% | 0.009217% | 0.01038% |  | 1833 | 4352 | 0.0124% | 0.01266%
| Mar | 18 | 10 | 1834 | 457.7622 | 475.2228 | 511.9507 | 0.00977% | 0.009677% | 0.01018% | 0.01235% | 3889 | 0.01239% | 0.01237% |  | 8.5752 | 22.9963 | 18.444 |  | 1834 | 449.187 | 452.2265 | 493.5066 |  | 1834 | 0.009778% | 0.009598% | 0.01022% | 0.009373% | 0.01154% | 0.009219% |  | 1834 | 0.009598% | 0.01022% | 1834 | 3830 | 0.01238% | 983 | 0.01242% | 0.0124% |  | 1834 | 0.01154% | 0.009219% | 0.01038% |  | 1834 | 3889 | 0.0124% | 0.01242%
| Mar | 18 | 11 | 1835 | 445.4603 | 461.845 | 496.4688 | 0.009507% | 0.009405% | 0.009872% | 0.01235% | 4307 | 0.01239% | 0.01237% |  | 8.5749 | 22.9975 | 18.4462 |  | 1835 | 436.8853 | 438.8475 | 478.0227 |  | 1835 | 0.00951% | 0.009314% | 0.009899% | 0.009372% | 0.01154% | 0.00922% |  | 1835 | 0.009314% | 0.009899% | 1835 | 5918 | 0.01238% | 4774 | 0.01242% | 0.0124% |  | 1835 | 0.01154% | 0.00922% | 0.01038% |  | 1835 | 4307 | 0.0124% | 0.01265%
| Mar | 18 | 12 | 1836 | 435.2848 | 452.8613 | 487.9449 | 0.00929% | 0.009222% | 0.009703% | 0.01235% | 865 | 0.01239% | 0.01237% |  | 8.5747 | 22.9986 | 18.4483 |  | 1836 | 426.7102 | 429.8627 | 469.4966 |  | 1836 | 0.009289% | 0.009124% | 0.009723% | 0.009372% | 0.01154% | 0.009221% |  | 1836 | 0.009124% | 0.009723% | 1836 | 5804 | 0.01237% | 319 | 0.01242% | 0.0124% |  | 1836 | 0.01154% | 0.009221% | 0.01038% |  | 1836 | 865 | 0.0124% | 0.009576%
| Mar | 18 | 13 | 1837 | 425.2322 | 444.6038 | 482.1592 | 0.009076% | 0.009054% | 0.009588% | 0.01235% | 354 | 0.01239% | 0.01237% |  | 8.5744 | 22.9998 | 18.4505 |  | 1837 | 416.6578 | 421.6039 | 463.7087 |  | 1837 | 0.00907% | 0.008948% | 0.009603% | 0.009372% | 0.01154% | 0.009222% |  | 1837 | 0.008948% | 0.009603% | 1837 | 8130 | 0.01237% | 1371 | 0.01242% | 0.0124% |  | 1837 | 0.01154% | 0.009222% | 0.01038% |  | 1837 | 354 | 0.0124% | 0.009256%
| Mar | 18 | 14 | 1838 | 415.9489 | 438.4409 | 474.6667 | 0.008878% | 0.008928% | 0.009439% | 0.01235% | 1010 | 0.01239% | 0.01237% |  | 8.5742 | 23.001 | 18.4526 |  | 1838 | 407.3747 | 415.4399 | 456.2141 |  | 1838 | 0.008868% | 0.008818% | 0.009447% | 0.009372% | 0.01154% | 0.009223% |  | 1838 | 0.008818% | 0.009447% | 1838 | 6919 | 0.01237% | 4367 | 0.01242% | 0.0124% |  | 1838 | 0.01154% | 0.009223% | 0.01038% |  | 1838 | 1010 | 0.0124% | 0.009689%
| Mar | 18 | 15 | 1839 | 407.8261 | 435.8621 | 471.6566 | 0.008704% | 0.008876% | 0.009379% | 0.01235% | 959 | 0.01239% | 0.01237% |  | 8.5739 | 23.0022 | 18.4548 |  | 1839 | 399.2522 | 412.86 | 453.2019 |  | 1839 | 0.008691% | 0.008763% | 0.009385% | 0.009371% | 0.01154% | 0.009224% |  | 1839 | 0.008763% | 0.009385% | 1839 | 7620 | 0.01237% | 4969 | 0.01242% | 0.0124% |  | 1839 | 0.01154% | 0.009224% | 0.01038% |  | 1839 | 959 | 0.0124% | 0.009649%
| Mar | 18 | 16 | 1840 | 405.7163 | 436.7838 | 467.3712 | 0.008659% | 0.008894% | 0.009293% | 0.01235% | 1555 | 0.01239% | 0.01237% |  | 8.5737 | 23.0034 | 18.4569 |  | 1840 | 397.1426 | 413.7804 | 448.9143 |  | 1840 | 0.008645% | 0.008782% | 0.009296% | 0.009371% | 0.01154% | 0.009225% |  | 1840 | 0.008782% | 0.009296% | 1840 | 5330 | 0.01237% | 1325 | 0.01242% | 0.01239% |  | 1840 | 0.01154% | 0.009225% | 0.01038% |  | 1840 | 1555 | 0.01239% | 0.01015%
| Mar | 18 | 17 | 1841 | 405.9519 | 439.6511 | 469.2936 | 0.008664% | 0.008953% | 0.009332% | 0.01235% | 5658 | 0.01239% | 0.01237% |  | 8.5734 | 23.0045 | 18.4591 |  | 1841 | 397.3785 | 416.6466 | 450.8345 |  | 1841 | 0.00865% | 0.008843% | 0.009336% | 0.009371% | 0.01154% | 0.009226% |  | 1841 | 0.008843% | 0.009336% | 1841 | 3997 | 0.01237% | 3622 | 0.01242% | 0.01239% |  | 1841 | 0.01154% | 0.009226% | 0.01038% |  | 1841 | 5658 | 0.01239% | 0.01233%
| Mar | 18 | 18 | 1842 | 408.3764 | 443.738 | 473.9259 | 0.008716% | 0.009036% | 0.009424% | 0.01234% | 4107 | 0.01239% | 0.01236% |  | 8.5732 | 23.0057 | 18.4613 |  | 1842 | 399.8033 | 420.7323 | 455.4647 |  | 1842 | 0.008703% | 0.00893% | 0.009432% | 0.009371% | 0.01154% | 0.009227% |  | 1842 | 0.00893% | 0.009432% | 1842 | 8248 | 0.01237% | 5263 | 0.01242% | 0.01239% |  | 1842 | 0.01154% | 0.009227% | 0.01039% |  | 1842 | 4107 | 0.01239% | 0.01256%
| Mar | 18 | 19 | 1843 | 428.0846 | 459.89 | 491.452 | 0.009137% | 0.009365% | 0.009772% | 0.01234% | 1450 | 0.01239% | 0.01236% |  | 8.5729 | 23.0069 | 18.4634 |  | 1843 | 419.5117 | 436.8831 | 472.9886 |  | 1843 | 0.009132% | 0.009273% | 0.009795% | 0.00937% | 0.01154% | 0.009228% |  | 1843 | 0.009273% | 0.009795% | 1843 | 5590 | 0.01237% | 152 | 0.01242% | 0.01239% |  | 1843 | 0.01154% | 0.009228% | 0.01039% |  | 1843 | 1450 | 0.01239% | 0.01006%
| Mar | 18 | 20 | 1844 | 440.8814 | 469.6464 | 502.7422 | 0.00941% | 0.009564% | 0.009997% | 0.01234% | 5015 | 0.01239% | 0.01236% |  | 8.5727 | 23.008 | 18.4656 |  | 1844 | 432.3087 | 446.6383 | 484.2766 |  | 1844 | 0.00941% | 0.00948% | 0.01003% | 0.00937% | 0.01154% | 0.009229% |  | 1844 | 0.00948% | 0.01003% | 1844 | 81 | 0.01237% | 3563 | 0.01242% | 0.01239% |  | 1844 | 0.01154% | 0.009229% | 0.01039% |  | 1844 | 5015 | 0.01239% | 0.01265%
| Mar | 18 | 21 | 1845 | 442.706 | 467.7658 | 497.8192 | 0.009449% | 0.009525% | 0.009899% | 0.01234% | 4500 | 0.01238% | 0.01236% |  | 8.5724 | 23.0092 | 18.4678 |  | 1845 | 434.1336 | 444.7566 | 479.3514 |  | 1845 | 0.00945% | 0.00944% | 0.009927% | 0.00937% | 0.01155% | 0.00923% |  | 1845 | 0.00944% | 0.009927% | 1845 | 8672 | 0.01237% | 3138 | 0.01242% | 0.01239% |  | 1845 | 0.01155% | 0.00923% | 0.01039% |  | 1845 | 4500 | 0.01239% | 0.0127%
| Mar | 18 | 22 | 1846 | 439.95 | 458.5215 | 489.9985 | 0.00939% | 0.009337% | 0.009743% | 0.01234% | 681 | 0.01238% | 0.01236% |  | 8.5722 | 23.0103 | 18.4699 |  | 1846 | 431.3778 | 435.5111 | 471.5286 |  | 1846 | 0.00939% | 0.009244% | 0.009765% | 0.009369% | 0.01155% | 0.009231% |  | 1846 | 0.009244% | 0.009765% | 1846 | 6472 | 0.01237% | 4462 | 0.01241% | 0.01239% |  | 1846 | 0.01155% | 0.009231% | 0.01039% |  | 1846 | 681 | 0.01239% | 0.009445%
| Mar | 18 | 23 | 1847 | 438.0657 | 453.5781 | 488.4794 | 0.00935% | 0.009236% | 0.009713% | 0.01234% | 5287 | 0.01238% | 0.01236% |  | 8.5719 | 23.0115 | 18.4721 |  | 1847 | 429.4937 | 430.5666 | 470.0073 |  | 1847 | 0.009349% | 0.009139% | 0.009733% | 0.009369% | 0.01155% | 0.009233% |  | 1847 | 0.009139% | 0.009733% | 1847 | 3685 | 0.01237% | 3182 | 0.01241% | 0.01239% |  | 1847 | 0.01155% | 0.009233% | 0.01039% |  | 1847 | 5287 | 0.01239% | 0.01254%
| Mar | 19 | 0 | 1848 | 440.5599 | 455.859 | 493.5994 | 0.009403% | 0.009283% | 0.009815% | 0.01234% | 1283 | 0.01238% | 0.01236% |  | 8.5717 | 23.0127 | 18.4743 |  | 1848 | 431.9882 | 432.8463 | 475.1251 |  | 1848 | 0.009403% | 0.009187% | 0.009839% | 0.009369% | 0.01155% | 0.009234% |  | 1848 | 0.009187% | 0.009839% | 1848 | 3475 | 0.01237% | 1178 | 0.01241% | 0.01239% |  | 1848 | 0.01155% | 0.009234% | 0.01039% |  | 1848 | 1283 | 0.01239% | 0.009921%
| Mar | 19 | 1 | 1849 | 442.9769 | 463.4648 | 496.1781 | 0.009454% | 0.009438% | 0.009866% | 0.01234% | 4905 | 0.01238% | 0.01236% |  | 8.5714 | 23.0138 | 18.4765 |  | 1849 | 434.4055 | 440.451 | 477.7016 |  | 1849 | 0.009456% | 0.009349% | 0.009892% | 0.009369% | 0.01155% | 0.009235% |  | 1849 | 0.009349% | 0.009892% | 1849 | 3689 | 0.01236% | 8072 | 0.01241% | 0.01239% |  | 1849 | 0.01155% | 0.009235% | 0.01039% |  | 1849 | 4905 | 0.01239% | 0.01268%
| Mar | 19 | 2 | 1850 | 447.8203 | 472.1227 | 502.9673 | 0.009558% | 0.009614% | 0.01% | 0.01234% | 3863 | 0.01238% | 0.01236% |  | 8.5712 | 23.015 | 18.4787 |  | 1850 | 439.2491 | 449.1077 | 484.4886 |  | 1850 | 0.009562% | 0.009532% | 0.01003% | 0.009368% | 0.01155% | 0.009236% |  | 1850 | 0.009532% | 0.01003% | 1850 | 3562 | 0.01236% | 3669 | 0.01241% | 0.01239% |  | 1850 | 0.01155% | 0.009236% | 0.01039% |  | 1850 | 3863 | 0.01239% | 0.0124%
| Mar | 19 | 3 | 1851 | 454.2678 | 485.0071 | 512.5696 | 0.009695% | 0.009876% | 0.01019% | 0.01234% | 1011 | 0.01238% | 0.01236% |  | 8.571 | 23.0161 | 18.4809 |  | 1851 | 445.6969 | 461.991 | 494.0887 |  | 1851 | 0.009702% | 0.009806% | 0.01023% | 0.009368% | 0.01155% | 0.009237% |  | 1851 | 0.009806% | 0.01023% | 1851 | 3686 | 0.01236% | 3727 | 0.01241% | 0.01239% |  | 1851 | 0.01155% | 0.009237% | 0.01039% |  | 1851 | 1011 | 0.01239% | 0.00969%
| Mar | 19 | 4 | 1852 | 462.0841 | 497.7704 | 525.5102 | 0.009862% | 0.01014% | 0.01045% | 0.01234% | 4678 | 0.01238% | 0.01236% |  | 8.5707 | 23.0172 | 18.4831 |  | 1852 | 453.5134 | 474.7532 | 507.0271 |  | 1852 | 0.009872% | 0.01008% | 0.0105% | 0.009368% | 0.01155% | 0.009238% |  | 1852 | 0.01008% | 0.0105% | 1852 | 5553 | 0.01236% | 5790 | 0.01241% | 0.01239% |  | 1852 | 0.01155% | 0.009238% | 0.01039% |  | 1852 | 4678 | 0.01239% | 0.01272%
| Mar | 19 | 5 | 1853 | 473.1886 | 524.2839 | 553.4262 | 0.0101% | 0.01068% | 0.011% | 0.01234% | 4331 | 0.01238% | 0.01236% |  | 8.5705 | 23.0184 | 18.4853 |  | 1853 | 464.6182 | 501.2655 | 534.9409 |  | 1853 | 0.01011% | 0.01064% | 0.01108% | 0.009368% | 0.01155% | 0.009239% |  | 1853 | 0.01064% | 0.01108% | 1853 | 5259 | 0.01236% | 5207 | 0.01241% | 0.01239% |  | 1853 | 0.01155% | 0.009239% | 0.01039% |  | 1853 | 4331 | 0.01239% | 0.01265%
| Mar | 19 | 6 | 1854 | 488.3088 | 555.0146 | 581.9987 | 0.01042% | 0.0113% | 0.01157% | 0.01234% | 4161 | 0.01238% | 0.01236% |  | 8.5702 | 23.0195 | 18.4875 |  | 1854 | 479.7386 | 531.9951 | 563.5112 |  | 1854 | 0.01044% | 0.01129% | 0.01167% | 0.009367% | 0.01155% | 0.00924% |  | 1854 | 0.01129% | 0.01167% | 1854 | 8649 | 0.01236% | 3584 | 0.01241% | 0.01239% |  | 1854 | 0.01155% | 0.00924% | 0.0104% |  | 1854 | 4161 | 0.01239% | 0.01259%
| Mar | 19 | 7 | 1855 | 499.8303 | 570.3939 | 581.5017 | 0.01067% | 0.01162% | 0.01156% | 0.01234% | 5091 | 0.01238% | 0.01236% |  | 8.57 | 23.0207 | 18.4897 |  | 1855 | 491.2603 | 547.3733 | 563.012 |  | 1855 | 0.01069% | 0.01162% | 0.01166% | 0.009367% | 0.01155% | 0.009241% |  | 1855 | 0.01162% | 0.01166% | 1855 | 4200 | 0.01236% | 1269 | 0.01241% | 0.01238% |  | 1855 | 0.01155% | 0.009241% | 0.0104% |  | 1855 | 5091 | 0.01238% | 0.01262%
| Mar | 19 | 8 | 1856 | 490.3789 | 549.5034 | 550.8568 | 0.01047% | 0.01119% | 0.01095% | 0.01234% | 3966 | 0.01238% | 0.01236% |  | 8.5697 | 23.0218 | 18.4919 |  | 1856 | 481.8091 | 526.4816 | 532.3649 |  | 1856 | 0.01049% | 0.01117% | 0.01102% | 0.009367% | 0.01155% | 0.009242% |  | 1856 | 0.01117% | 0.01102% | 1856 | 4252 | 0.01236% | 3705 | 0.01241% | 0.01238% |  | 1856 | 0.01155% | 0.009242% | 0.0104% |  | 1856 | 3966 | 0.01238% | 0.01247%
| Mar | 19 | 9 | 1857 | 470.1507 | 524.8797 | 521.2716 | 0.01003% | 0.01069% | 0.01037% | 0.01234% | 5575 | 0.01238% | 0.01236% |  | 8.5695 | 23.0229 | 18.4941 |  | 1857 | 461.5812 | 501.8568 | 502.7775 |  | 1857 | 0.01005% | 0.01065% | 0.01041% | 0.009367% | 0.01155% | 0.009244% |  | 1857 | 0.01065% | 0.01041% | 1857 | 5447 | 0.01236% | 7280 | 0.01241% | 0.01238% |  | 1857 | 0.01155% | 0.009244% | 0.0104% |  | 1857 | 5575 | 0.01238% | 0.01238%
| Mar | 19 | 10 | 1858 | 453.6089 | 503.654 | 501.8983 | 0.009681% | 0.01026% | 0.00998% | 0.01233% | 3939 | 0.01238% | 0.01235% |  | 8.5693 | 23.0241 | 18.4964 |  | 1858 | 445.0397 | 480.63 | 483.4019 |  | 1858 | 0.009688% | 0.0102% | 0.01001% | 0.009366% | 0.01155% | 0.009245% |  | 1858 | 0.0102% | 0.01001% | 1858 | 5163 | 0.01236% | 3938 | 0.01241% | 0.01238% |  | 1858 | 0.01155% | 0.009245% | 0.0104% |  | 1858 | 3939 | 0.01238% | 0.01245%
| Mar | 19 | 11 | 1859 | 439.4266 | 490.779 | 486.3039 | 0.009379% | 0.009994% | 0.00967% | 0.01233% | 7399 | 0.01237% | 0.01235% |  | 8.569 | 23.0252 | 18.4986 |  | 1859 | 430.8575 | 467.7538 | 467.8053 |  | 1859 | 0.009379% | 0.009928% | 0.009688% | 0.009366% | 0.01155% | 0.009246% |  | 1859 | 0.009928% | 0.009688% | 1859 | 4340 | 0.01236% | 8000 | 0.01241% | 0.01238% |  | 1859 | 0.01155% | 0.009246% | 0.0104% |  | 1859 | 7399 | 0.01238% | 0.01185%
| Mar | 19 | 12 | 1860 | 428.9413 | 481.5067 | 478.8302 | 0.009155% | 0.009805% | 0.009521% | 0.01233% | 4228 | 0.01237% | 0.01235% |  | 8.5688 | 23.0263 | 18.5008 |  | 1860 | 420.3725 | 458.4804 | 460.3294 |  | 1860 | 0.009151% | 0.009731% | 0.009533% | 0.009366% | 0.01155% | 0.009247% |  | 1860 | 0.009731% | 0.009533% | 1860 | 5600 | 0.01236% | 1675 | 0.01241% | 0.01238% |  | 1860 | 0.01155% | 0.009247% | 0.0104% |  | 1860 | 4228 | 0.01238% | 0.01262%
| Mar | 19 | 13 | 1861 | 421.1439 | 473.6681 | 468.609 | 0.008988% | 0.009646% | 0.009318% | 0.01233% | 3848 | 0.01237% | 0.01235% |  | 8.5685 | 23.0274 | 18.503 |  | 1861 | 412.5753 | 450.6406 | 450.106 |  | 1861 | 0.008981% | 0.009565% | 0.009321% | 0.009366% | 0.01155% | 0.009248% |  | 1861 | 0.009565% | 0.009321% | 1861 | 3670 | 0.01236% | 714 | 0.01241% | 0.01238% |  | 1861 | 0.01155% | 0.009248% | 0.0104% |  | 1861 | 3848 | 0.01238% | 0.01238%
| Mar | 19 | 14 | 1862 | 414.5839 | 467.4959 | 467.0243 | 0.008848% | 0.00952% | 0.009287% | 0.01233% | 3182 | 0.01237% | 0.01235% |  | 8.5683 | 23.0285 | 18.5053 |  | 1862 | 406.0156 | 444.4673 | 448.519 |  | 1862 | 0.008838% | 0.009434% | 0.009288% | 0.009365% | 0.01156% | 0.009249% |  | 1862 | 0.009434% | 0.009288% | 1862 | 6967 | 0.01236% | 1617 | 0.01241% | 0.01238% |  | 1862 | 0.01156% | 0.009249% | 0.0104% |  | 1862 | 3182 | 0.01238% | 0.01175%
| Mar | 19 | 15 | 1863 | 409.9067 | 460.7558 | 464.9238 | 0.008749% | 0.009383% | 0.009245% | 0.01233% | 5365 | 0.01237% | 0.01235% |  | 8.5681 | 23.0297 | 18.5075 |  | 1863 | 401.3387 | 437.7261 | 446.4163 |  | 1863 | 0.008736% | 0.009291% | 0.009245% | 0.009365% | 0.01156% | 0.00925% |  | 1863 | 0.009291% | 0.009245% | 1863 | 4080 | 0.01236% | 187 | 0.0124% | 0.01238% |  | 1863 | 0.01156% | 0.00925% | 0.0104% |  | 1863 | 5365 | 0.01238% | 0.0125%
| Mar | 19 | 16 | 1864 | 412.1342 | 460.6441 | 463.2453 | 0.008796% | 0.00938% | 0.009211% | 0.01233% | 923 | 0.01237% | 0.01235% |  | 8.5678 | 23.0308 | 18.5097 |  | 1864 | 403.5663 | 437.6133 | 444.7355 |  | 1864 | 0.008785% | 0.009288% | 0.00921% | 0.009365% | 0.01156% | 0.009251% |  | 1864 | 0.009288% | 0.00921% | 1864 | 3646 | 0.01236% | 5971 | 0.0124% | 0.01238% |  | 1864 | 0.01156% | 0.009251% | 0.0104% |  | 1864 | 923 | 0.01238% | 0.00962%
| Mar | 19 | 17 | 1865 | 414.8428 | 458.8753 | 462.27 | 0.008854% | 0.009344% | 0.009192% | 0.01233% | 5370 | 0.01237% | 0.01235% |  | 8.5676 | 23.0319 | 18.512 |  | 1865 | 406.2752 | 435.8434 | 443.758 |  | 1865 | 0.008844% | 0.009251% | 0.00919% | 0.009364% | 0.01156% | 0.009252% |  | 1865 | 0.009251% | 0.00919% | 1865 | 5094 | 0.01235% | 4059 | 0.0124% | 0.01238% |  | 1865 | 0.01156% | 0.009252% | 0.0104% |  | 1865 | 5370 | 0.01238% | 0.01249%
| Mar | 19 | 18 | 1866 | 424.5537 | 464.3679 | 468.1589 | 0.009061% | 0.009456% | 0.009309% | 0.01233% | 8394 | 0.01237% | 0.01235% |  | 8.5674 | 23.033 | 18.5142 |  | 1866 | 415.9863 | 441.3349 | 449.6447 |  | 1866 | 0.009055% | 0.009367% | 0.009311% | 0.009364% | 0.01156% | 0.009254% |  | 1866 | 0.009367% | 0.009311% | 1866 | 4223 | 0.01235% | 4687 | 0.0124% | 0.01238% |  | 1866 | 0.01156% | 0.009254% | 0.01041% |  | 1866 | 8394 | 0.01238% | 0.01128%
| Mar | 19 | 19 | 1867 | 445.5659 | 476.3306 | 486.3039 | 0.00951% | 0.0097% | 0.00967% | 0.01233% | 3961 | 0.01237% | 0.01235% |  | 8.5671 | 23.0341 | 18.5165 |  | 1867 | 436.9988 | 453.2965 | 467.7874 |  | 1867 | 0.009513% | 0.009621% | 0.009687% | 0.009364% | 0.01156% | 0.009255% |  | 1867 | 0.009621% | 0.009687% | 1867 | 5331 | 0.01235% | 5092 | 0.0124% | 0.01238% |  | 1867 | 0.01156% | 0.009255% | 0.01041% |  | 1867 | 3961 | 0.01238% | 0.01247%
| Mar | 19 | 20 | 1868 | 457.1623 | 493.5532 | 496.647 | 0.009757% | 0.01005% | 0.009876% | 0.01233% | 3138 | 0.01237% | 0.01235% |  | 8.5669 | 23.0352 | 18.5187 |  | 1868 | 448.5954 | 470.518 | 478.1283 |  | 1868 | 0.009765% | 0.009987% | 0.009901% | 0.009364% | 0.01156% | 0.009256% |  | 1868 | 0.009987% | 0.009901% | 1868 | 5350 | 0.01235% | 1667 | 0.0124% | 0.01238% |  | 1868 | 0.01156% | 0.009256% | 0.01041% |  | 1868 | 3138 | 0.01238% | 0.01171%
| Mar | 19 | 21 | 1869 | 457.097 | 487.7627 | 490.7018 | 0.009756% | 0.009933% | 0.009757% | 0.01233% | 5516 | 0.01237% | 0.01235% |  | 8.5667 | 23.0363 | 18.521 |  | 1869 | 448.5304 | 464.7264 | 472.1808 |  | 1869 | 0.009764% | 0.009864% | 0.009778% | 0.009363% | 0.01156% | 0.009257% |  | 1869 | 0.009864% | 0.009778% | 1869 | 3942 | 0.01235% | 1333 | 0.0124% | 0.01238% |  | 1869 | 0.01156% | 0.009257% | 0.01041% |  | 1869 | 5516 | 0.01238% | 0.01241%
| Mar | 19 | 22 | 1870 | 450.3749 | 478.2111 | 481.5965 | 0.009612% | 0.009738% | 0.009576% | 0.01233% | 1332 | 0.01237% | 0.01235% |  | 8.5664 | 23.0374 | 18.5233 |  | 1870 | 441.8085 | 455.1737 | 463.0733 |  | 1870 | 0.009617% | 0.009661% | 0.00959% | 0.009363% | 0.01156% | 0.009258% |  | 1870 | 0.009661% | 0.00959% | 1870 | 5162 | 0.01235% | 1380 | 0.0124% | 0.01238% |  | 1870 | 0.01156% | 0.009258% | 0.01041% |  | 1870 | 1332 | 0.01238% | 0.009964%
| Mar | 19 | 23 | 1871 | 444.547 | 472.7557 | 481.9716 | 0.009488% | 0.009627% | 0.009584% | 0.01233% | 8393 | 0.01237% | 0.01235% |  | 8.5662 | 23.0385 | 18.5255 |  | 1871 | 435.9808 | 449.7172 | 463.4461 |  | 1871 | 0.00949% | 0.009545% | 0.009597% | 0.009363% | 0.01156% | 0.009259% |  | 1871 | 0.009545% | 0.009597% | 1871 | 4584 | 0.01235% | 4654 | 0.0124% | 0.01238% |  | 1871 | 0.01156% | 0.009259% | 0.01041% |  | 1871 | 8393 | 0.01238% | 0.01128%
| Mar | 20 | 0 | 1872 | 445.0906 | 473.0257 | 484.8786 | 0.0095% | 0.009632% | 0.009642% | 0.01232% | 31 | 0.01237% | 0.01235% |  | 8.566 | 23.0396 | 18.5278 |  | 1872 | 436.5246 | 449.9861 | 466.3508 |  | 1872 | 0.009502% | 0.009551% | 0.009657% | 0.009363% | 0.01156% | 0.00926% |  | 1872 | 0.009551% | 0.009657% | 1872 | 608 | 0.01235% | 1510 | 0.0124% | 0.01238% |  | 1872 | 0.01156% | 0.00926% | 0.01041% |  | 1872 | 31 | 0.01238% | 0.009134%
| Mar | 20 | 1 | 1873 | 449.2641 | 475.3345 | 486.9791 | 0.009589% | 0.009679% | 0.009683% | 0.01232% | 3786 | 0.01237% | 0.01235% |  | 8.5657 | 23.0407 | 18.5301 |  | 1873 | 440.6984 | 452.2938 | 468.449 |  | 1873 | 0.009593% | 0.0096% | 0.009701% | 0.009362% | 0.01156% | 0.009262% |  | 1873 | 0.0096% | 0.009701% | 1873 | 5793 | 0.01235% | 3941 | 0.0124% | 0.01238% |  | 1873 | 0.01156% | 0.009262% | 0.01041% |  | 1873 | 3786 | 0.01238% | 0.01233%
| Mar | 20 | 2 | 1874 | 457.6836 | 483.6479 | 492.6804 | 0.009768% | 0.009849% | 0.009797% | 0.01232% | 1305 | 0.01237% | 0.01235% |  | 8.5655 | 23.0418 | 18.5323 |  | 1874 | 449.1181 | 460.6061 | 474.1481 |  | 1874 | 0.009776% | 0.009776% | 0.009819% | 0.009362% | 0.01156% | 0.009263% |  | 1874 | 0.009776% | 0.009819% | 1874 | 42 | 0.01235% | 5279 | 0.0124% | 0.01238% |  | 1874 | 0.01156% | 0.009263% | 0.01041% |  | 1874 | 1305 | 0.01238% | 0.00994%
| Mar | 20 | 3 | 1875 | 465.2596 | 493.8883 | 497.5003 | 0.00993% | 0.01006% | 0.009893% | 0.01232% | 703 | 0.01237% | 0.01235% |  | 8.5653 | 23.0429 | 18.5346 |  | 1875 | 456.6943 | 470.8455 | 478.9657 |  | 1875 | 0.009941% | 0.009994% | 0.009919% | 0.009362% | 0.01156% | 0.009264% |  | 1875 | 0.009994% | 0.009919% | 1875 | 4874 | 0.01235% | 1065 | 0.0124% | 0.01237% |  | 1875 | 0.01156% | 0.009264% | 0.01041% |  | 1875 | 703 | 0.01237% | 0.00946%
| Mar | 20 | 4 | 1876 | 479.1141 | 509.1373 | 511.6412 | 0.01023% | 0.01037% | 0.01017% | 0.01232% | 4751 | 0.01237% | 0.01234% |  | 8.565 | 23.0439 | 18.5369 |  | 1876 | 470.5491 | 486.0934 | 493.1043 |  | 1876 | 0.01024% | 0.01032% | 0.01021% | 0.009362% | 0.01156% | 0.009265% |  | 1876 | 0.01032% | 0.01021% | 1876 | 536 | 0.01235% | 4437 | 0.0124% | 0.01237% |  | 1876 | 0.01156% | 0.009265% | 0.01041% |  | 1876 | 4751 | 0.01237% | 0.01271%
| Mar | 20 | 5 | 1877 | 509.4066 | 535.7067 | 536.2096 | 0.01087% | 0.01091% | 0.01066% | 0.01232% | 7252 | 0.01237% | 0.01234% |  | 8.5648 | 23.045 | 18.5392 |  | 1877 | 500.8417 | 512.6617 | 517.6704 |  | 1877 | 0.0109% | 0.01088% | 0.01072% | 0.009361% | 0.01156% | 0.009266% |  | 1877 | 0.01088% | 0.01072% | 1877 | 5538 | 0.01235% | 4822 | 0.0124% | 0.01237% |  | 1877 | 0.01156% | 0.009266% | 0.01041% |  | 1877 | 7252 | 0.01237% | 0.01189%
| Mar | 20 | 6 | 1878 | 533.5139 | 569.3047 | 562.2221 | 0.01139% | 0.01159% | 0.01118% | 0.01232% | 1436 | 0.01236% | 0.01234% |  | 8.5646 | 23.0461 | 18.5415 |  | 1878 | 524.9493 | 546.2586 | 543.6806 |  | 1878 | 0.01143% | 0.01159% | 0.01126% | 0.009361% | 0.01156% | 0.009267% |  | 1878 | 0.01159% | 0.01126% | 1878 | 8242 | 0.01235% | 3680 | 0.0124% | 0.01237% |  | 1878 | 0.01156% | 0.009267% | 0.01042% |  | 1878 | 1436 | 0.01237% | 0.01005%
| Mar | 20 | 7 | 1879 | 542.5616 | 572.2279 | 560.9749 | 0.01158% | 0.01165% | 0.01115% | 0.01232% | 4105 | 0.01236% | 0.01234% |  | 8.5644 | 23.0472 | 18.5437 |  | 1879 | 533.9972 | 549.1807 | 542.4311 |  | 1879 | 0.01162% | 0.01166% | 0.01123% | 0.009361% | 0.01156% | 0.009268% |  | 1879 | 0.01166% | 0.01123% | 1879 | 3226 | 0.01234% | 4507 | 0.0124% | 0.01237% |  | 1879 | 0.01156% | 0.009268% | 0.01042% |  | 1879 | 4105 | 0.01237% | 0.01256%
| Mar | 20 | 8 | 1880 | 530.7739 | 547.4646 | 534.081 | 0.01133% | 0.01115% | 0.01062% | 0.01232% | 347 | 0.01236% | 0.01234% |  | 8.5641 | 23.0482 | 18.546 |  | 1880 | 522.2097 | 524.4163 | 515.5349 |  | 1880 | 0.01137% | 0.01113% | 0.01068% | 0.009361% | 0.01156% | 0.00927% |  | 1880 | 0.01113% | 0.01068% | 1880 | 3417 | 0.01234% | 1474 | 0.0124% | 0.01237% |  | 1880 | 0.01156% | 0.00927% | 0.01042% |  | 1880 | 347 | 0.01237% | 0.009252%
| Mar | 20 | 9 | 1881 | 519.482 | 521.7145 | 509.1562 | 0.01109% | 0.01062% | 0.01012% | 0.01232% | 4876 | 0.01236% | 0.01234% |  | 8.5639 | 23.0493 | 18.5483 |  | 1881 | 510.9181 | 498.6652 | 490.6079 |  | 1881 | 0.01112% | 0.01058% | 0.01016% | 0.00936% | 0.01157% | 0.009271% |  | 1881 | 0.01058% | 0.01016% | 1881 | 3657 | 0.01234% | 1268 | 0.0124% | 0.01237% |  | 1881 | 0.01157% | 0.009271% | 0.01042% |  | 1881 | 4876 | 0.01237% | 0.01269%
| Mar | 20 | 10 | 1882 | 506.8551 | 501.5966 | 490.7393 | 0.01082% | 0.01021% | 0.009758% | 0.01232% | 5600 | 0.01236% | 0.01234% |  | 8.5637 | 23.0504 | 18.5506 |  | 1882 | 498.2914 | 478.5462 | 472.1887 |  | 1882 | 0.01085% | 0.01016% | 0.009778% | 0.00936% | 0.01157% | 0.009272% |  | 1882 | 0.01016% | 0.009778% | 1882 | 7579 | 0.01234% | 4894 | 0.0124% | 0.01237% |  | 1882 | 0.01157% | 0.009272% | 0.01042% |  | 1882 | 5600 | 0.01237% | 0.01236%
| Mar | 20 | 11 | 1883 | 494.8591 | 488.6471 | 477.4236 | 0.01056% | 0.009951% | 0.009493% | 0.01232% | 1304 | 0.01236% | 0.01234% |  | 8.5635 | 23.0514 | 18.5529 |  | 1883 | 486.2957 | 465.5956 | 458.8707 |  | 1883 | 0.01059% | 0.009882% | 0.009502% | 0.00936% | 0.01157% | 0.009273% |  | 1883 | 0.009882% | 0.009502% | 1883 | 3875 | 0.01234% | 5681 | 0.0124% | 0.01237% |  | 1883 | 0.01157% | 0.009273% | 0.01042% |  | 1883 | 1304 | 0.01237% | 0.009939%
| Mar | 20 | 12 | 1884 | 485.2563 | 478.3601 | 467.8213 | 0.01036% | 0.009741% | 0.009302% | 0.01231% | 3546 | 0.01236% | 0.01234% |  | 8.5632 | 23.0525 | 18.5552 |  | 1884 | 476.6931 | 455.3076 | 449.2661 |  | 1884 | 0.01038% | 0.009664% | 0.009304% | 0.00936% | 0.01157% | 0.009274% |  | 1884 | 0.009664% | 0.009304% | 1884 | 5533 | 0.01234% | 1385 | 0.0124% | 0.01237% |  | 1884 | 0.01157% | 0.009274% | 0.01042% |  | 1884 | 3546 | 0.01237% | 0.01212%
| Mar | 20 | 13 | 1885 | 479.7888 | 474.2453 | 463.6954 | 0.01024% | 0.009657% | 0.00922% | 0.01231% | 4225 | 0.01236% | 0.01234% |  | 8.563 | 23.0536 | 18.5576 |  | 1885 | 471.2258 | 451.1917 | 445.1378 |  | 1885 | 0.01026% | 0.009576% | 0.009218% | 0.009359% | 0.01157% | 0.009275% |  | 1885 | 0.009576% | 0.009218% | 1885 | 4108 | 0.01234% | 5743 | 0.0124% | 0.01237% |  | 1885 | 0.01157% | 0.009275% | 0.01042% |  | 1885 | 4225 | 0.01237% | 0.01261%
| Mar | 20 | 14 | 1886 | 478.0392 | 471.6572 | 458.566 | 0.0102% | 0.009605% | 0.009118% | 0.01231% | 5651 | 0.01236% | 0.01234% |  | 8.5628 | 23.0546 | 18.5599 |  | 1886 | 469.4764 | 448.6026 | 440.0061 |  | 1886 | 0.01022% | 0.009522% | 0.009112% | 0.009359% | 0.01157% | 0.009276% |  | 1886 | 0.009522% | 0.009112% | 1886 | 5478 | 0.01233% | 5090 | 0.0124% | 0.01236% |  | 1886 | 0.01157% | 0.009276% | 0.01042% |  | 1886 | 5651 | 0.01236% | 0.01233%
| Mar | 20 | 15 | 1887 | 478.4159 | 465.0288 | 457.422 | 0.01021% | 0.00947% | 0.009096% | 0.01231% | 910 | 0.01236% | 0.01234% |  | 8.5626 | 23.0557 | 18.5622 |  | 1887 | 469.8533 | 441.9732 | 438.8598 |  | 1887 | 0.01023% | 0.009381% | 0.009088% | 0.009359% | 0.01157% | 0.009278% |  | 1887 | 0.009381% | 0.009088% | 1887 | 8196 | 0.01233% | 3893 | 0.0124% | 0.01236% |  | 1887 | 0.01157% | 0.009278% | 0.01042% |  | 1887 | 910 | 0.01236% | 0.00961%
| Mar | 20 | 16 | 1888 | 485.1259 | 464.6472 | 453.8399 | 0.01035% | 0.009462% | 0.009024% | 0.01231% | 8387 | 0.01236% | 0.01233% |  | 8.5623 | 23.0567 | 18.5645 |  | 1888 | 476.5635 | 441.5904 | 435.2754 |  | 1888 | 0.01037% | 0.009373% | 0.009014% | 0.009359% | 0.01157% | 0.009279% |  | 1888 | 0.009373% | 0.009014% | 1888 | 4436 | 0.01233% | 5432 | 0.01239% | 0.01236% |  | 1888 | 0.01157% | 0.009279% | 0.01042% |  | 1888 | 8387 | 0.01236% | 0.01128%
| Mar | 20 | 17 | 1889 | 484.7574 | 468.1196 | 455.3684 | 0.01035% | 0.009533% | 0.009055% | 0.01231% | 5678 | 0.01236% | 0.01233% |  | 8.5621 | 23.0578 | 18.5668 |  | 1889 | 476.1953 | 445.0618 | 436.8015 |  | 1889 | 0.01037% | 0.009446% | 0.009045% | 0.009358% | 0.01157% | 0.00928% |  | 1889 | 0.009446% | 0.009045% | 1889 | 5166 | 0.01233% | 1197 | 0.01239% | 0.01236% |  | 1889 | 0.01157% | 0.00928% | 0.01042% |  | 1889 | 5678 | 0.01236% | 0.01232%
| Mar | 20 | 18 | 1890 | 487.6296 | 471.4524 | 461.4261 | 0.01041% | 0.0096% | 0.009175% | 0.01231% | 8095 | 0.01236% | 0.01233% |  | 8.5619 | 23.0588 | 18.5692 |  | 1890 | 479.0677 | 448.3936 | 442.8569 |  | 1890 | 0.01043% | 0.009517% | 0.009171% | 0.009358% | 0.01157% | 0.009281% |  | 1890 | 0.009517% | 0.009171% | 1890 | 5472 | 0.01233% | 4263 | 0.01239% | 0.01236% |  | 1890 | 0.01157% | 0.009281% | 0.01043% |  | 1890 | 8095 | 0.01236% | 0.0115%
| Mar | 20 | 19 | 1891 | 492.1082 | 485.2305 | 469.5749 | 0.0105% | 0.009881% | 0.009337% | 0.01231% | 7806 | 0.01236% | 0.01233% |  | 8.5617 | 23.0599 | 18.5715 |  | 1891 | 483.5465 | 462.1706 | 451.0034 |  | 1891 | 0.01053% | 0.009809% | 0.00934% | 0.009358% | 0.01157% | 0.009282% |  | 1891 | 0.009809% | 0.00934% | 1891 | 4062 | 0.01233% | 5022 | 0.01239% | 0.01236% |  | 1891 | 0.01157% | 0.009282% | 0.01043% |  | 1891 | 7806 | 0.01236% | 0.01169%
| Mar | 20 | 20 | 1892 | 490.2812 | 492.9201 | 474.0197 | 0.01046% | 0.01004% | 0.009426% | 0.01231% | 1446 | 0.01236% | 0.01233% |  | 8.5615 | 23.0609 | 18.5738 |  | 1892 | 481.7198 | 469.8592 | 455.4459 |  | 1892 | 0.01049% | 0.009973% | 0.009432% | 0.009358% | 0.01157% | 0.009283% |  | 1892 | 0.009973% | 0.009432% | 1892 | 1276 | 0.01233% | 512 | 0.01239% | 0.01236% |  | 1892 | 0.01157% | 0.009283% | 0.01043% |  | 1892 | 1446 | 0.01236% | 0.01006%
| Mar | 20 | 21 | 1893 | 478.8947 | 488.6378 | 468.1871 | 0.01022% | 0.00995% | 0.00931% | 0.01231% | 1366 | 0.01236% | 0.01233% |  | 8.5612 | 23.0619 | 18.5762 |  | 1893 | 470.3334 | 465.5758 | 449.6109 |  | 1893 | 0.01024% | 0.009882% | 0.009311% | 0.009358% | 0.01157% | 0.009285% |  | 1893 | 0.009882% | 0.009311% | 1893 | 8129 | 0.01233% | 4265 | 0.01239% | 0.01236% |  | 1893 | 0.01157% | 0.009285% | 0.01043% |  | 1893 | 1366 | 0.01236% | 0.009993%
| Mar | 20 | 22 | 1894 | 466.543 | 479.5051 | 461.9137 | 0.009957% | 0.009764% | 0.009185% | 0.0123% | 1553 | 0.01235% | 0.01233% |  | 8.561 | 23.063 | 18.5785 |  | 1894 | 457.982 | 456.4422 | 443.3352 |  | 1894 | 0.009969% | 0.009688% | 0.009181% | 0.009357% | 0.01157% | 0.009286% |  | 1894 | 0.009688% | 0.009181% | 1894 | 5431 | 0.01233% | 1303 | 0.01239% | 0.01236% |  | 1894 | 0.01157% | 0.009286% | 0.01043% |  | 1894 | 1553 | 0.01236% | 0.01015%
| Mar | 20 | 23 | 1895 | 454.1646 | 473.6495 | 456.9813 | 0.009693% | 0.009645% | 0.009087% | 0.0123% | 1557 | 0.01235% | 0.01233% |  | 8.5608 | 23.064 | 18.5808 |  | 1895 | 445.6038 | 450.5854 | 438.4004 |  | 1895 | 0.0097% | 0.009564% | 0.009079% | 0.009357% | 0.01157% | 0.009287% |  | 1895 | 0.009564% | 0.009079% | 1895 | 8160 | 0.01233% | 1515 | 0.01239% | 0.01236% |  | 1895 | 0.01157% | 0.009287% | 0.01043% |  | 1895 | 1557 | 0.01236% | 0.01015%
| Mar | 21 | 0 | 1896 | 449.4606 | 473.7612 | 457.6001 | 0.009593% | 0.009647% | 0.009099% | 0.0123% | 4874 | 0.01235% | 0.01233% |  | 8.5606 | 23.065 | 18.5832 |  | 1896 | 440.9 | 450.6961 | 439.017 |  | 1896 | 0.009597% | 0.009566% | 0.009091% | 0.009357% | 0.01157% | 0.009288% |  | 1896 | 0.009566% | 0.009091% | 1896 | 5923 | 0.01233% | 5040 | 0.01239% | 0.01236% |  | 1896 | 0.01157% | 0.009288% | 0.01043% |  | 1896 | 4874 | 0.01236% | 0.01269%
| Mar | 21 | 1 | 1897 | 449.4709 | 478.4345 | 462.7764 | 0.009593% | 0.009743% | 0.009202% | 0.0123% | 1469 | 0.01235% | 0.01233% |  | 8.5604 | 23.0661 | 18.5855 |  | 1897 | 440.9106 | 455.3685 | 444.1908 |  | 1897 | 0.009598% | 0.009665% | 0.009198% | 0.009357% | 0.01157% | 0.009289% |  | 1897 | 0.009665% | 0.009198% | 1897 | 3570 | 0.01233% | 3188 | 0.01239% | 0.01236% |  | 1897 | 0.01157% | 0.009289% | 0.01043% |  | 1897 | 1469 | 0.01236% | 0.01008%
| Mar | 21 | 2 | 1898 | 451.7602 | 488.1444 | 471.3191 | 0.009642% | 0.00994% | 0.009372% | 0.0123% | 4710 | 0.01235% | 0.01232% |  | 8.5601 | 23.0671 | 18.5879 |  | 1898 | 443.2001 | 465.0773 | 452.7312 |  | 1898 | 0.009648% | 0.009871% | 0.009375% | 0.009356% | 0.01157% | 0.00929% |  | 1898 | 0.009871% | 0.009375% | 1898 | 3959 | 0.01233% | 1174 | 0.01239% | 0.01236% |  | 1898 | 0.01157% | 0.00929% | 0.01043% |  | 1898 | 4710 | 0.01236% | 0.01271%
| Mar | 21 | 3 | 1899 | 452.4102 | 495.8526 | 478.6427 | 0.009656% | 0.0101% | 0.009518% | 0.0123% | 4226 | 0.01235% | 0.01232% |  | 8.5599 | 23.0681 | 18.5903 |  | 1899 | 443.8503 | 472.7845 | 460.0524 |  | 1899 | 0.009662% | 0.01003% | 0.009527% | 0.009356% | 0.01157% | 0.009292% |  | 1899 | 0.01003% | 0.009527% | 1899 | 4403 | 0.01233% | 5767 | 0.01239% | 0.01236% |  | 1899 | 0.01157% | 0.009292% | 0.01043% |  | 1899 | 4226 | 0.01236% | 0.01261%
| Mar | 21 | 4 | 1900 | 456.7938 | 509.4911 | 491.03 | 0.009749% | 0.01038% | 0.009764% | 0.0123% | 1483 | 0.01235% | 0.01232% |  | 8.5597 | 23.0692 | 18.5926 |  | 1900 | 448.2341 | 486.4219 | 472.4374 |  | 1900 | 0.009757% | 0.01032% | 0.009783% | 0.009356% | 0.01158% | 0.009293% |  | 1900 | 0.01032% | 0.009783% | 1900 | 1245 | 0.01233% | 5115 | 0.01239% | 0.01236% |  | 1900 | 0.01158% | 0.009293% | 0.01043% |  | 1900 | 1483 | 0.01236% | 0.01009%
| Mar | 21 | 5 | 1901 | 479.1015 | 536.6656 | 516.1798 | 0.01023% | 0.01093% | 0.01026% | 0.0123% | 4267 | 0.01235% | 0.01232% |  | 8.5595 | 23.0702 | 18.595 |  | 1901 | 470.542 | 513.5954 | 497.5848 |  | 1901 | 0.01024% | 0.0109% | 0.0103% | 0.009356% | 0.01158% | 0.009294% |  | 1901 | 0.0109% | 0.0103% | 1901 | 5996 | 0.01232% | 4474 | 0.01239% | 0.01236% |  | 1901 | 0.01158% | 0.009294% | 0.01043% |  | 1901 | 4267 | 0.01236% | 0.01263%
| Mar | 21 | 6 | 1902 | 500.8406 | 567.5173 | 544.696 | 0.01069% | 0.01156% | 0.01083% | 0.0123% | 4569 | 0.01235% | 0.01232% |  | 8.5593 | 23.0712 | 18.5973 |  | 1902 | 492.2813 | 544.4461 | 526.0987 |  | 1902 | 0.01072% | 0.01156% | 0.01089% | 0.009355% | 0.01158% | 0.009295% |  | 1902 | 0.01156% | 0.01089% | 1902 | 7605 | 0.01232% | 3059 | 0.01239% | 0.01236% |  | 1902 | 0.01158% | 0.009295% | 0.01044% |  | 1902 | 4569 | 0.01236% | 0.01271%
| Mar | 21 | 7 | 1903 | 511.2498 | 570.8501 | 547.7155 | 0.01091% | 0.01162% | 0.01089% | 0.01229% | 3188 | 0.01235% | 0.01232% |  | 8.5591 | 23.0722 | 18.5997 |  | 1903 | 502.6908 | 547.7779 | 529.1158 |  | 1903 | 0.01094% | 0.01163% | 0.01096% | 0.009355% | 0.01158% | 0.009296% |  | 1903 | 0.01163% | 0.01096% | 1903 | 8202 | 0.01232% | 3104 | 0.01239% | 0.01235% |  | 1903 | 0.01158% | 0.009296% | 0.01044% |  | 1903 | 3188 | 0.01235% | 0.01176%
| Mar | 21 | 8 | 1904 | 501.0206 | 558.003 | 524.6193 | 0.01069% | 0.01136% | 0.01043% | 0.01229% | 6773 | 0.01235% | 0.01232% |  | 8.5588 | 23.0733 | 18.6021 |  | 1904 | 492.4618 | 534.9297 | 506.0173 |  | 1904 | 0.01072% | 0.01135% | 0.01048% | 0.009355% | 0.01158% | 0.009298% |  | 1904 | 0.01135% | 0.01048% | 1904 | 8267 | 0.01232% | 177 | 0.01239% | 0.01235% |  | 1904 | 0.01158% | 0.009298% | 0.01044% |  | 1904 | 6773 | 0.01235% | 0.01196%
| Mar | 21 | 9 | 1905 | 492.8356 | 544.0294 | 508.4061 | 0.01052% | 0.01108% | 0.01011% | 0.01229% | 5993 | 0.01235% | 0.01232% |  | 8.5586 | 23.0743 | 18.6044 |  | 1905 | 484.277 | 520.9551 | 489.8016 |  | 1905 | 0.01054% | 0.01106% | 0.01014% | 0.009355% | 0.01158% | 0.009299% |  | 1905 | 0.01106% | 0.01014% | 1905 | 8253 | 0.01232% | 1759 | 0.01239% | 0.01235% |  | 1905 | 0.01158% | 0.009299% | 0.01044% |  | 1905 | 5993 | 0.01235% | 0.01216%
| Mar | 21 | 10 | 1906 | 485.3851 | 524.4235 | 490.9175 | 0.01036% | 0.01068% | 0.009762% | 0.01229% | 1616 | 0.01235% | 0.01232% |  | 8.5584 | 23.0753 | 18.6068 |  | 1906 | 476.8267 | 501.3482 | 472.3107 |  | 1906 | 0.01038% | 0.01064% | 0.009781% | 0.009354% | 0.01158% | 0.0093% |  | 1906 | 0.01064% | 0.009781% | 1906 | 8675 | 0.01232% | 5960 | 0.01239% | 0.01235% |  | 1906 | 0.01158% | 0.0093% | 0.01044% |  | 1906 | 1616 | 0.01235% | 0.0102%
| Mar | 21 | 11 | 1907 | 477.4699 | 512.2188 | 475.1544 | 0.01019% | 0.01043% | 0.009448% | 0.01229% | 8073 | 0.01235% | 0.01232% |  | 8.5582 | 23.0763 | 18.6092 |  | 1907 | 468.9117 | 489.1424 | 456.5452 |  | 1907 | 0.01021% | 0.01038% | 0.009454% | 0.009354% | 0.01158% | 0.009301% |  | 1907 | 0.01038% | 0.009454% | 1907 | 4251 | 0.01232% | 1051 | 0.01239% | 0.01235% |  | 1907 | 0.01158% | 0.009301% | 0.01044% |  | 1907 | 8073 | 0.01235% | 0.01152%
| Mar | 21 | 12 | 1908 | 468.7263 | 504.6594 | 469.3029 | 0.01% | 0.01028% | 0.009332% | 0.01229% | 3892 | 0.01234% | 0.01232% |  | 8.558 | 23.0774 | 18.6115 |  | 1908 | 460.1683 | 481.5821 | 450.6914 |  | 1908 | 0.01002% | 0.01022% | 0.009333% | 0.009354% | 0.01158% | 0.009302% |  | 1908 | 0.01022% | 0.009333% | 1908 | 8673 | 0.01232% | 1205 | 0.01239% | 0.01235% |  | 1908 | 0.01158% | 0.009302% | 0.01044% |  | 1908 | 3892 | 0.01235% | 0.01242%
| Mar | 21 | 13 | 1909 | 464.0097 | 491.9147 | 463.8923 | 0.009903% | 0.01002% | 0.009224% | 0.01229% | 3104 | 0.01234% | 0.01232% |  | 8.5578 | 23.0784 | 18.6139 |  | 1909 | 455.4519 | 468.8363 | 445.2784 |  | 1909 | 0.009914% | 0.009951% | 0.009221% | 0.009354% | 0.01158% | 0.009303% |  | 1909 | 0.009951% | 0.009221% | 1909 | 4414 | 0.01232% | 900 | 0.01239% | 0.01235% |  | 1909 | 0.01158% | 0.009303% | 0.01044% |  | 1909 | 3104 | 0.01235% | 0.01167%
| Mar | 21 | 14 | 1910 | 462.5277 | 485.8356 | 460.8541 | 0.009872% | 0.009893% | 0.009164% | 0.01229% | 1052 | 0.01234% | 0.01232% |  | 8.5576 | 23.0794 | 18.6163 |  | 1910 | 453.9702 | 462.7562 | 442.2378 |  | 1910 | 0.009882% | 0.009822% | 0.009158% | 0.009354% | 0.01158% | 0.009305% |  | 1910 | 0.009822% | 0.009158% | 1910 | 3992 | 0.01232% | 5850 | 0.01238% | 0.01235% |  | 1910 | 0.01158% | 0.009305% | 0.01044% |  | 1910 | 1052 | 0.01235% | 0.009724%
| Mar | 21 | 15 | 1911 | 466.883 | 486.6921 | 456.9531 | 0.009965% | 0.009911% | 0.009086% | 0.01229% | 5482 | 0.01234% | 0.01231% |  | 8.5573 | 23.0804 | 18.6187 |  | 1911 | 458.3256 | 463.6117 | 438.3345 |  | 1911 | 0.009977% | 0.00984% | 0.009077% | 0.009353% | 0.01158% | 0.009306% |  | 1911 | 0.00984% | 0.009077% | 1911 | 3598 | 0.01232% | 3889 | 0.01238% | 0.01235% |  | 1911 | 0.01158% | 0.009306% | 0.01044% |  | 1911 | 5482 | 0.01235% | 0.01243%
| Mar | 21 | 16 | 1912 | 481.9261 | 488.6285 | 458.2284 | 0.01029% | 0.00995% | 0.009112% | 0.01229% | 6800 | 0.01234% | 0.01231% |  | 8.5571 | 23.0814 | 18.621 |  | 1912 | 473.369 | 465.547 | 439.6074 |  | 1912 | 0.0103% | 0.009881% | 0.009104% | 0.009353% | 0.01158% | 0.009307% |  | 1912 | 0.009881% | 0.009104% | 1912 | 1376 | 0.01232% | 4259 | 0.01238% | 0.01235% |  | 1912 | 0.01158% | 0.009307% | 0.01044% |  | 1912 | 6800 | 0.01235% | 0.01196%
| Mar | 21 | 17 | 1913 | 482.0874 | 497.0536 | 457.5439 | 0.01029% | 0.01012% | 0.009098% | 0.01229% | 321 | 0.01234% | 0.01231% |  | 8.5569 | 23.0825 | 18.6234 |  | 1913 | 473.5305 | 473.9711 | 438.9205 |  | 1913 | 0.01031% | 0.01006% | 0.009089% | 0.009353% | 0.01158% | 0.009308% |  | 1913 | 0.01006% | 0.009089% | 1913 | 4273 | 0.01231% | 3940 | 0.01238% | 0.01235% |  | 1913 | 0.01158% | 0.009308% | 0.01045% |  | 1913 | 321 | 0.01235% | 0.009241%
| Mar | 21 | 18 | 1914 | 481.2342 | 497.4539 | 460.8728 | 0.01027% | 0.01013% | 0.009164% | 0.01229% | 752 | 0.01234% | 0.01231% |  | 8.5567 | 23.0835 | 18.6258 |  | 1914 | 472.6775 | 474.3704 | 442.247 |  | 1914 | 0.01029% | 0.01007% | 0.009158% | 0.009353% | 0.01158% | 0.009309% |  | 1914 | 0.01007% | 0.009158% | 1914 | 5922 | 0.01231% | 4085 | 0.01238% | 0.01235% |  | 1914 | 0.01158% | 0.009309% | 0.01045% |  | 1914 | 752 | 0.01235% | 0.009494%
| Mar | 21 | 19 | 1915 | 482.9924 | 505.4228 | 470.9721 | 0.01031% | 0.01029% | 0.009365% | 0.01228% | 961 | 0.01234% | 0.01231% |  | 8.5565 | 23.0845 | 18.6282 |  | 1915 | 474.4359 | 482.3383 | 452.3439 |  | 1915 | 0.01033% | 0.01024% | 0.009367% | 0.009352% | 0.01158% | 0.009311% |  | 1915 | 0.01024% | 0.009367% | 1915 | 5819 | 0.01231% | 4264 | 0.01238% | 0.01235% |  | 1915 | 0.01158% | 0.009311% | 0.01045% |  | 1915 | 961 | 0.01235% | 0.00965%
| Mar | 21 | 20 | 1916 | 480.4528 | 505.2459 | 474.4792 | 0.01025% | 0.01029% | 0.009435% | 0.01228% | 5238 | 0.01234% | 0.01231% |  | 8.5563 | 23.0855 | 18.6306 |  | 1916 | 471.8966 | 482.1604 | 455.8486 |  | 1916 | 0.01027% | 0.01023% | 0.00944% | 0.009352% | 0.01158% | 0.009312% |  | 1916 | 0.01023% | 0.00944% | 1916 | 8529 | 0.01231% | 4340 | 0.01238% | 0.01235% |  | 1916 | 0.01158% | 0.009312% | 0.01045% |  | 1916 | 5238 | 0.01235% | 0.01256%
| Mar | 21 | 21 | 1917 | 470.9666 | 496.3181 | 470.1 | 0.01005% | 0.01011% | 0.009348% | 0.01228% | 3059 | 0.01234% | 0.01231% |  | 8.5561 | 23.0865 | 18.633 |  | 1917 | 462.4105 | 473.2316 | 451.4671 |  | 1917 | 0.01007% | 0.01004% | 0.009349% | 0.009352% | 0.01158% | 0.009313% |  | 1917 | 0.01004% | 0.009349% | 1917 | 7590 | 0.01231% | 5959 | 0.01238% | 0.01235% |  | 1917 | 0.01158% | 0.009313% | 0.01045% |  | 1917 | 3059 | 0.01235% | 0.01162%
| Mar | 21 | 22 | 1918 | 458.3516 | 482.9124 | 461.9137 | 0.009783% | 0.009834% | 0.009185% | 0.01228% | 5508 | 0.01234% | 0.01231% |  | 8.5559 | 23.0876 | 18.6353 |  | 1918 | 449.7958 | 459.8249 | 443.2783 |  | 1918 | 0.009791% | 0.00976% | 0.00918% | 0.009352% | 0.01158% | 0.009314% |  | 1918 | 0.00976% | 0.00918% | 1918 | 4327 | 0.01231% | 5183 | 0.01238% | 0.01235% |  | 1918 | 0.01158% | 0.009314% | 0.01045% |  | 1918 | 5508 | 0.01235% | 0.01242%
| Mar | 21 | 23 | 1919 | 449.5166 | 475.2972 | 455.9029 | 0.009594% | 0.009679% | 0.009065% | 0.01228% | 1402 | 0.01234% | 0.01231% |  | 8.5556 | 23.0886 | 18.6377 |  | 1919 | 440.961 | 452.2086 | 437.2651 |  | 1919 | 0.009599% | 0.009598% | 0.009055% | 0.009351% | 0.01159% | 0.009315% |  | 1919 | 0.009598% | 0.009055% | 1919 | 4001 | 0.01231% | 8394 | 0.01238% | 0.01234% |  | 1919 | 0.01159% | 0.009315% | 0.01045% |  | 1919 | 1402 | 0.01234% | 0.01002%
| Mar | 22 | 0 | 1920 | 444.9653 | 469.9908 | 457.7877 | 0.009497% | 0.009571% | 0.009103% | 0.01228% | 1253 | 0.01234% | 0.01231% |  | 8.5554 | 23.0896 | 18.6401 |  | 1920 | 436.4099 | 446.9012 | 439.1476 |  | 1920 | 0.0095% | 0.009485% | 0.009094% | 0.009351% | 0.01159% | 0.009317% |  | 1920 | 0.009485% | 0.009094% | 1920 | 3571 | 0.01231% | 1020 | 0.01238% | 0.01234% |  | 1920 | 0.01159% | 0.009317% | 0.01045% |  | 1920 | 1253 | 0.01234% | 0.009895%
| Mar | 22 | 1 | 1921 | 446.3342 | 468.0917 | 460.6102 | 0.009526% | 0.009532% | 0.009159% | 0.01228% | 1162 | 0.01234% | 0.01231% |  | 8.5552 | 23.0906 | 18.6425 |  | 1921 | 437.779 | 445.001 | 441.9677 |  | 1921 | 0.00953% | 0.009445% | 0.009152% | 0.009351% | 0.01159% | 0.009318% |  | 1921 | 0.009445% | 0.009152% | 1921 | 8133 | 0.01231% | 1293 | 0.01238% | 0.01234% |  | 1921 | 0.01159% | 0.009318% | 0.01045% |  | 1921 | 1162 | 0.01234% | 0.009816%
| Mar | 22 | 2 | 1922 | 449.5967 | 467.0769 | 464.9332 | 0.009596% | 0.009511% | 0.009245% | 0.01228% | 1027 | 0.01234% | 0.01231% |  | 8.555 | 23.0916 | 18.6449 |  | 1922 | 441.0417 | 443.9853 | 446.2882 |  | 1922 | 0.009601% | 0.009424% | 0.009242% | 0.009351% | 0.01159% | 0.009319% |  | 1922 | 0.009424% | 0.009242% | 1922 | 8162 | 0.01231% | 4266 | 0.01238% | 0.01234% |  | 1922 | 0.01159% | 0.009319% | 0.01045% |  | 1922 | 1027 | 0.01234% | 0.009703%
| Mar | 22 | 3 | 1923 | 449.6022 | 472.2716 | 470.3063 | 0.009596% | 0.009617% | 0.009352% | 0.01228% | 1636 | 0.01234% | 0.01231% |  | 8.5548 | 23.0927 | 18.6473 |  | 1923 | 441.0474 | 449.179 | 451.659 |  | 1923 | 0.009601% | 0.009534% | 0.009353% | 0.00935% | 0.01159% | 0.00932% |  | 1923 | 0.009534% | 0.009353% | 1923 | 44 | 0.01231% | 7399 | 0.01238% | 0.01234% |  | 1923 | 0.01159% | 0.00932% | 0.01045% |  | 1923 | 1636 | 0.01234% | 0.01022%
| Mar | 22 | 4 | 1924 | 460.3906 | 483.9178 | 488.7982 | 0.009826% | 0.009854% | 0.00972% | 0.01228% | 1274 | 0.01233% | 0.0123% |  | 8.5546 | 23.0937 | 18.6497 |  | 1924 | 451.836 | 460.8242 | 470.1485 |  | 1924 | 0.009836% | 0.009781% | 0.009736% | 0.00935% | 0.01159% | 0.009321% |  | 1924 | 0.009781% | 0.009736% | 1924 | 4320 | 0.0123% | 8393 | 0.01238% | 0.01234% |  | 1924 | 0.01159% | 0.009321% | 0.01045% |  | 1924 | 1274 | 0.01234% | 0.009913%
| Mar | 22 | 5 | 1925 | 482.9129 | 501.2242 | 515.2233 | 0.01031% | 0.01021% | 0.01024% | 0.01228% | 3764 | 0.01233% | 0.0123% |  | 8.5544 | 23.0947 | 18.6521 |  | 1925 | 474.3586 | 478.1295 | 496.5712 |  | 1925 | 0.01033% | 0.01015% | 0.01028% | 0.00935% | 0.01159% | 0.009323% |  | 1925 | 0.01015% | 0.01028% | 1925 | 4027 | 0.0123% | 3546 | 0.01238% | 0.01234% |  | 1925 | 0.01159% | 0.009323% | 0.01046% |  | 1925 | 3764 | 0.01234% | 0.01231%
| Mar | 22 | 6 | 1926 | 504.1923 | 527.4584 | 541.714 | 0.01076% | 0.01074% | 0.01077% | 0.01227% | 5491 | 0.01233% | 0.0123% |  | 8.5542 | 23.0957 | 18.6545 |  | 1926 | 495.6381 | 504.3627 | 523.0595 |  | 1926 | 0.01079% | 0.01071% | 0.01083% | 0.00935% | 0.01159% | 0.009324% |  | 1926 | 0.01071% | 0.01083% | 1926 | 1267 | 0.0123% | 3863 | 0.01238% | 0.01234% |  | 1926 | 0.01159% | 0.009324% | 0.01046% |  | 1926 | 5491 | 0.01234% | 0.01243%
| Mar | 22 | 7 | 1927 | 509.3869 | 535.9673 | 547.4529 | 0.01087% | 0.01091% | 0.01089% | 0.01227% | 4173 | 0.01233% | 0.0123% |  | 8.554 | 23.0967 | 18.6569 |  | 1927 | 500.833 | 512.8706 | 528.796 |  | 1927 | 0.0109% | 0.01089% | 0.01095% | 0.00935% | 0.01159% | 0.009325% |  | 1927 | 0.01089% | 0.01095% | 1927 | 8674 | 0.0123% | 5469 | 0.01238% | 0.01234% |  | 1927 | 0.01159% | 0.009325% | 0.01046% |  | 1927 | 4173 | 0.01234% | 0.01259%
| Mar | 22 | 8 | 1928 | 497.1173 | 525.7455 | 529.8612 | 0.01061% | 0.01071% | 0.01054% | 0.01227% | 4545 | 0.01233% | 0.0123% |  | 8.5537 | 23.0977 | 18.6593 |  | 1928 | 488.5635 | 502.6477 | 511.2019 |  | 1928 | 0.01064% | 0.01067% | 0.01059% | 0.009349% | 0.01159% | 0.009326% |  | 1928 | 0.01067% | 0.01059% | 1928 | 7785 | 0.0123% | 1556 | 0.01238% | 0.01234% |  | 1928 | 0.01159% | 0.009326% | 0.01046% |  | 1928 | 4545 | 0.01234% | 0.0127%
| Mar | 22 | 9 | 1929 | 490.6936 | 516.3987 | 509.8314 | 0.01047% | 0.01052% | 0.01014% | 0.01227% | 4875 | 0.01233% | 0.0123% |  | 8.5535 | 23.0988 | 18.6617 |  | 1929 | 482.14 | 493.3 | 491.1697 |  | 1929 | 0.0105% | 0.01047% | 0.01017% | 0.009349% | 0.01159% | 0.009327% |  | 1929 | 0.01047% | 0.01017% | 1929 | 7758 | 0.0123% | 4284 | 0.01237% | 0.01234% |  | 1929 | 0.01159% | 0.009327% | 0.01046% |  | 1929 | 4875 | 0.01234% | 0.01269%
| Mar | 22 | 10 | 1930 | 485.0795 | 509.64 | 492.5304 | 0.01035% | 0.01038% | 0.009794% | 0.01227% | 4104 | 0.01233% | 0.0123% |  | 8.5533 | 23.0998 | 18.6642 |  | 1930 | 476.5262 | 486.5403 | 473.8662 |  | 1930 | 0.01037% | 0.01033% | 0.009813% | 0.009349% | 0.01159% | 0.009329% |  | 1930 | 0.01033% | 0.009813% | 1930 | 7600 | 0.0123% | 4631 | 0.01237% | 0.01234% |  | 1930 | 0.01159% | 0.009329% | 0.01046% |  | 1930 | 4104 | 0.01234% | 0.01256%
| Mar | 22 | 11 | 1931 | 475.2593 | 501.1684 | 479.4866 | 0.01014% | 0.01021% | 0.009534% | 0.01227% | 4615 | 0.01233% | 0.0123% |  | 8.5531 | 23.1008 | 18.6666 |  | 1931 | 466.7062 | 478.0676 | 460.8201 |  | 1931 | 0.01016% | 0.01015% | 0.009543% | 0.009349% | 0.01159% | 0.00933% |  | 1931 | 0.01015% | 0.009543% | 1931 | 5332 | 0.0123% | 4291 | 0.01237% | 0.01234% |  | 1931 | 0.01159% | 0.00933% | 0.01046% |  | 1931 | 4615 | 0.01234% | 0.01271%
| Mar | 22 | 12 | 1932 | 470.2275 | 493.7952 | 470.672 | 0.01004% | 0.01006% | 0.009359% | 0.01227% | 33 | 0.01233% | 0.0123% |  | 8.5529 | 23.1018 | 18.669 |  | 1932 | 461.6746 | 470.6934 | 452.0031 |  | 1932 | 0.01005% | 0.00999% | 0.00936% | 0.009348% | 0.01159% | 0.009331% |  | 1932 | 0.00999% | 0.00936% | 1932 | 4158 | 0.0123% | 3848 | 0.01237% | 0.01233% |  | 1932 | 0.01159% | 0.009331% | 0.01046% |  | 1932 | 33 | 0.01233% | 0.009134%
| Mar | 22 | 13 | 1933 | 458.0412 | 493.1715 | 463.7422 | 0.009776% | 0.01004% | 0.009221% | 0.01227% | 4080 | 0.01233% | 0.0123% |  | 8.5527 | 23.1028 | 18.6714 |  | 1933 | 449.4885 | 470.0687 | 445.0709 |  | 1933 | 0.009784% | 0.009977% | 0.009217% | 0.009348% | 0.01159% | 0.009332% |  | 1933 | 0.009977% | 0.009217% | 1933 | 4464 | 0.0123% | 3103 | 0.01237% | 0.01233% |  | 1933 | 0.01159% | 0.009332% | 0.01046% |  | 1933 | 4080 | 0.01233% | 0.01254%
| Mar | 22 | 14 | 1934 | 449.0905 | 497.4725 | 459.7288 | 0.009585% | 0.01013% | 0.009141% | 0.01227% | 4227 | 0.01233% | 0.0123% |  | 8.5525 | 23.1038 | 18.6738 |  | 1934 | 440.538 | 474.3687 | 441.055 |  | 1934 | 0.00959% | 0.01007% | 0.009134% | 0.009348% | 0.01159% | 0.009333% |  | 1934 | 0.01007% | 0.009134% | 1934 | 1186 | 0.0123% | 705 | 0.01237% | 0.01233% |  | 1934 | 0.01159% | 0.009333% | 0.01046% |  | 1934 | 4227 | 0.01233% | 0.01261%
| Mar | 22 | 15 | 1935 | 442.0209 | 500.8332 | 457.919 | 0.009434% | 0.0102% | 0.009106% | 0.01227% | 5422 | 0.01233% | 0.0123% |  | 8.5523 | 23.1049 | 18.6762 |  | 1935 | 433.4687 | 477.7284 | 439.2427 |  | 1935 | 0.009436% | 0.01014% | 0.009096% | 0.009348% | 0.01159% | 0.009335% |  | 1935 | 0.01014% | 0.009096% | 1935 | 3572 | 0.0123% | 4107 | 0.01237% | 0.01233% |  | 1935 | 0.01159% | 0.009335% | 0.01046% |  | 1935 | 5422 | 0.01233% | 0.01246%
| Mar | 22 | 16 | 1936 | 436.0488 | 505.0318 | 461.7355 | 0.009307% | 0.01028% | 0.009181% | 0.01227% | 4283 | 0.01233% | 0.0123% |  | 8.5521 | 23.1059 | 18.6787 |  | 1936 | 427.4967 | 481.926 | 443.0569 |  | 1936 | 0.009306% | 0.01023% | 0.009175% | 0.009348% | 0.01159% | 0.009336% |  | 1936 | 0.01023% | 0.009175% | 1936 | 7628 | 0.0123% | 3786 | 0.01237% | 0.01233% |  | 1936 | 0.01159% | 0.009336% | 0.01046% |  | 1936 | 4283 | 0.01233% | 0.01264%
| Mar | 22 | 17 | 1937 | 440.2509 | 508.9046 | 461.7449 | 0.009396% | 0.01036% | 0.009182% | 0.01227% | 4533 | 0.01233% | 0.0123% |  | 8.5519 | 23.1069 | 18.6811 |  | 1937 | 431.6991 | 485.7977 | 443.0638 |  | 1937 | 0.009397% | 0.01031% | 0.009175% | 0.009347% | 0.01159% | 0.009337% |  | 1937 | 0.01031% | 0.009175% | 1937 | 3538 | 0.0123% | 5542 | 0.01237% | 0.01233% |  | 1937 | 0.01159% | 0.009337% | 0.01047% |  | 1937 | 4533 | 0.01233% | 0.0127%
| Mar | 22 | 18 | 1938 | 445.3448 | 506.9589 | 460.3852 | 0.009505% | 0.01032% | 0.009155% | 0.01227% | 3103 | 0.01233% | 0.0123% |  | 8.5517 | 23.1079 | 18.6835 |  | 1938 | 436.7932 | 483.851 | 441.7017 |  | 1938 | 0.009508% | 0.01027% | 0.009147% | 0.009347% | 0.01159% | 0.009338% |  | 1938 | 0.01027% | 0.009147% | 1938 | 4107 | 0.0123% | 1259 | 0.01237% | 0.01233% |  | 1938 | 0.01159% | 0.009338% | 0.01047% |  | 1938 | 3103 | 0.01233% | 0.01167%
| Mar | 22 | 19 | 1939 | 452.5694 | 518.3351 | 467.6901 | 0.009659% | 0.01056% | 0.0093% | 0.01227% | 5614 | 0.01233% | 0.0123% |  | 8.5515 | 23.1089 | 18.6859 |  | 1939 | 444.018 | 495.2262 | 449.0041 |  | 1939 | 0.009665% | 0.01051% | 0.009298% | 0.009347% | 0.0116% | 0.009339% |  | 1939 | 0.01051% | 0.009298% | 1939 | 3375 | 0.01229% | 7252 | 0.01237% | 0.01233% |  | 1939 | 0.0116% | 0.009339% | 0.01047% |  | 1939 | 5614 | 0.01233% | 0.01236%
| Mar | 22 | 20 | 1940 | 462.016 | 527.4957 | 470.8783 | 0.009861% | 0.01074% | 0.009363% | 0.01227% | 1372 | 0.01232% | 0.0123% |  | 8.5512 | 23.1099 | 18.6884 |  | 1940 | 453.4647 | 504.3858 | 452.19 |  | 1940 | 0.009871% | 0.01071% | 0.009364% | 0.009347% | 0.0116% | 0.009341% |  | 1940 | 0.01071% | 0.009364% | 1940 | 4249 | 0.01229% | 678 | 0.01237% | 0.01233% |  | 1940 | 0.0116% | 0.009341% | 0.01047% |  | 1940 | 1372 | 0.01233% | 0.009998%
| Mar | 22 | 21 | 1941 | 455.2831 | 524.107 | 468.0464 | 0.009717% | 0.01067% | 0.009307% | 0.01227% | 4847 | 0.01232% | 0.0123% |  | 8.551 | 23.1109 | 18.6908 |  | 1941 | 446.732 | 500.9961 | 449.3556 |  | 1941 | 0.009724% | 0.01063% | 0.009305% | 0.009346% | 0.0116% | 0.009342% |  | 1941 | 0.01063% | 0.009305% | 1941 | 3795 | 0.01229% | 3939 | 0.01237% | 0.01233% |  | 1941 | 0.0116% | 0.009342% | 0.01047% |  | 1941 | 4847 | 0.01233% | 0.01269%
| Mar | 22 | 22 | 1942 | 445.8717 | 517.0225 | 463.0765 | 0.009516% | 0.01053% | 0.009208% | 0.01227% | 6113 | 0.01232% | 0.0123% |  | 8.5508 | 23.112 | 18.6932 |  | 1942 | 437.3209 | 493.9105 | 444.3832 |  | 1942 | 0.00952% | 0.01048% | 0.009202% | 0.009346% | 0.0116% | 0.009343% |  | 1942 | 0.01048% | 0.009202% | 1942 | 5648 | 0.01229% | 5658 | 0.01237% | 0.01233% |  | 1942 | 0.0116% | 0.009343% | 0.01047% |  | 1942 | 6113 | 0.01233% | 0.01212%
| Mar | 22 | 23 | 1943 | 441.6085 | 511.4926 | 454.6369 | 0.009425% | 0.01042% | 0.00904% | 0.01227% | 864 | 0.01232% | 0.01229% |  | 8.5506 | 23.113 | 18.6956 |  | 1943 | 433.0578 | 488.3797 | 435.9413 |  | 1943 | 0.009427% | 0.01037% | 0.009028% | 0.009346% | 0.0116% | 0.009344% |  | 1943 | 0.01037% | 0.009028% | 1943 | 7580 | 0.01229% | 3966 | 0.01237% | 0.01233% |  | 1943 | 0.0116% | 0.009344% | 0.01047% |  | 1943 | 864 | 0.01233% | 0.009575%
| Mar | 23 | 0 | 1944 | 439.7173 | 509.668 | 454.7682 | 0.009385% | 0.01038% | 0.009043% | 0.01227% | 348 | 0.01232% | 0.01229% |  | 8.5504 | 23.114 | 18.6981 |  | 1944 | 431.1669 | 486.554 | 436.0701 |  | 1944 | 0.009386% | 0.01033% | 0.00903% | 0.009346% | 0.0116% | 0.009345% |  | 1944 | 0.01033% | 0.00903% | 1944 | 5165 | 0.01229% | 4307 | 0.01237% | 0.01233% |  | 1944 | 0.0116% | 0.009345% | 0.01047% |  | 1944 | 348 | 0.01233% | 0.009253%
| Mar | 23 | 1 | 1945 | 442.8601 | 514.3972 | 450.1734 | 0.009452% | 0.01047% | 0.008951% | 0.01226% | 7400 | 0.01232% | 0.01229% |  | 8.5502 | 23.115 | 18.7005 |  | 1945 | 434.3099 | 491.2822 | 431.4729 |  | 1945 | 0.009454% | 0.01043% | 0.008935% | 0.009345% | 0.0116% | 0.009347% |  | 1945 | 0.01043% | 0.008935% | 1945 | 5495 | 0.01229% | 4352 | 0.01237% | 0.01233% |  | 1945 | 0.0116% | 0.009347% | 0.01047% |  | 1945 | 7400 | 0.01233% | 0.01185%
| Mar | 23 | 2 | 1946 | 448.3334 | 521.8448 | 450.0046 | 0.009569% | 0.01063% | 0.008948% | 0.01226% | 5529 | 0.01232% | 0.01229% |  | 8.55 | 23.116 | 18.703 |  | 1946 | 439.7834 | 498.7288 | 431.3016 |  | 1946 | 0.009573% | 0.01059% | 0.008932% | 0.009345% | 0.0116% | 0.009348% |  | 1946 | 0.01059% | 0.008932% | 1946 | 3465 | 0.01229% | 1688 | 0.01237% | 0.01233% |  | 1946 | 0.0116% | 0.009348% | 0.01047% |  | 1946 | 5529 | 0.01233% | 0.0124%
| Mar | 23 | 3 | 1947 | 456.0398 | 529.9534 | 452.7802 | 0.009733% | 0.01079% | 0.009003% | 0.01226% | 4205 | 0.01232% | 0.01229% |  | 8.5498 | 23.117 | 18.7054 |  | 1947 | 447.49 | 506.8364 | 434.0748 |  | 1947 | 0.009741% | 0.01076% | 0.008989% | 0.009345% | 0.0116% | 0.009349% |  | 1947 | 0.01076% | 0.008989% | 1947 | 513 | 0.01229% | 8387 | 0.01236% | 0.01233% |  | 1947 | 0.0116% | 0.009349% | 0.01047% |  | 1947 | 4205 | 0.01233% | 0.01261%
| Mar | 23 | 4 | 1948 | 469.0377 | 543.0612 | 455.9779 | 0.01001% | 0.01106% | 0.009067% | 0.01226% | 4316 | 0.01232% | 0.01229% |  | 8.5496 | 23.118 | 18.7078 |  | 1948 | 460.4881 | 519.9432 | 437.27 |  | 1948 | 0.01002% | 0.01104% | 0.009055% | 0.009345% | 0.0116% | 0.00935% |  | 1948 | 0.01104% | 0.009055% | 1948 | 4400 | 0.01229% | 349 | 0.01236% | 0.01233% |  | 1948 | 0.0116% | 0.00935% | 0.01048% |  | 1948 | 4316 | 0.01233% | 0.01265%
| Mar | 23 | 5 | 1949 | 497.1118 | 567.238 | 469.031 | 0.01061% | 0.01155% | 0.009326% | 0.01226% | 882 | 0.01232% | 0.01229% |  | 8.5494 | 23.119 | 18.7103 |  | 1949 | 488.5624 | 544.119 | 450.3207 |  | 1949 | 0.01063% | 0.01155% | 0.009325% | 0.009345% | 0.0116% | 0.009352% |  | 1949 | 0.01155% | 0.009325% | 1949 | 3793 | 0.01229% | 4425 | 0.01236% | 0.01233% |  | 1949 | 0.0116% | 0.009352% | 0.01048% |  | 1949 | 882 | 0.01233% | 0.009589%
| Mar | 23 | 6 | 1950 | 529.9505 | 594.7383 | 483.8846 | 0.01131% | 0.01211% | 0.009622% | 0.01226% | 1195 | 0.01232% | 0.01229% |  | 8.5492 | 23.12 | 18.7127 |  | 1950 | 521.4013 | 571.6183 | 465.1718 |  | 1950 | 0.01135% | 0.01213% | 0.009633% | 0.009344% | 0.0116% | 0.009353% |  | 1950 | 0.01213% | 0.009633% | 1950 | 5576 | 0.01229% | 3961 | 0.01236% | 0.01232% |  | 1950 | 0.0116% | 0.009353% | 0.01048% |  | 1950 | 1195 | 0.01232% | 0.009845%
| Mar | 23 | 7 | 1951 | 529.4024 | 595.9392 | 491.6677 | 0.0113% | 0.01214% | 0.009777% | 0.01226% | 4665 | 0.01232% | 0.01229% |  | 8.549 | 23.1211 | 18.7152 |  | 1951 | 520.8534 | 572.8182 | 472.9525 |  | 1951 | 0.01134% | 0.01216% | 0.009794% | 0.009344% | 0.0116% | 0.009354% |  | 1951 | 0.01216% | 0.009794% | 1951 | 5757 | 0.01229% | 8095 | 0.01236% | 0.01232% |  | 1951 | 0.0116% | 0.009354% | 0.01048% |  | 1951 | 4665 | 0.01232% | 0.01272%
| Mar | 23 | 8 | 1952 | 503.7621 | 575.2907 | 490.1111 | 0.01075% | 0.01171% | 0.009746% | 0.01226% | 184 | 0.01232% | 0.01229% |  | 8.5488 | 23.1221 | 18.7176 |  | 1952 | 495.2133 | 552.1687 | 471.3934 |  | 1952 | 0.01078% | 0.01172% | 0.009762% | 0.009344% | 0.0116% | 0.009355% |  | 1952 | 0.01172% | 0.009762% | 1952 | 5043 | 0.01229% | 4877 | 0.01236% | 0.01232% |  | 1952 | 0.0116% | 0.009355% | 0.01048% |  | 1952 | 184 | 0.01232% | 0.009186%
| Mar | 23 | 9 | 1953 | 486.5546 | 561.0192 | 478.4083 | 0.01038% | 0.01142% | 0.009513% | 0.01226% | 7376 | 0.01232% | 0.01229% |  | 8.5486 | 23.1231 | 18.7201 |  | 1953 | 478.006 | 537.8962 | 459.6882 |  | 1953 | 0.01041% | 0.01142% | 0.009519% | 0.009344% | 0.0116% | 0.009356% |  | 1953 | 0.01142% | 0.009519% | 1953 | 4276 | 0.01229% | 7806 | 0.01236% | 0.01232% |  | 1953 | 0.0116% | 0.009356% | 0.01048% |  | 1953 | 7376 | 0.01232% | 0.01186%
| Mar | 23 | 10 | 1954 | 467.1879 | 549.1868 | 470.0906 | 0.009971% | 0.01118% | 0.009348% | 0.01226% | 5190 | 0.01232% | 0.01229% |  | 8.5484 | 23.1241 | 18.7225 |  | 1954 | 458.6395 | 526.0628 | 451.3681 |  | 1954 | 0.009984% | 0.01117% | 0.009347% | 0.009343% | 0.0116% | 0.009358% |  | 1954 | 0.01117% | 0.009347% | 1954 | 3831 | 0.01228% | 4161 | 0.01236% | 0.01232% |  | 1954 | 0.0116% | 0.009358% | 0.01048% |  | 1954 | 5190 | 0.01232% | 0.01258%
| Mar | 23 | 11 | 1955 | 453.9324 | 527.1792 | 459.5881 | 0.009688% | 0.01074% | 0.009139% | 0.01226% | 1172 | 0.01232% | 0.01229% |  | 8.5482 | 23.1251 | 18.725 |  | 1955 | 445.3842 | 504.0541 | 440.8631 |  | 1955 | 0.009695% | 0.0107% | 0.00913% | 0.009343% | 0.0116% | 0.009359% |  | 1955 | 0.0107% | 0.00913% | 1955 | 5164 | 0.01228% | 1270 | 0.01236% | 0.01232% |  | 1955 | 0.0116% | 0.009359% | 0.01048% |  | 1955 | 1172 | 0.01232% | 0.009825%
| Mar | 23 | 12 | 1956 | 446.9698 | 515.9705 | 451.1205 | 0.00954% | 0.01051% | 0.00897% | 0.01226% | 1414 | 0.01232% | 0.01229% |  | 8.548 | 23.1261 | 18.7274 |  | 1956 | 438.4218 | 492.8444 | 432.393 |  | 1956 | 0.009544% | 0.01046% | 0.008954% | 0.009343% | 0.0116% | 0.00936% |  | 1956 | 0.01046% | 0.008954% | 1956 | 43 | 0.01228% | 1029 | 0.01236% | 0.01232% |  | 1956 | 0.0116% | 0.00936% | 0.01048% |  | 1956 | 1414 | 0.01232% | 0.01003%
| Mar | 23 | 13 | 1957 | 441.9951 | 514.2669 | 444.4626 | 0.009433% | 0.01047% | 0.008838% | 0.01226% | 1541 | 0.01231% | 0.01229% |  | 8.5478 | 23.1271 | 18.7299 |  | 1957 | 433.4474 | 491.1398 | 425.7327 |  | 1957 | 0.009435% | 0.01042% | 0.008816% | 0.009343% | 0.0116% | 0.009361% |  | 1957 | 0.01042% | 0.008816% | 1957 | 3684 | 0.01228% | 917 | 0.01236% | 0.01232% |  | 1957 | 0.0116% | 0.009361% | 0.01048% |  | 1957 | 1541 | 0.01232% | 0.01014%
| Mar | 23 | 14 | 1958 | 438.3293 | 515.5143 | 439.427 | 0.009355% | 0.0105% | 0.008738% | 0.01225% | 4172 | 0.01231% | 0.01228% |  | 8.5476 | 23.1281 | 18.7324 |  | 1958 | 429.7817 | 492.3862 | 420.6947 |  | 1958 | 0.009355% | 0.01045% | 0.008712% | 0.009343% | 0.01161% | 0.009363% |  | 1958 | 0.01045% | 0.008712% | 1958 | 5383 | 0.01228% | 1245 | 0.01236% | 0.01232% |  | 1958 | 0.01161% | 0.009363% | 0.01048% |  | 1958 | 4172 | 0.01232% | 0.01259%
| Mar | 23 | 15 | 1959 | 438.7033 | 518.1117 | 438.0205 | 0.009363% | 0.01055% | 0.00871% | 0.01225% | 4808 | 0.01231% | 0.01228% |  | 8.5474 | 23.1291 | 18.7348 |  | 1959 | 430.1559 | 494.9826 | 419.2856 |  | 1959 | 0.009364% | 0.01051% | 0.008683% | 0.009342% | 0.01161% | 0.009364% |  | 1959 | 0.01051% | 0.008683% | 1959 | 1543 | 0.01228% | 559 | 0.01236% | 0.01232% |  | 1959 | 0.01161% | 0.009364% | 0.01048% |  | 1959 | 4808 | 0.01232% | 0.0127%
| Mar | 23 | 16 | 1960 | 435.1262 | 521.5934 | 438.5925 | 0.009287% | 0.01062% | 0.008721% | 0.01225% | 3181 | 0.01231% | 0.01228% |  | 8.5472 | 23.1301 | 18.7373 |  | 1960 | 426.579 | 498.4633 | 419.8552 |  | 1960 | 0.009286% | 0.01058% | 0.008695% | 0.009342% | 0.01161% | 0.009365% |  | 1960 | 0.01058% | 0.008695% | 1960 | 3548 | 0.01228% | 4331 | 0.01236% | 0.01232% |  | 1960 | 0.01161% | 0.009365% | 0.01049% |  | 1960 | 3181 | 0.01232% | 0.01175%
| Mar | 23 | 17 | 1961 | 436.7419 | 524.5632 | 438.855 | 0.009321% | 0.01068% | 0.008726% | 0.01225% | 4926 | 0.01231% | 0.01228% |  | 8.547 | 23.1311 | 18.7397 |  | 1961 | 428.195 | 501.4321 | 420.1153 |  | 1961 | 0.009321% | 0.01064% | 0.0087% | 0.009342% | 0.01161% | 0.009366% |  | 1961 | 0.01064% | 0.0087% | 1961 | 4176 | 0.01228% | 1676 | 0.01236% | 0.01232% |  | 1961 | 0.01161% | 0.009366% | 0.01049% |  | 1961 | 4926 | 0.01232% | 0.01267%
| Mar | 23 | 18 | 1962 | 444.4461 | 526.7416 | 442.8122 | 0.009486% | 0.01073% | 0.008805% | 0.01225% | 4944 | 0.01231% | 0.01228% |  | 8.5468 | 23.1321 | 18.7422 |  | 1962 | 435.8993 | 503.6095 | 424.07 |  | 1962 | 0.009489% | 0.01069% | 0.008782% | 0.009342% | 0.01161% | 0.009368% |  | 1962 | 0.01069% | 0.008782% | 1962 | 8105 | 0.01228% | 3035 | 0.01236% | 0.01232% |  | 1962 | 0.01161% | 0.009368% | 0.01049% |  | 1962 | 4944 | 0.01232% | 0.01267%
| Mar | 23 | 19 | 1963 | 457.2139 | 533.8168 | 449.4419 | 0.009758% | 0.01087% | 0.008937% | 0.01225% | 8288 | 0.01231% | 0.01228% |  | 8.5466 | 23.1331 | 18.7447 |  | 1963 | 448.6673 | 510.6837 | 430.6973 |  | 1963 | 0.009767% | 0.01084% | 0.008919% | 0.009341% | 0.01161% | 0.009369% |  | 1963 | 0.01084% | 0.008919% | 1963 | 4019 | 0.01228% | 4500 | 0.01236% | 0.01232% |  | 1963 | 0.01161% | 0.009369% | 0.01049% |  | 1963 | 8288 | 0.01232% | 0.01136%
| Mar | 23 | 20 | 1964 | 468.4832 | 536.5259 | 452.0019 | 0.009999% | 0.01093% | 0.008988% | 0.01225% | 8409 | 0.01231% | 0.01228% |  | 8.5464 | 23.1341 | 18.7472 |  | 1964 | 459.9368 | 513.3918 | 433.2548 |  | 1964 | 0.01001% | 0.0109% | 0.008972% | 0.009341% | 0.01161% | 0.00937% |  | 1964 | 0.0109% | 0.008972% | 1964 | 5624 | 0.01228% | 4228 | 0.01235% | 0.01232% |  | 1964 | 0.01161% | 0.00937% | 0.01049% |  | 1964 | 8409 | 0.01232% | 0.01126%
| Mar | 23 | 21 | 1965 | 459.3164 | 528.7525 | 446.46 | 0.009803% | 0.01077% | 0.008878% | 0.01225% | 1534 | 0.01231% | 0.01228% |  | 8.5461 | 23.1352 | 18.7496 |  | 1965 | 450.7703 | 505.6173 | 427.7104 |  | 1965 | 0.009812% | 0.01073% | 0.008857% | 0.009341% | 0.01161% | 0.009371% |  | 1965 | 0.01073% | 0.008857% | 1965 | 5505 | 0.01228% | 5575 | 0.01235% | 0.01232% |  | 1965 | 0.01161% | 0.009371% | 0.01049% |  | 1965 | 1534 | 0.01232% | 0.01013%
| Mar | 23 | 22 | 1966 | 449.7986 | 519.8898 | 442.0527 | 0.0096% | 0.01059% | 0.00879% | 0.01225% | 4084 | 0.01231% | 0.01228% |  | 8.5459 | 23.1362 | 18.7521 |  | 1966 | 441.2526 | 496.7536 | 423.3006 |  | 1966 | 0.009605% | 0.01054% | 0.008766% | 0.009341% | 0.01161% | 0.009372% |  | 1966 | 0.01054% | 0.008766% | 1966 | 3213 | 0.01228% | 5015 | 0.01235% | 0.01231% |  | 1966 | 0.01161% | 0.009372% | 0.01049% |  | 1966 | 4084 | 0.01231% | 0.01255%
| Mar | 23 | 23 | 1967 | 440.5601 | 507.7874 | 438.8082 | 0.009403% | 0.01034% | 0.008726% | 0.01225% | 4150 | 0.01231% | 0.01228% |  | 8.5457 | 23.1372 | 18.7546 |  | 1967 | 432.0143 | 484.6503 | 420.0536 |  | 1967 | 0.009404% | 0.01029% | 0.008699% | 0.009341% | 0.01161% | 0.009374% |  | 1967 | 0.01029% | 0.008699% | 1967 | 7581 | 0.01228% | 1157 | 0.01235% | 0.01231% |  | 1967 | 0.01161% | 0.009374% | 0.01049% |  | 1967 | 4150 | 0.01231% | 0.01258%
| Mar | 24 | 0 | 1968 | 436.1201 | 500.5446 | 437.7579 | 0.009308% | 0.01019% | 0.008705% | 0.01225% | 5867 | 0.01231% | 0.01228% |  | 8.5455 | 23.1382 | 18.7571 |  | 1968 | 427.5745 | 477.4065 | 419.0008 |  | 1968 | 0.009307% | 0.01013% | 0.008677% | 0.00934% | 0.01161% | 0.009375% |  | 1968 | 0.01013% | 0.008677% | 1968 | 4026 | 0.01227% | 5287 | 0.01235% | 0.01231% |  | 1968 | 0.01161% | 0.009375% | 0.01049% |  | 1968 | 5867 | 0.01231% | 0.01222%
| Mar | 24 | 1 | 1969 | 434.2435 | 498.3569 | 437.786 | 0.009268% | 0.01015% | 0.008705% | 0.01225% | 4106 | 0.01231% | 0.01228% |  | 8.5453 | 23.1392 | 18.7595 |  | 1969 | 425.6981 | 475.2177 | 419.0265 |  | 1969 | 0.009267% | 0.01009% | 0.008677% | 0.00934% | 0.01161% | 0.009376% |  | 1969 | 0.01009% | 0.008677% | 1969 | 5046 | 0.01227% | 8073 | 0.01235% | 0.01231% |  | 1969 | 0.01161% | 0.009376% | 0.01049% |  | 1969 | 4106 | 0.01231% | 0.01256%
| Mar | 24 | 2 | 1970 | 437.0558 | 496.9605 | 438.5737 | 0.009328% | 0.01012% | 0.008721% | 0.01225% | 5069 | 0.01231% | 0.01228% |  | 8.5451 | 23.1402 | 18.762 |  | 1970 | 428.5106 | 473.8203 | 419.8117 |  | 1970 | 0.009328% | 0.01006% | 0.008694% | 0.00934% | 0.01161% | 0.009377% |  | 1970 | 0.01006% | 0.008694% | 1970 | 4878 | 0.01227% | 855 | 0.01235% | 0.01231% |  | 1970 | 0.01161% | 0.009377% | 0.01049% |  | 1970 | 5069 | 0.01231% | 0.01263%
| Mar | 24 | 3 | 1971 | 437.978 | 503.1141 | 438.133 | 0.009348% | 0.01025% | 0.008712% | 0.01225% | 5322 | 0.01231% | 0.01228% |  | 8.5449 | 23.1412 | 18.7645 |  | 1971 | 429.4331 | 479.9729 | 419.3685 |  | 1971 | 0.009348% | 0.01019% | 0.008684% | 0.00934% | 0.01161% | 0.009379% |  | 1971 | 0.01019% | 0.008684% | 1971 | 440 | 0.01227% | 751 | 0.01235% | 0.01231% |  | 1971 | 0.01161% | 0.009379% | 0.0105% |  | 1971 | 5322 | 0.01231% | 0.01252%
| Mar | 24 | 4 | 1972 | 446.1402 | 504.706 | 438.3393 | 0.009522% | 0.01028% | 0.008716% | 0.01225% | 4523 | 0.01231% | 0.01228% |  | 8.5447 | 23.1422 | 18.767 |  | 1972 | 437.5955 | 481.5638 | 419.5723 |  | 1972 | 0.009526% | 0.01022% | 0.008689% | 0.00934% | 0.01161% | 0.00938% |  | 1972 | 0.01022% | 0.008689% | 1972 | 1221 | 0.01227% | 3181 | 0.01235% | 0.01231% |  | 1972 | 0.01161% | 0.00938% | 0.0105% |  | 1972 | 4523 | 0.01231% | 0.0127%
| Mar | 24 | 5 | 1973 | 471.0853 | 511.5112 | 447.6603 | 0.01005% | 0.01042% | 0.008902% | 0.01225% | 4974 | 0.01231% | 0.01228% |  | 8.5446 | 23.1432 | 18.7695 |  | 1973 | 462.5408 | 488.3681 | 428.8908 |  | 1973 | 0.01007% | 0.01037% | 0.008882% | 0.009339% | 0.01161% | 0.009381% |  | 1973 | 0.01037% | 0.008882% | 1973 | 5973 | 0.01227% | 1500 | 0.01235% | 0.01231% |  | 1973 | 0.01161% | 0.009381% | 0.0105% |  | 1973 | 4974 | 0.01231% | 0.01266%
| Mar | 24 | 6 | 1974 | 496.2471 | 527.9146 | 459.0442 | 0.01059% | 0.01075% | 0.009128% | 0.01225% | 4607 | 0.01231% | 0.01228% |  | 8.5444 | 23.1442 | 18.772 |  | 1974 | 487.7027 | 504.7704 | 440.2723 |  | 1974 | 0.01062% | 0.01071% | 0.009117% | 0.009339% | 0.01161% | 0.009382% |  | 1974 | 0.01071% | 0.009117% | 1974 | 8676 | 0.01227% | 356 | 0.01235% | 0.01231% |  | 1974 | 0.01161% | 0.009382% | 0.0105% |  | 1974 | 4607 | 0.01231% | 0.01271%
| Mar | 24 | 7 | 1975 | 504.4779 | 536.2373 | 469.8093 | 0.01077% | 0.01092% | 0.009342% | 0.01225% | 4127 | 0.01231% | 0.01228% |  | 8.5442 | 23.1452 | 18.7744 |  | 1975 | 495.9338 | 513.0921 | 451.0349 |  | 1975 | 0.0108% | 0.01089% | 0.00934% | 0.009339% | 0.01161% | 0.009384% |  | 1975 | 0.01089% | 0.00934% | 1975 | 5661 | 0.01227% | 905 | 0.01235% | 0.01231% |  | 1975 | 0.01161% | 0.009384% | 0.0105% |  | 1975 | 4127 | 0.01231% | 0.01257%
| Mar | 24 | 8 | 1976 | 496.9523 | 542.0837 | 482.1404 | 0.01061% | 0.01104% | 0.009587% | 0.01225% | 3807 | 0.01231% | 0.01228% |  | 8.544 | 23.1462 | 18.7769 |  | 1976 | 488.4083 | 518.9375 | 463.3635 |  | 1976 | 0.01063% | 0.01101% | 0.009596% | 0.009339% | 0.01161% | 0.009385% |  | 1976 | 0.01101% | 0.009596% | 1976 | 4153 | 0.01227% | 6773 | 0.01235% | 0.01231% |  | 1976 | 0.01161% | 0.009385% | 0.0105% |  | 1976 | 3807 | 0.01231% | 0.01235%
| Mar | 24 | 9 | 1977 | 493.6085 | 542.5678 | 487.5792 | 0.01054% | 0.01105% | 0.009695% | 0.01225% | 4135 | 0.01231% | 0.01228% |  | 8.5438 | 23.1472 | 18.7794 |  | 1977 | 485.0647 | 519.4206 | 468.7998 |  | 1977 | 0.01056% | 0.01102% | 0.009708% | 0.009338% | 0.01161% | 0.009386% |  | 1977 | 0.01102% | 0.009708% | 1977 | 4585 | 0.01227% | 4105 | 0.01235% | 0.01231% |  | 1977 | 0.01161% | 0.009386% | 0.0105% |  | 1977 | 4135 | 0.01231% | 0.01257%
| Mar | 24 | 10 | 1978 | 490.4508 | 536.5631 | 488.8733 | 0.01047% | 0.01093% | 0.009721% | 0.01224% | 3035 | 0.01231% | 0.01228% |  | 8.5436 | 23.1482 | 18.7819 |  | 1978 | 481.9072 | 513.415 | 470.0913 |  | 1978 | 0.01049% | 0.0109% | 0.009735% | 0.009338% | 0.01162% | 0.009387% |  | 1978 | 0.0109% | 0.009735% | 1978 | 5939 | 0.01227% | 353 | 0.01235% | 0.01231% |  | 1978 | 0.01162% | 0.009387% | 0.0105% |  | 1978 | 3035 | 0.01231% | 0.01159%
| Mar | 24 | 11 | 1979 | 485.3079 | 528.0636 | 485.0192 | 0.01036% | 0.01075% | 0.009644% | 0.01224% | 4950 | 0.01231% | 0.01227% |  | 8.5434 | 23.1492 | 18.7844 |  | 1979 | 476.7645 | 504.9144 | 466.2348 |  | 1979 | 0.01038% | 0.01072% | 0.009655% | 0.009338% | 0.01162% | 0.009389% |  | 1979 | 0.01072% | 0.009655% | 1979 | 5539 | 0.01227% | 4905 | 0.01235% | 0.01231% |  | 1979 | 0.01162% | 0.009389% | 0.0105% |  | 1979 | 4950 | 0.01231% | 0.01267%
| Mar | 24 | 12 | 1980 | 483.5006 | 511.6881 | 478.1738 | 0.01032% | 0.01042% | 0.009508% | 0.01224% | 3422 | 0.0123% | 0.01227% |  | 8.5432 | 23.1502 | 18.7869 |  | 1980 | 474.9575 | 488.5379 | 459.3869 |  | 1980 | 0.01034% | 0.01037% | 0.009513% | 0.009338% | 0.01162% | 0.00939% |  | 1980 | 0.01037% | 0.009513% | 1980 | 8161 | 0.01227% | 5516 | 0.01235% | 0.01231% |  | 1980 | 0.01162% | 0.00939% | 0.0105% |  | 1980 | 3422 | 0.01231% | 0.012%
| Mar | 24 | 13 | 1981 | 478.5216 | 494.9403 | 474.6105 | 0.01021% | 0.01008% | 0.009437% | 0.01224% | 3891 | 0.0123% | 0.01227% |  | 8.543 | 23.1512 | 18.7894 |  | 1981 | 469.9786 | 471.7891 | 455.8211 |  | 1981 | 0.01023% | 0.01001% | 0.009439% | 0.009338% | 0.01162% | 0.009391% |  | 1981 | 0.01001% | 0.009439% | 1981 | 4039 | 0.01227% | 4678 | 0.01235% | 0.01231% |  | 1981 | 0.01162% | 0.009391% | 0.0105% |  | 1981 | 3891 | 0.01231% | 0.01242%
| Mar | 24 | 14 | 1982 | 474.2999 | 483.4617 | 473.2414 | 0.01012% | 0.009845% | 0.00941% | 0.01224% | 5045 | 0.0123% | 0.01227% |  | 8.5428 | 23.1522 | 18.7919 |  | 1982 | 465.7571 | 460.3095 | 454.4495 |  | 1982 | 0.01014% | 0.00977% | 0.009411% | 0.009337% | 0.01162% | 0.009392% |  | 1982 | 0.00977% | 0.009411% | 1982 | 4250 | 0.01227% | 5365 | 0.01235% | 0.01231% |  | 1982 | 0.01162% | 0.009392% | 0.0105% |  | 1982 | 5045 | 0.01231% | 0.01264%
| Mar | 24 | 15 | 1983 | 464.9456 | 473.8077 | 471.3472 | 0.009923% | 0.009648% | 0.009373% | 0.01224% | 1196 | 0.0123% | 0.01227% |  | 8.5426 | 23.1532 | 18.7944 |  | 1983 | 456.403 | 450.6545 | 452.5528 |  | 1983 | 0.009935% | 0.009565% | 0.009372% | 0.009337% | 0.01162% | 0.009394% |  | 1983 | 0.009565% | 0.009372% | 1983 | 3238 | 0.01226% | 5370 | 0.01235% | 0.01231% |  | 1983 | 0.01162% | 0.009394% | 0.01051% |  | 1983 | 1196 | 0.01231% | 0.009845%
| Mar | 24 | 16 | 1984 | 455.6997 | 472.132 | 470.3157 | 0.009726% | 0.009614% | 0.009352% | 0.01224% | 3774 | 0.0123% | 0.01227% |  | 8.5424 | 23.1542 | 18.7969 |  | 1984 | 447.1573 | 448.9778 | 451.5188 |  | 1984 | 0.009734% | 0.009529% | 0.00935% | 0.009337% | 0.01162% | 0.009395% |  | 1984 | 0.009529% | 0.00935% | 1984 | 5423 | 0.01226% | 1074 | 0.01235% | 0.0123% |  | 1984 | 0.01162% | 0.009395% | 0.01051% |  | 1984 | 3774 | 0.0123% | 0.01232%
| Mar | 24 | 17 | 1985 | 442.6559 | 474.9807 | 475.2481 | 0.009448% | 0.009672% | 0.00945% | 0.01224% | 3765 | 0.0123% | 0.01227% |  | 8.5422 | 23.1552 | 18.7994 |  | 1985 | 434.1138 | 451.8255 | 456.4487 |  | 1985 | 0.00945% | 0.00959% | 0.009452% | 0.009337% | 0.01162% | 0.009396% |  | 1985 | 0.00959% | 0.009452% | 1985 | 4275 | 0.01226% | 5091 | 0.01234% | 0.0123% |  | 1985 | 0.01162% | 0.009396% | 0.01051% |  | 1985 | 3765 | 0.0123% | 0.01231%
| Mar | 24 | 18 | 1986 | 442.7355 | 479.4679 | 478.9709 | 0.009449% | 0.009764% | 0.009524% | 0.01224% | 152 | 0.0123% | 0.01227% |  | 8.542 | 23.1562 | 18.8019 |  | 1986 | 434.1935 | 456.3117 | 460.1689 |  | 1986 | 0.009451% | 0.009685% | 0.009529% | 0.009336% | 0.01162% | 0.009397% |  | 1986 | 0.009685% | 0.009529% | 1986 | 272 | 0.01226% | 821 | 0.01234% | 0.0123% |  | 1986 | 0.01162% | 0.009397% | 0.01051% |  | 1986 | 152 | 0.0123% | 0.009175%
| Mar | 24 | 19 | 1987 | 454.7428 | 494.0094 | 484.5785 | 0.009706% | 0.01006% | 0.009636% | 0.01224% | 355 | 0.0123% | 0.01227% |  | 8.5418 | 23.1572 | 18.8045 |  | 1987 | 446.201 | 470.8522 | 465.774 |  | 1987 | 0.009713% | 0.009994% | 0.009645% | 0.009336% | 0.01162% | 0.009399% |  | 1987 | 0.009994% | 0.009645% | 1987 | 1219 | 0.01226% | 330 | 0.01234% | 0.0123% |  | 1987 | 0.01162% | 0.009399% | 0.01051% |  | 1987 | 355 | 0.0123% | 0.009256%
| Mar | 24 | 20 | 1988 | 460.2059 | 502.3972 | 484.3816 | 0.009822% | 0.01023% | 0.009632% | 0.01224% | 3646 | 0.0123% | 0.01227% |  | 8.5416 | 23.1582 | 18.807 |  | 1988 | 451.6643 | 479.239 | 465.5746 |  | 1988 | 0.009832% | 0.01017% | 0.009641% | 0.009336% | 0.01162% | 0.0094% |  | 1988 | 0.01017% | 0.009641% | 1988 | 5334 | 0.01226% | 5600 | 0.01234% | 0.0123% |  | 1988 | 0.01162% | 0.0094% | 0.01051% |  | 1988 | 3646 | 0.0123% | 0.01221%
| Mar | 24 | 21 | 1989 | 457.1739 | 503.9519 | 477.2173 | 0.009757% | 0.01026% | 0.009489% | 0.01223% | 1530 | 0.0123% | 0.01227% |  | 8.5414 | 23.1592 | 18.8095 |  | 1989 | 448.6325 | 480.7927 | 458.4079 |  | 1989 | 0.009766% | 0.0102% | 0.009493% | 0.009336% | 0.01162% | 0.009401% |  | 1989 | 0.0102% | 0.009493% | 1989 | 3796 | 0.01226% | 6800 | 0.01234% | 0.0123% |  | 1989 | 0.01162% | 0.009401% | 0.01051% |  | 1989 | 1530 | 0.0123% | 0.01013%
| Mar | 24 | 22 | 1990 | 447.1326 | 497.1187 | 469.7155 | 0.009543% | 0.01012% | 0.00934% | 0.01223% | 4799 | 0.0123% | 0.01227% |  | 8.5412 | 23.1602 | 18.812 |  | 1990 | 438.5914 | 473.9586 | 450.9035 |  | 1990 | 0.009547% | 0.01006% | 0.009337% | 0.009336% | 0.01162% | 0.009402% |  | 1990 | 0.01006% | 0.009337% | 1990 | 4025 | 0.01226% | 3081 | 0.01234% | 0.0123% |  | 1990 | 0.01162% | 0.009402% | 0.01051% |  | 1990 | 4799 | 0.0123% | 0.0127%
| Mar | 24 | 23 | 1991 | 440.2511 | 491.5423 | 462.9827 | 0.009396% | 0.01001% | 0.009206% | 0.01223% | 1187 | 0.0123% | 0.01227% |  | 8.541 | 23.1612 | 18.8145 |  | 1991 | 431.7101 | 468.3812 | 444.1682 |  | 1991 | 0.009397% | 0.009941% | 0.009198% | 0.009335% | 0.01162% | 0.009404% |  | 1991 | 0.009941% | 0.009198% | 1991 | 8243 | 0.01226% | 4225 | 0.01234% | 0.0123% |  | 1991 | 0.01162% | 0.009404% | 0.01051% |  | 1991 | 1187 | 0.0123% | 0.009838%
| Mar | 25 | 0 | 1992 | 433.7384 | 489.0195 | 463.1233 | 0.009257% | 0.009958% | 0.009209% | 0.01223% | 1615 | 0.0123% | 0.01226% |  | 8.5408 | 23.1622 | 18.817 |  | 1992 | 425.1976 | 465.8573 | 444.3063 |  | 1992 | 0.009256% | 0.009888% | 0.009201% | 0.009335% | 0.01162% | 0.009405% |  | 1992 | 0.009888% | 0.009201% | 1992 | 4183 | 0.01226% | 5651 | 0.01234% | 0.0123% |  | 1992 | 0.01162% | 0.009405% | 0.01051% |  | 1992 | 1615 | 0.0123% | 0.0102%
| Mar | 25 | 1 | 1993 | 434.2954 | 490.36 | 465.824 | 0.009269% | 0.009985% | 0.009263% | 0.01223% | 960 | 0.0123% | 0.01226% |  | 8.5406 | 23.1632 | 18.8196 |  | 1993 | 425.7547 | 467.1969 | 447.0044 |  | 1993 | 0.009268% | 0.009916% | 0.009257% | 0.009335% | 0.01162% | 0.009406% |  | 1993 | 0.009916% | 0.009257% | 1993 | 3816 | 0.01226% | 984 | 0.01234% | 0.0123% |  | 1993 | 0.01162% | 0.009406% | 0.01051% |  | 1993 | 960 | 0.0123% | 0.009649%
| Mar | 25 | 2 | 1994 | 436.5263 | 492.5943 | 470.1844 | 0.009317% | 0.01003% | 0.009349% | 0.01223% | 3081 | 0.0123% | 0.01226% |  | 8.5404 | 23.1642 | 18.8221 |  | 1994 | 427.9859 | 469.4301 | 451.3623 |  | 1994 | 0.009316% | 0.009964% | 0.009347% | 0.009335% | 0.01162% | 0.009407% |  | 1994 | 0.009964% | 0.009347% | 1994 | 5962 | 0.01226% | 1342 | 0.01234% | 0.0123% |  | 1994 | 0.01162% | 0.009407% | 0.01052% |  | 1994 | 3081 | 0.0123% | 0.01164%
| Mar | 25 | 3 | 1995 | 442.3157 | 500.917 | 478.5302 | 0.00944% | 0.0102% | 0.009515% | 0.01223% | 5937 | 0.0123% | 0.01226% |  | 8.5402 | 23.1652 | 18.8246 |  | 1995 | 433.7754 | 477.7519 | 459.7056 |  | 1995 | 0.009442% | 0.01014% | 0.00952% | 0.009335% | 0.01162% | 0.009409% |  | 1995 | 0.01014% | 0.00952% | 1995 | 3794 | 0.01225% | 5678 | 0.01234% | 0.0123% |  | 1995 | 0.01162% | 0.009409% | 0.01052% |  | 1995 | 5937 | 0.0123% | 0.01219%
| Mar | 25 | 4 | 1996 | 448.9878 | 509.7983 | 490.6924 | 0.009583% | 0.01038% | 0.009757% | 0.01223% | 8050 | 0.0123% | 0.01226% |  | 8.54 | 23.1662 | 18.8271 |  | 1996 | 440.4478 | 486.6321 | 471.8653 |  | 1996 | 0.009588% | 0.01033% | 0.009772% | 0.009334% | 0.01162% | 0.00941% |  | 1996 | 0.01033% | 0.009772% | 1996 | 7595 | 0.01225% | 3017 | 0.01234% | 0.0123% |  | 1996 | 0.01162% | 0.00941% | 0.01052% |  | 1996 | 8050 | 0.0123% | 0.01154%
| Mar | 25 | 5 | 1997 | 465.4196 | 522.7106 | 514.1449 | 0.009933% | 0.01064% | 0.01022% | 0.01223% | 319 | 0.01229% | 0.01226% |  | 8.5398 | 23.1672 | 18.8297 |  | 1997 | 456.8798 | 499.5434 | 495.3153 |  | 1997 | 0.009945% | 0.0106% | 0.01026% | 0.009334% | 0.01162% | 0.009411% |  | 1997 | 0.0106% | 0.01026% | 1997 | 5728 | 0.01225% | 3892 | 0.01234% | 0.01229% |  | 1997 | 0.01162% | 0.009411% | 0.01052% |  | 1997 | 319 | 0.01229% | 0.00924%
| Mar | 25 | 6 | 1998 | 482.7821 | 541.0596 | 540.5231 | 0.0103% | 0.01102% | 0.01075% | 0.01223% | 5256 | 0.01229% | 0.01226% |  | 8.5397 | 23.1681 | 18.8322 |  | 1998 | 474.2425 | 517.8915 | 521.6909 |  | 1998 | 0.01032% | 0.01099% | 0.0108% | 0.009334% | 0.01163% | 0.009413% |  | 1998 | 0.01099% | 0.0108% | 1998 | 3441 | 0.01225% | 5993 | 0.01234% | 0.01229% |  | 1998 | 0.01163% | 0.009413% | 0.01052% |  | 1998 | 5256 | 0.01229% | 0.01255%
| Mar | 25 | 7 | 1999 | 486.7901 | 546.0682 | 546.0463 | 0.01039% | 0.01112% | 0.01086% | 0.01223% | 4592 | 0.01229% | 0.01226% |  | 8.5395 | 23.1691 | 18.8347 |  | 1999 | 478.2507 | 522.899 | 527.2116 |  | 1999 | 0.01041% | 0.0111% | 0.01092% | 0.009334% | 0.01163% | 0.009414% |  | 1999 | 0.0111% | 0.01092% | 1999 | 4341 | 0.01225% | 1418 | 0.01234% | 0.01229% |  | 1999 | 0.01163% | 0.009414% | 0.01052% |  | 1999 | 4592 | 0.01229% | 0.01271%
| Mar | 25 | 8 | 2000 | 472.0465 | 532.2715 | 534.5686 | 0.01007% | 0.01084% | 0.01063% | 0.01222% | 4083 | 0.01229% | 0.01226% |  | 8.5393 | 23.1701 | 18.8373 |  | 2000 | 463.5072 | 509.1013 | 515.7313 |  | 2000 | 0.01009% | 0.01081% | 0.01068% | 0.009334% | 0.01163% | 0.009415% |  | 2000 | 0.01081% | 0.01068% | 2000 | 1227 | 0.01225% | 1066 | 0.01234% | 0.01229% |  | 2000 | 0.01163% | 0.009415% | 0.01052% |  | 2000 | 4083 | 0.01229% | 0.01255%
| Mar | 25 | 9 | 2001 | 456.5303 | 512.6098 | 524.3474 | 0.009744% | 0.01044% | 0.01043% | 0.01222% | 985 | 0.01229% | 0.01226% |  | 8.5391 | 23.1711 | 18.8398 |  | 2001 | 447.9912 | 489.4386 | 505.5076 |  | 2001 | 0.009752% | 0.01039% | 0.01047% | 0.009333% | 0.01163% | 0.009416% |  | 2001 | 0.01039% | 0.01047% | 2001 | 6473 | 0.01225% | 1171 | 0.01234% | 0.01229% |  | 2001 | 0.01163% | 0.009416% | 0.01052% |  | 2001 | 985 | 0.01229% | 0.009669%
| Mar | 25 | 10 | 2002 | 442.8342 | 495.5361 | 507.7309 | 0.009451% | 0.01009% | 0.0101% | 0.01222% | 4970 | 0.01229% | 0.01226% |  | 8.5389 | 23.1721 | 18.8423 |  | 2002 | 434.2953 | 472.364 | 488.8886 |  | 2002 | 0.009454% | 0.01003% | 0.01012% | 0.009333% | 0.01163% | 0.009418% |  | 2002 | 0.01003% | 0.01012% | 2002 | 4682 | 0.01225% | 4751 | 0.01234% | 0.01229% |  | 2002 | 0.01163% | 0.009418% | 0.01052% |  | 2002 | 4970 | 0.01229% | 0.01266%
| Mar | 25 | 11 | 2003 | 430.7353 | 480.9295 | 494.5559 | 0.009193% | 0.009793% | 0.009834% | 0.01222% | 6894 | 0.01229% | 0.01226% |  | 8.5387 | 23.1731 | 18.8449 |  | 2003 | 422.1966 | 457.7564 | 475.711 |  | 2003 | 0.00919% | 0.009716% | 0.009851% | 0.009333% | 0.01163% | 0.009419% |  | 2003 | 0.009716% | 0.009851% | 2003 | 7625 | 0.01225% | 1026 | 0.01234% | 0.01229% |  | 2003 | 0.01163% | 0.009419% | 0.01052% |  | 2003 | 6894 | 0.01229% | 0.01195%
| Mar | 25 | 12 | 2004 | 423.5927 | 471.6758 | 487.6261 | 0.009041% | 0.009605% | 0.009696% | 0.01222% | 3132 | 0.01229% | 0.01226% |  | 8.5385 | 23.1741 | 18.8474 |  | 2004 | 415.0542 | 448.5017 | 468.7787 |  | 2004 | 0.009035% | 0.009519% | 0.009708% | 0.009333% | 0.01163% | 0.00942% |  | 2004 | 0.009519% | 0.009708% | 2004 | 6943 | 0.01225% | 1370 | 0.01233% | 0.01229% |  | 2004 | 0.01163% | 0.00942% | 0.01052% |  | 2004 | 3132 | 0.01229% | 0.0117%
| Mar | 25 | 13 | 2005 | 417.6364 | 464.2562 | 484.9817 | 0.008914% | 0.009454% | 0.009644% | 0.01222% | 1028 | 0.01229% | 0.01226% |  | 8.5383 | 23.1751 | 18.85 |  | 2005 | 409.0981 | 441.081 | 466.1317 |  | 2005 | 0.008905% | 0.009362% | 0.009653% | 0.009332% | 0.01163% | 0.009421% |  | 2005 | 0.009362% | 0.009653% | 2005 | 3704 | 0.01225% | 3764 | 0.01233% | 0.01229% |  | 2005 | 0.01163% | 0.009421% | 0.01053% |  | 2005 | 1028 | 0.01229% | 0.009704%
| Mar | 25 | 14 | 2006 | 413.2474 | 457.4974 | 481.3715 | 0.00882% | 0.009316% | 0.009572% | 0.01222% | 8001 | 0.01229% | 0.01226% |  | 8.5381 | 23.1761 | 18.8525 |  | 2006 | 404.7093 | 434.3213 | 462.519 |  | 2006 | 0.00881% | 0.009218% | 0.009578% | 0.009332% | 0.01163% | 0.009423% |  | 2006 | 0.009218% | 0.009578% | 2006 | 535 | 0.01225% | 3132 | 0.01233% | 0.01229% |  | 2006 | 0.01163% | 0.009423% | 0.01053% |  | 2006 | 8001 | 0.01229% | 0.01157%
| Mar | 25 | 15 | 2007 | 410.0967 | 455.9148 | 473.1382 | 0.008753% | 0.009284% | 0.009408% | 0.01222% | 5912 | 0.01229% | 0.01226% |  | 8.5379 | 23.1771 | 18.855 |  | 2007 | 401.5587 | 432.7377 | 454.2832 |  | 2007 | 0.008741% | 0.009185% | 0.009407% | 0.009332% | 0.01163% | 0.009424% |  | 2007 | 0.009185% | 0.009407% | 2007 | 728 | 0.01225% | 1758 | 0.01233% | 0.01229% |  | 2007 | 0.01163% | 0.009424% | 0.01053% |  | 2007 | 5912 | 0.01229% | 0.0122%
| Mar | 25 | 16 | 2008 | 410.4989 | 459.1918 | 470.1094 | 0.008761% | 0.009351% | 0.009348% | 0.01222% | 5991 | 0.01229% | 0.01226% |  | 8.5377 | 23.1781 | 18.8576 |  | 2008 | 401.9612 | 436.0137 | 451.2518 |  | 2008 | 0.00875% | 0.009254% | 0.009345% | 0.009332% | 0.01163% | 0.009425% |  | 2008 | 0.009254% | 0.009345% | 2008 | 5233 | 0.01224% | 4226 | 0.01233% | 0.01229% |  | 2008 | 0.01163% | 0.009425% | 0.01053% |  | 2008 | 5991 | 0.01229% | 0.01217%
| Mar | 25 | 17 | 2009 | 410.882 | 463.8465 | 476.2796 | 0.008769% | 0.009446% | 0.009471% | 0.01222% | 5303 | 0.01229% | 0.01226% |  | 8.5375 | 23.1791 | 18.8601 |  | 2009 | 402.3445 | 440.6675 | 457.4195 |  | 2009 | 0.008758% | 0.009353% | 0.009472% | 0.009332% | 0.01163% | 0.009426% |  | 2009 | 0.009353% | 0.009472% | 2009 | 4106 | 0.01224% | 4876 | 0.01233% | 0.01229% |  | 2009 | 0.01163% | 0.009426% | 0.01053% |  | 2009 | 5303 | 0.01229% | 0.01253%
| Mar | 25 | 18 | 2010 | 414.1499 | 465.7829 | 483.5001 | 0.008839% | 0.009485% | 0.009614% | 0.01222% | 6112 | 0.01229% | 0.01226% |  | 8.5374 | 23.1801 | 18.8627 |  | 2010 | 405.6125 | 442.6029 | 464.6374 |  | 2010 | 0.008829% | 0.009394% | 0.009622% | 0.009331% | 0.01163% | 0.009428% |  | 2010 | 0.009394% | 0.009622% | 2010 | 1270 | 0.01224% | 322 | 0.01233% | 0.01229% |  | 2010 | 0.01163% | 0.009428% | 0.01053% |  | 2010 | 6112 | 0.01229% | 0.01212%
| Mar | 25 | 19 | 2011 | 425.9245 | 483.9085 | 495.0904 | 0.00909% | 0.009854% | 0.009845% | 0.01222% | 3805 | 0.01229% | 0.01225% |  | 8.5372 | 23.1811 | 18.8652 |  | 2011 | 417.3873 | 460.7275 | 476.2251 |  | 2011 | 0.009086% | 0.009779% | 0.009862% | 0.009331% | 0.01163% | 0.009429% |  | 2011 | 0.009779% | 0.009862% | 2011 | 4028 | 0.01224% | 4267 | 0.01233% | 0.01229% |  | 2011 | 0.01163% | 0.009429% | 0.01053% |  | 2011 | 3805 | 0.01229% | 0.01235%
| Mar | 25 | 20 | 2012 | 433.7022 | 495.2941 | 494.2933 | 0.009256% | 0.01009% | 0.009829% | 0.01222% | 1438 | 0.01229% | 0.01225% |  | 8.537 | 23.182 | 18.8678 |  | 2012 | 425.1652 | 472.112 | 475.4255 |  | 2012 | 0.009255% | 0.01002% | 0.009845% | 0.009331% | 0.01163% | 0.00943% |  | 2012 | 0.01002% | 0.009845% | 2012 | 5727 | 0.01224% | 488 | 0.01233% | 0.01229% |  | 2012 | 0.01163% | 0.00943% | 0.01053% |  | 2012 | 1438 | 0.01229% | 0.01005%
| Mar | 25 | 21 | 2013 | 431.8039 | 494.0838 | 484.7285 | 0.009216% | 0.01006% | 0.009639% | 0.01222% | 1641 | 0.01229% | 0.01225% |  | 8.5368 | 23.183 | 18.8704 |  | 2013 | 423.2671 | 470.9008 | 465.8582 |  | 2013 | 0.009214% | 0.009995% | 0.009647% | 0.009331% | 0.01163% | 0.009432% |  | 2013 | 0.009995% | 0.009647% | 2013 | 3886 | 0.01224% | 3131 | 0.01233% | 0.01228% |  | 2013 | 0.01163% | 0.009432% | 0.01053% |  | 2013 | 1641 | 0.01228% | 0.01022%
| Mar | 25 | 22 | 2014 | 427.8424 | 488.2281 | 473.1945 | 0.009131% | 0.009942% | 0.009409% | 0.01222% | 3890 | 0.01229% | 0.01225% |  | 8.5366 | 23.184 | 18.8729 |  | 2014 | 419.3058 | 465.0441 | 454.3216 |  | 2014 | 0.009127% | 0.00987% | 0.009408% | 0.009331% | 0.01163% | 0.009433% |  | 2014 | 0.00987% | 0.009408% | 2014 | 8647 | 0.01224% | 3422 | 0.01233% | 0.01228% |  | 2014 | 0.01163% | 0.009433% | 0.01053% |  | 2014 | 3890 | 0.01228% | 0.01242%
| Mar | 25 | 23 | 2015 | 425.6491 | 484.2995 | 464.0048 | 0.009085% | 0.009862% | 0.009227% | 0.01222% | 3017 | 0.01229% | 0.01225% |  | 8.5364 | 23.185 | 18.8755 |  | 2015 | 417.1127 | 461.1145 | 445.1293 |  | 2015 | 0.00908% | 0.009787% | 0.009218% | 0.00933% | 0.01163% | 0.009434% |  | 2015 | 0.009787% | 0.009218% | 2015 | 7621 | 0.01224% | 7400 | 0.01232% | 0.01228% |  | 2015 | 0.01163% | 0.009434% | 0.01053% |  | 2015 | 3017 | 0.01228% | 0.01157%
| Mar | 26 | 0 | 2016 | 424.1729 | 486.99 | 460.9291 | 0.009053% | 0.009917% | 0.009165% | 0.01221% | 187 | 0.01229% | 0.01225% |  | 8.5362 | 23.186 | 18.878 |  | 2016 | 415.6366 | 463.804 | 442.051 |  | 2016 | 0.009048% | 0.009844% | 0.009154% | 0.00933% | 0.01163% | 0.009435% |  | 2016 | 0.009844% | 0.009154% | 2016 | 8203 | 0.01224% | 342 | 0.01232% | 0.01228% |  | 2016 | 0.01163% | 0.009435% | 0.01053% |  | 2016 | 187 | 0.01228% | 0.009187%
| Mar | 26 | 1 | 2017 | 424.9963 | 492.5943 | 462.2044 | 0.009071% | 0.01003% | 0.009191% | 0.01221% | 5759 | 0.01229% | 0.01225% |  | 8.536 | 23.187 | 18.8806 |  | 2017 | 416.4603 | 469.4073 | 443.3238 |  | 2017 | 0.009065% | 0.009963% | 0.009181% | 0.00933% | 0.01163% | 0.009437% |  | 2017 | 0.009963% | 0.009181% | 2017 | 8183 | 0.01224% | 4569 | 0.01232% | 0.01228% |  | 2017 | 0.01163% | 0.009437% | 0.01054% |  | 2017 | 5759 | 0.01228% | 0.01228%
| Mar | 26 | 2 | 2018 | 428.6137 | 500.7401 | 466.3397 | 0.009148% | 0.0102% | 0.009273% | 0.01221% | 1419 | 0.01229% | 0.01225% |  | 8.5358 | 23.188 | 18.8832 |  | 2018 | 420.0779 | 477.5522 | 447.4566 |  | 2018 | 0.009144% | 0.01014% | 0.009266% | 0.00933% | 0.01164% | 0.009438% |  | 2018 | 0.01014% | 0.009266% | 2018 | 5827 | 0.01224% | 1733 | 0.01232% | 0.01228% |  | 2018 | 0.01164% | 0.009438% | 0.01054% |  | 2018 | 1419 | 0.01228% | 0.01004%
| Mar | 26 | 3 | 2019 | 433.4247 | 514.3227 | 471.8067 | 0.009251% | 0.01047% | 0.009382% | 0.01221% | 3131 | 0.01229% | 0.01225% |  | 8.5357 | 23.189 | 18.8857 |  | 2019 | 424.889 | 491.1338 | 452.9209 |  | 2019 | 0.009249% | 0.01042% | 0.009379% | 0.00933% | 0.01164% | 0.009439% |  | 2019 | 0.01042% | 0.009379% | 2019 | 5986 | 0.01224% | 2887 | 0.01232% | 0.01228% |  | 2019 | 0.01164% | 0.009439% | 0.01054% |  | 2019 | 3131 | 0.01228% | 0.0117%
| Mar | 26 | 4 | 2020 | 442.0777 | 530.7819 | 484.4003 | 0.009435% | 0.01081% | 0.009632% | 0.01221% | 4920 | 0.01229% | 0.01225% |  | 8.5355 | 23.19 | 18.8883 |  | 2020 | 433.5423 | 507.592 | 465.512 |  | 2020 | 0.009437% | 0.01077% | 0.00964% | 0.009329% | 0.01164% | 0.009441% |  | 2020 | 0.01077% | 0.00964% | 2020 | 3521 | 0.01224% | 1337 | 0.01232% | 0.01228% |  | 2020 | 0.01164% | 0.009441% | 0.01054% |  | 2020 | 4920 | 0.01228% | 0.01268%
| Mar | 26 | 5 | 2021 | 454.5841 | 551.8959 | 509.6345 | 0.009702% | 0.01124% | 0.01013% | 0.01221% | 7977 | 0.01228% | 0.01225% |  | 8.5353 | 23.1909 | 18.8909 |  | 2021 | 446.0488 | 528.705 | 490.7436 |  | 2021 | 0.00971% | 0.01122% | 0.01016% | 0.009329% | 0.01164% | 0.009442% |  | 2021 | 0.01122% | 0.01016% | 2021 | 5333 | 0.01224% | 4710 | 0.01232% | 0.01228% |  | 2021 | 0.01164% | 0.009442% | 0.01054% |  | 2021 | 7977 | 0.01228% | 0.01158%
| Mar | 26 | 6 | 2022 | 467.918 | 579.2473 | 537.7662 | 0.009987% | 0.0118% | 0.01069% | 0.01221% | 972 | 0.01228% | 0.01225% |  | 8.5351 | 23.1919 | 18.8934 |  | 2022 | 459.3829 | 556.0553 | 518.8728 |  | 2022 | 0.01% | 0.0118% | 0.01075% | 0.009329% | 0.01164% | 0.009443% |  | 2022 | 0.0118% | 0.01075% | 2022 | 3822 | 0.01224% | 1053 | 0.01232% | 0.01228% |  | 2022 | 0.01164% | 0.009443% | 0.01054% |  | 2022 | 972 | 0.01228% | 0.009659%
| Mar | 26 | 7 | 2023 | 477.248 | 583.632 | 537.2317 | 0.01019% | 0.01188% | 0.01068% | 0.01221% | 3806 | 0.01228% | 0.01225% |  | 8.5349 | 23.1929 | 18.896 |  | 2023 | 468.7131 | 560.4391 | 518.3357 |  | 2023 | 0.0102% | 0.0119% | 0.01073% | 0.009329% | 0.01164% | 0.009444% |  | 2023 | 0.0119% | 0.01073% | 2023 | 5237 | 0.01224% | 4874 | 0.01232% | 0.01228% |  | 2023 | 0.01164% | 0.009444% | 0.01054% |  | 2023 | 3806 | 0.01228% | 0.01235%
| Mar | 26 | 8 | 2024 | 481.8435 | 566.3164 | 510.5441 | 0.01028% | 0.01153% | 0.01015% | 0.01221% | 5233 | 0.01228% | 0.01225% |  | 8.5347 | 23.1939 | 18.8986 |  | 2024 | 473.3088 | 543.1224 | 491.6455 |  | 2024 | 0.0103% | 0.01153% | 0.01018% | 0.009329% | 0.01164% | 0.009446% |  | 2024 | 0.01153% | 0.01018% | 2024 | 5540 | 0.01224% | 7376 | 0.01232% | 0.01228% |  | 2024 | 0.01164% | 0.009446% | 0.01054% |  | 2024 | 5233 | 0.01228% | 0.01256%
| Mar | 26 | 9 | 2025 | 479.2509 | 554.4095 | 492.3335 | 0.01023% | 0.01129% | 0.00979% | 0.01221% | 1306 | 0.01228% | 0.01225% |  | 8.5345 | 23.1949 | 18.9012 |  | 2025 | 470.7164 | 531.2146 | 473.4323 |  | 2025 | 0.01025% | 0.01127% | 0.009804% | 0.009328% | 0.01164% | 0.009447% |  | 2025 | 0.01127% | 0.009804% | 2025 | 7471 | 0.01224% | 369 | 0.01232% | 0.01228% |  | 2025 | 0.01164% | 0.009447% | 0.01054% |  | 2025 | 1306 | 0.01228% | 0.009941%
| Mar | 26 | 10 | 2026 | 473.6261 | 547.809 | 484.6629 | 0.01011% | 0.01116% | 0.009637% | 0.01221% | 5552 | 0.01228% | 0.01224% |  | 8.5343 | 23.1959 | 18.9038 |  | 2026 | 465.0918 | 524.6132 | 465.7591 |  | 2026 | 0.01012% | 0.01113% | 0.009645% | 0.009328% | 0.01164% | 0.009448% |  | 2026 | 0.01113% | 0.009645% | 2026 | 8247 | 0.01224% | 5482 | 0.01232% | 0.01228% |  | 2026 | 0.01164% | 0.009448% | 0.01054% |  | 2026 | 5552 | 0.01228% | 0.01239%
| Mar | 26 | 11 | 2027 | 464.118 | 545.9658 | 474.3667 | 0.009906% | 0.01112% | 0.009433% | 0.01221% | 1371 | 0.01228% | 0.01224% |  | 8.5342 | 23.1969 | 18.9063 |  | 2027 | 455.5838 | 522.7689 | 455.4603 |  | 2027 | 0.009917% | 0.0111% | 0.009432% | 0.009328% | 0.01164% | 0.00945% |  | 2027 | 0.0111% | 0.009432% | 2027 | 8677 | 0.01223% | 8288 | 0.01232% | 0.01227% |  | 2027 | 0.01164% | 0.00945% | 0.01054% |  | 2027 | 1371 | 0.01227% | 0.009997%
| Mar | 26 | 12 | 2028 | 461.8458 | 541.041 | 471.8817 | 0.009857% | 0.01102% | 0.009383% | 0.01221% | 7471 | 0.01228% | 0.01224% |  | 8.534 | 23.1978 | 18.9089 |  | 2028 | 453.3118 | 517.8432 | 452.9728 |  | 2028 | 0.009868% | 0.01099% | 0.00938% | 0.009328% | 0.01164% | 0.009451% |  | 2028 | 0.01099% | 0.00938% | 2028 | 1220 | 0.01223% | 8409 | 0.01232% | 0.01227% |  | 2028 | 0.01164% | 0.009451% | 0.01055% |  | 2028 | 7471 | 0.01227% | 0.01183%
| Mar | 26 | 13 | 2029 | 456.1201 | 540.9572 | 466.818 | 0.009735% | 0.01102% | 0.009282% | 0.01221% | 5958 | 0.01228% | 0.01224% |  | 8.5338 | 23.1988 | 18.9115 |  | 2029 | 447.5863 | 517.7584 | 447.9065 |  | 2029 | 0.009743% | 0.01099% | 0.009275% | 0.009328% | 0.01164% | 0.009452% |  | 2029 | 0.01099% | 0.009275% | 2029 | 4852 | 0.01223% | 6113 | 0.01232% | 0.01227% |  | 2029 | 0.01164% | 0.009452% | 0.01055% |  | 2029 | 5958 | 0.01227% | 0.01218%
| Mar | 26 | 14 | 2030 | 446.603 | 539.3839 | 462.4669 | 0.009532% | 0.01098% | 0.009196% | 0.01221% | 3832 | 0.01228% | 0.01224% |  | 8.5336 | 23.1998 | 18.9141 |  | 2030 | 438.0694 | 516.1841 | 443.5528 |  | 2030 | 0.009536% | 0.01096% | 0.009185% | 0.009327% | 0.01164% | 0.009453% |  | 2030 | 0.01096% | 0.009185% | 2030 | 40 | 0.01223% | 4104 | 0.01231% | 0.01227% |  | 2030 | 0.01164% | 0.009453% | 0.01055% |  | 2030 | 3832 | 0.01227% | 0.01237%
| Mar | 26 | 15 | 2031 | 440.7893 | 532.858 | 461.0697 | 0.009408% | 0.01085% | 0.009168% | 0.01221% | 5068 | 0.01228% | 0.01224% |  | 8.5334 | 23.2008 | 18.9167 |  | 2031 | 432.2559 | 509.6572 | 442.153 |  | 2031 | 0.009409% | 0.01082% | 0.009156% | 0.009327% | 0.01164% | 0.009455% |  | 2031 | 0.01082% | 0.009156% | 2031 | 3832 | 0.01223% | 1194 | 0.01231% | 0.01227% |  | 2031 | 0.01164% | 0.009455% | 0.01055% |  | 2031 | 5068 | 0.01227% | 0.01263%
| Mar | 26 | 16 | 2032 | 442.8262 | 530.1489 | 463.0108 | 0.009451% | 0.0108% | 0.009207% | 0.0122% | 4758 | 0.01228% | 0.01224% |  | 8.5332 | 23.2018 | 18.9193 |  | 2032 | 434.293 | 506.9471 | 444.0915 |  | 2032 | 0.009454% | 0.01076% | 0.009196% | 0.009327% | 0.01164% | 0.009456% |  | 2032 | 0.01076% | 0.009196% | 2032 | 8262 | 0.01223% | 5508 | 0.01231% | 0.01227% |  | 2032 | 0.01164% | 0.009456% | 0.01055% |  | 2032 | 4758 | 0.01227% | 0.01271%
| Mar | 26 | 17 | 2033 | 447.3925 | 526.0434 | 461.848 | 0.009549% | 0.01071% | 0.009184% | 0.0122% | 4734 | 0.01228% | 0.01224% |  | 8.533 | 23.2028 | 18.9219 |  | 2033 | 438.8595 | 502.8406 | 442.9262 |  | 2033 | 0.009553% | 0.01067% | 0.009172% | 0.009327% | 0.01164% | 0.009457% |  | 2033 | 0.01067% | 0.009172% | 2033 | 8671 | 0.01223% | 1267 | 0.01231% | 0.01227% |  | 2033 | 0.01164% | 0.009457% | 0.01055% |  | 2033 | 4734 | 0.01227% | 0.01271%
| Mar | 26 | 18 | 2034 | 452.6353 | 525.6058 | 466.893 | 0.009661% | 0.0107% | 0.009284% | 0.0122% | 983 | 0.01228% | 0.01224% |  | 8.5329 | 23.2038 | 18.9245 |  | 2034 | 444.1025 | 502.4021 | 447.9685 |  | 2034 | 0.009667% | 0.01066% | 0.009277% | 0.009327% | 0.01164% | 0.009459% |  | 2034 | 0.01066% | 0.009277% | 2034 | 7496 | 0.01223% | 4080 | 0.01231% | 0.01227% |  | 2034 | 0.01164% | 0.009459% | 0.01055% |  | 2034 | 983 | 0.01227% | 0.009668%
| Mar | 26 | 19 | 2035 | 459.9794 | 536.7586 | 478.8302 | 0.009817% | 0.01093% | 0.009521% | 0.0122% | 1325 | 0.01228% | 0.01224% |  | 8.5327 | 23.2047 | 18.9271 |  | 2035 | 451.4467 | 513.5539 | 459.9032 |  | 2035 | 0.009827% | 0.0109% | 0.009524% | 0.009326% | 0.01164% | 0.00946% |  | 2035 | 0.0109% | 0.009524% | 2035 | 4401 | 0.01223% | 4173 | 0.01231% | 0.01227% |  | 2035 | 0.01164% | 0.00946% | 0.01055% |  | 2035 | 1325 | 0.01227% | 0.009958%
| Mar | 26 | 20 | 2036 | 460.472 | 544.8859 | 485.4224 | 0.009828% | 0.0111% | 0.009652% | 0.0122% | 4727 | 0.01227% | 0.01224% |  | 8.5325 | 23.2057 | 18.9296 |  | 2036 | 451.9395 | 521.6801 | 466.4928 |  | 2036 | 0.009838% | 0.01107% | 0.00966% | 0.009326% | 0.01164% | 0.009461% |  | 2036 | 0.01107% | 0.00966% | 2036 | 5747 | 0.01223% | 183 | 0.01231% | 0.01227% |  | 2036 | 0.01164% | 0.009461% | 0.01055% |  | 2036 | 4727 | 0.01227% | 0.01271%
| Mar | 26 | 21 | 2037 | 452.7222 | 532.1132 | 480.0211 | 0.009662% | 0.01084% | 0.009545% | 0.0122% | 5766 | 0.01227% | 0.01224% |  | 8.5323 | 23.2067 | 18.9322 |  | 2037 | 444.1899 | 508.9065 | 461.0889 |  | 2037 | 0.009669% | 0.0108% | 0.009548% | 0.009326% | 0.01164% | 0.009463% |  | 2037 | 0.0108% | 0.009548% | 2037 | 3273 | 0.01223% | 1367 | 0.01231% | 0.01227% |  | 2037 | 0.01164% | 0.009463% | 0.01055% |  | 2037 | 5766 | 0.01227% | 0.01227%
| Mar | 26 | 22 | 2038 | 440.1767 | 519.2195 | 472.2943 | 0.009395% | 0.01057% | 0.009391% | 0.0122% | 1675 | 0.01227% | 0.01224% |  | 8.5321 | 23.2077 | 18.9348 |  | 2038 | 431.6446 | 496.0118 | 453.3594 |  | 2038 | 0.009396% | 0.01053% | 0.009388% | 0.009326% | 0.01164% | 0.009464% |  | 2038 | 0.01053% | 0.009388% | 2038 | 8408 | 0.01223% | 5238 | 0.01231% | 0.01227% |  | 2038 | 0.01164% | 0.009464% | 0.01055% |  | 2038 | 1675 | 0.01227% | 0.01025%
| Mar | 26 | 23 | 2039 | 430.2867 | 502.8441 | 469.0873 | 0.009184% | 0.01024% | 0.009328% | 0.0122% | 5137 | 0.01227% | 0.01223% |  | 8.5319 | 23.2087 | 18.9375 |  | 2039 | 421.7547 | 479.6354 | 450.1498 |  | 2039 | 0.009181% | 0.01018% | 0.009322% | 0.009326% | 0.01165% | 0.009465% |  | 2039 | 0.01018% | 0.009322% | 2039 | 8244 | 0.01223% | 4227 | 0.01231% | 0.01227% |  | 2039 | 0.01165% | 0.009465% | 0.01056% |  | 2039 | 5137 | 0.01227% | 0.0126%
| Mar | 27 | 0 | 2040 | 424.2512 | 496.2157 | 473.3821 | 0.009055% | 0.0101% | 0.009413% | 0.0122% | 5409 | 0.01227% | 0.01223% |  | 8.5318 | 23.2096 | 18.9401 |  | 2040 | 415.7194 | 473.0061 | 454.442 |  | 2040 | 0.009049% | 0.01004% | 0.009411% | 0.009325% | 0.01165% | 0.009466% |  | 2040 | 0.01004% | 0.009411% | 2040 | 5518 | 0.01223% | 332 | 0.01231% | 0.01227% |  | 2040 | 0.01165% | 0.009466% | 0.01056% |  | 2040 | 5409 | 0.01227% | 0.01247%
| Mar | 27 | 1 | 2041 | 422.1898 | 495.9737 | 479.7961 | 0.009011% | 0.0101% | 0.009541% | 0.01219% | 3962 | 0.01227% | 0.01223% |  | 8.5316 | 23.2106 | 18.9427 |  | 2041 | 413.6582 | 472.763 | 460.8534 |  | 2041 | 0.009004% | 0.01003% | 0.009544% | 0.009325% | 0.01165% | 0.009468% |  | 2041 | 0.01003% | 0.009544% | 2041 | 3247 | 0.01222% | 5491 | 0.01231% | 0.01226% |  | 2041 | 0.01165% | 0.009468% | 0.01056% |  | 2041 | 3962 | 0.01226% | 0.01247%
| Mar | 27 | 2 | 2042 | 425.9971 | 496.3088 | 484.9723 | 0.009092% | 0.01011% | 0.009643% | 0.01219% | 1617 | 0.01227% | 0.01223% |  | 8.5314 | 23.2116 | 18.9453 |  | 2042 | 417.4657 | 473.0972 | 466.0271 |  | 2042 | 0.009087% | 0.01004% | 0.009651% | 0.009325% | 0.01165% | 0.009469% |  | 2042 | 0.01004% | 0.009651% | 2042 | 4029 | 0.01222% | 3016 | 0.01231% | 0.01226% |  | 2042 | 0.01165% | 0.009469% | 0.01056% |  | 2042 | 1617 | 0.01226% | 0.0102%
| Mar | 27 | 3 | 2043 | 433.6593 | 501.7828 | 492.2303 | 0.009256% | 0.01022% | 0.009788% | 0.01219% | 177 | 0.01227% | 0.01223% |  | 8.5312 | 23.2126 | 18.9479 |  | 2043 | 425.1281 | 478.5702 | 473.2824 |  | 2043 | 0.009254% | 0.01016% | 0.009801% | 0.009325% | 0.01165% | 0.00947% |  | 2043 | 0.01016% | 0.009801% | 2043 | 3522 | 0.01222% | 3646 | 0.01231% | 0.01226% |  | 2043 | 0.01165% | 0.00947% | 0.01056% |  | 2043 | 177 | 0.01226% | 0.009184%
| Mar | 27 | 4 | 2044 | 444.8432 | 507.1544 | 505.7992 | 0.009494% | 0.01033% | 0.01006% | 0.01219% | 1667 | 0.01227% | 0.01223% |  | 8.531 | 23.2136 | 18.9505 |  | 2044 | 436.3122 | 483.9408 | 486.8487 |  | 2044 | 0.009498% | 0.01027% | 0.01008% | 0.009325% | 0.01165% | 0.009472% |  | 2044 | 0.01027% | 0.01008% | 2044 | 5400 | 0.01222% | 934 | 0.01231% | 0.01226% |  | 2044 | 0.01165% | 0.009472% | 0.01056% |  | 2044 | 1667 | 0.01226% | 0.01024%
| Mar | 27 | 5 | 2045 | 471.7537 | 525.2521 | 529.8237 | 0.01007% | 0.0107% | 0.01054% | 0.01219% | 5567 | 0.01227% | 0.01223% |  | 8.5308 | 23.2146 | 18.9531 |  | 2045 | 463.2228 | 502.0375 | 510.8706 |  | 2045 | 0.01008% | 0.01066% | 0.01058% | 0.009324% | 0.01165% | 0.009473% |  | 2045 | 0.01066% | 0.01058% | 2045 | 3894 | 0.01222% | 1369 | 0.01231% | 0.01226% |  | 2045 | 0.01165% | 0.009473% | 0.01056% |  | 2045 | 5567 | 0.01226% | 0.01238%
| Mar | 27 | 6 | 2046 | 498.8689 | 552.7338 | 553.8201 | 0.01065% | 0.01126% | 0.01101% | 0.01219% | 8388 | 0.01227% | 0.01223% |  | 8.5307 | 23.2155 | 18.9557 |  | 2046 | 490.3383 | 529.5182 | 534.8643 |  | 2046 | 0.01067% | 0.01124% | 0.01108% | 0.009324% | 0.01165% | 0.009474% |  | 2046 | 0.01124% | 0.01108% | 2046 | 8123 | 0.01222% | 1427 | 0.01231% | 0.01226% |  | 2046 | 0.01165% | 0.009474% | 0.01056% |  | 2046 | 8388 | 0.01226% | 0.01128%
| Mar | 27 | 7 | 2047 | 503.0818 | 558.9153 | 558.1805 | 0.01074% | 0.01138% | 0.0111% | 0.01219% | 8071 | 0.01227% | 0.01223% |  | 8.5305 | 23.2165 | 18.9583 |  | 2047 | 494.5513 | 535.6988 | 539.2221 |  | 2047 | 0.01077% | 0.01137% | 0.01117% | 0.009324% | 0.01165% | 0.009476% |  | 2047 | 0.01137% | 0.01117% | 2047 | 5473 | 0.01222% | 4283 | 0.01231% | 0.01226% |  | 2047 | 0.01165% | 0.009476% | 0.01056% |  | 2047 | 8071 | 0.01226% | 0.01152%
| Mar | 27 | 8 | 2048 | 483.787 | 542.6236 | 545.9713 | 0.01033% | 0.01105% | 0.01086% | 0.01218% | 1178 | 0.01227% | 0.01223% |  | 8.5303 | 23.2175 | 18.961 |  | 2048 | 475.2567 | 519.4062 | 527.0103 |  | 2048 | 0.01035% | 0.01102% | 0.01091% | 0.009324% | 0.01165% | 0.009477% |  | 2048 | 0.01102% | 0.01091% | 2048 | 5185 | 0.01222% | 3807 | 0.01231% | 0.01226% |  | 2048 | 0.01165% | 0.009477% | 0.01056% |  | 2048 | 1178 | 0.01226% | 0.00983%
| Mar | 27 | 9 | 2049 | 466.6808 | 525.0938 | 534.8499 | 0.00996% | 0.01069% | 0.01064% | 0.01218% | 5041 | 0.01227% | 0.01223% |  | 8.5301 | 23.2185 | 18.9636 |  | 2049 | 458.1506 | 501.8754 | 515.8863 |  | 2049 | 0.009973% | 0.01065% | 0.01068% | 0.009324% | 0.01165% | 0.009478% |  | 2049 | 0.01065% | 0.01068% | 2049 | 3965 | 0.01222% | 5614 | 0.01231% | 0.01226% |  | 2049 | 0.01165% | 0.009478% | 0.01056% |  | 2049 | 5041 | 0.01226% | 0.01264%
| Mar | 27 | 10 | 2050 | 453.1391 | 515.1047 | 526.4291 | 0.009671% | 0.01049% | 0.01047% | 0.01218% | 6967 | 0.01227% | 0.01223% |  | 8.5299 | 23.2194 | 18.9662 |  | 2050 | 444.6092 | 491.8853 | 507.4629 |  | 2050 | 0.009678% | 0.01044% | 0.01051% | 0.009323% | 0.01165% | 0.00948% |  | 2050 | 0.01044% | 0.01051% | 2050 | 3817 | 0.01222% | 1353 | 0.0123% | 0.01226% |  | 2050 | 0.01165% | 0.00948% | 0.01057% |  | 2050 | 6967 | 0.01226% | 0.01194%
| Mar | 27 | 11 | 2051 | 444.1778 | 504.4919 | 519.6681 | 0.00948% | 0.01027% | 0.01033% | 0.01218% | 3809 | 0.01227% | 0.01222% |  | 8.5298 | 23.2204 | 18.9688 |  | 2051 | 435.6481 | 481.2714 | 500.6993 |  | 2051 | 0.009483% | 0.01021% | 0.01037% | 0.009323% | 0.01165% | 0.009481% |  | 2051 | 0.01021% | 0.01037% | 2051 | 5730 | 0.01222% | 1334 | 0.0123% | 0.01226% |  | 2051 | 0.01165% | 0.009481% | 0.01057% |  | 2051 | 3809 | 0.01226% | 0.01235%
| Mar | 27 | 12 | 2052 | 435.7149 | 494.5214 | 514.867 | 0.009299% | 0.01007% | 0.01024% | 0.01218% | 4182 | 0.01227% | 0.01222% |  | 8.5296 | 23.2214 | 18.9714 |  | 2052 | 427.1853 | 471.3 | 495.8955 |  | 2052 | 0.009299% | 0.01% | 0.01027% | 0.009323% | 0.01165% | 0.009482% |  | 2052 | 0.01% | 0.01027% | 2052 | 4375 | 0.01221% | 5422 | 0.0123% | 0.01226% |  | 2052 | 0.01165% | 0.009482% | 0.01057% |  | 2052 | 4182 | 0.01226% | 0.0126%
| Mar | 27 | 13 | 2053 | 432.4481 | 490.2949 | 507.4214 | 0.00923% | 0.009984% | 0.01009% | 0.01218% | 3808 | 0.01227% | 0.01222% |  | 8.5294 | 23.2224 | 18.9741 |  | 2053 | 423.9187 | 467.0725 | 488.4474 |  | 2053 | 0.009228% | 0.009914% | 0.01011% | 0.009323% | 0.01165% | 0.009483% |  | 2053 | 0.009914% | 0.01011% | 2053 | 1205 | 0.01221% | 1292 | 0.0123% | 0.01226% |  | 2053 | 0.01165% | 0.009483% | 0.01057% |  | 2053 | 3808 | 0.01226% | 0.01235%
| Mar | 27 | 14 | 2054 | 428.3291 | 488.675 | 502.5453 | 0.009142% | 0.009951% | 0.009993% | 0.01218% | 1269 | 0.01227% | 0.01222% |  | 8.5292 | 23.2234 | 18.9767 |  | 2054 | 419.7999 | 465.4517 | 483.5686 |  | 2054 | 0.009138% | 0.009879% | 0.01001% | 0.009323% | 0.01165% | 0.009485% |  | 2054 | 0.009879% | 0.01001% | 2054 | 1181 | 0.01221% | 4545 | 0.0123% | 0.01226% |  | 2054 | 0.01165% | 0.009485% | 0.01057% |  | 2054 | 1269 | 0.01226% | 0.009909%
| Mar | 27 | 15 | 2055 | 427.8463 | 488.2188 | 501.5794 | 0.009131% | 0.009942% | 0.009974% | 0.01218% | 5950 | 0.01226% | 0.01222% |  | 8.529 | 23.2243 | 18.9793 |  | 2055 | 419.3172 | 464.9945 | 482.6001 |  | 2055 | 0.009128% | 0.009869% | 0.009994% | 0.009322% | 0.01165% | 0.009486% |  | 2055 | 0.009869% | 0.009994% | 2055 | 3464 | 0.01221% | 3765 | 0.0123% | 0.01226% |  | 2055 | 0.01165% | 0.009486% | 0.01057% |  | 2055 | 5950 | 0.01226% | 0.01218%
| Mar | 27 | 16 | 2056 | 430.2817 | 487.893 | 502.836 | 0.009183% | 0.009935% | 0.009999% | 0.01218% | 714 | 0.01226% | 0.01222% |  | 8.5289 | 23.2253 | 18.982 |  | 2056 | 421.7528 | 464.6677 | 483.854 |  | 2056 | 0.009181% | 0.009862% | 0.01002% | 0.009322% | 0.01165% | 0.009487% |  | 2056 | 0.009862% | 0.01002% | 2056 | 4437 | 0.01221% | 3774 | 0.0123% | 0.01226% |  | 2056 | 0.01165% | 0.009487% | 0.01057% |  | 2056 | 714 | 0.01226% | 0.009467%
| Mar | 27 | 17 | 2057 | 427.4602 | 490.0714 | 500.0603 | 0.009123% | 0.00998% | 0.009943% | 0.01218% | 6895 | 0.01226% | 0.01222% |  | 8.5287 | 23.2263 | 18.9846 |  | 2057 | 418.9316 | 466.8451 | 481.0757 |  | 2057 | 0.009119% | 0.009909% | 0.009962% | 0.009322% | 0.01165% | 0.009489% |  | 2057 | 0.009909% | 0.009962% | 2057 | 3656 | 0.01221% | 188 | 0.0123% | 0.01226% |  | 2057 | 0.01165% | 0.009489% | 0.01057% |  | 2057 | 6895 | 0.01226% | 0.01195%
| Mar | 27 | 18 | 2058 | 426.8971 | 491.3096 | 506.4087 | 0.009111% | 0.01% | 0.01007% | 0.01218% | 1510 | 0.01226% | 0.01222% |  | 8.5285 | 23.2273 | 18.9872 |  | 2058 | 418.3686 | 468.0823 | 487.4215 |  | 2058 | 0.009107% | 0.009935% | 0.01009% | 0.009322% | 0.01165% | 0.00949% |  | 2058 | 0.009935% | 0.01009% | 2058 | 7578 | 0.01221% | 8050 | 0.0123% | 0.01225% |  | 2058 | 0.01165% | 0.00949% | 0.01057% |  | 2058 | 1510 | 0.01225% | 0.01011%
| Mar | 27 | 19 | 2059 | 439.6645 | 499.232 | 510.4878 | 0.009384% | 0.01017% | 0.01015% | 0.01218% | 4991 | 0.01226% | 0.01222% |  | 8.5283 | 23.2282 | 18.9899 |  | 2059 | 431.1361 | 476.0038 | 491.4979 |  | 2059 | 0.009385% | 0.0101% | 0.01018% | 0.009322% | 0.01166% | 0.009491% |  | 2059 | 0.0101% | 0.01018% | 2059 | 6966 | 0.01221% | 4615 | 0.0123% | 0.01225% |  | 2059 | 0.01166% | 0.009491% | 0.01057% |  | 2059 | 4991 | 0.01225% | 0.01265%
| Mar | 27 | 20 | 2060 | 449.5766 | 505.1808 | 508.6124 | 0.009595% | 0.01029% | 0.01011% | 0.01218% | 5890 | 0.01226% | 0.01222% |  | 8.5281 | 23.2292 | 18.9925 |  | 2060 | 441.0484 | 481.9516 | 489.6198 |  | 2060 | 0.009601% | 0.01023% | 0.01014% | 0.009321% | 0.01166% | 0.009493% |  | 2060 | 0.01023% | 0.01014% | 2060 | 4854 | 0.01221% | 4205 | 0.0123% | 0.01225% |  | 2060 | 0.01166% | 0.009493% | 0.01057% |  | 2060 | 5890 | 0.01225% | 0.01221%
| Mar | 27 | 21 | 2061 | 442.542 | 500.6284 | 500.6042 | 0.009445% | 0.01019% | 0.009954% | 0.01218% | 3810 | 0.01226% | 0.01222% |  | 8.528 | 23.2302 | 18.9952 |  | 2061 | 434.0141 | 477.3982 | 481.609 |  | 2061 | 0.009448% | 0.01013% | 0.009973% | 0.009321% | 0.01166% | 0.009494% |  | 2061 | 0.01013% | 0.009973% | 2061 | 8197 | 0.01221% | 4533 | 0.0123% | 0.01225% |  | 2061 | 0.01166% | 0.009494% | 0.01058% |  | 2061 | 3810 | 0.01225% | 0.01235%
| Mar | 27 | 22 | 2062 | 432.3223 | 487.8744 | 486.9322 | 0.009227% | 0.009935% | 0.009682% | 0.01218% | 2887 | 0.01226% | 0.01222% |  | 8.5278 | 23.2312 | 18.9978 |  | 2062 | 423.7945 | 464.6432 | 467.9344 |  | 2062 | 0.009225% | 0.009862% | 0.00969% | 0.009321% | 0.01166% | 0.009495% |  | 2062 | 0.009862% | 0.00969% | 2062 | 4201 | 0.01221% | 4875 | 0.0123% | 0.01225% |  | 2062 | 0.01166% | 0.009495% | 0.01058% |  | 2062 | 2887 | 0.01225% | 0.01143%
| Mar | 27 | 23 | 2063 | 426.849 | 479.3376 | 478.7833 | 0.00911% | 0.009761% | 0.00952% | 0.01217% | 1380 | 0.01226% | 0.01222% |  | 8.5276 | 23.2321 | 19.0004 |  | 2063 | 418.3213 | 456.1054 | 459.7829 |  | 2063 | 0.009106% | 0.009681% | 0.009521% | 0.009321% | 0.01166% | 0.009497% |  | 2063 | 0.009681% | 0.009521% | 2063 | 4390 | 0.0122% | 3891 | 0.0123% | 0.01225% |  | 2063 | 0.01166% | 0.009497% | 0.01058% |  | 2063 | 1380 | 0.01225% | 0.01%
| Mar | 28 | 0 | 2064 | 424.2298 | 478.6673 | 476.1296 | 0.009054% | 0.009747% | 0.009468% | 0.01217% | 1333 | 0.01226% | 0.01222% |  | 8.5274 | 23.2331 | 19.0031 |  | 2064 | 415.7024 | 455.4342 | 457.1265 |  | 2064 | 0.009049% | 0.009667% | 0.009466% | 0.009321% | 0.01166% | 0.009498% |  | 2064 | 0.009667% | 0.009466% | 2064 | 1235 | 0.0122% | 5529 | 0.0123% | 0.01225% |  | 2064 | 0.01166% | 0.009498% | 0.01058% |  | 2064 | 1333 | 0.01225% | 0.009964%
| Mar | 28 | 1 | 2065 | 425.2761 | 483.3872 | 478.0988 | 0.009077% | 0.009843% | 0.009507% | 0.01217% | 3704 | 0.01226% | 0.01222% |  | 8.5273 | 23.2341 | 19.0057 |  | 2065 | 416.7488 | 460.1531 | 459.0931 |  | 2065 | 0.009072% | 0.009767% | 0.009507% | 0.00932% | 0.01166% | 0.009499% |  | 2065 | 0.009767% | 0.009507% | 2065 | 5477 | 0.0122% | 1435 | 0.01229% | 0.01225% |  | 2065 | 0.01166% | 0.009499% | 0.01058% |  | 2065 | 3704 | 0.01225% | 0.01226%
| Mar | 28 | 2 | 2066 | 429.4117 | 486.087 | 478.9615 | 0.009165% | 0.009898% | 0.009524% | 0.01217% | 4508 | 0.01226% | 0.01222% |  | 8.5271 | 23.2351 | 19.0084 |  | 2066 | 420.8846 | 462.8519 | 459.9531 |  | 2066 | 0.009162% | 0.009824% | 0.009525% | 0.00932% | 0.01166% | 0.009501% |  | 2066 | 0.009824% | 0.009525% | 2066 | 3750 | 0.0122% | 3094 | 0.01229% | 0.01225% |  | 2066 | 0.01166% | 0.009501% | 0.01058% |  | 2066 | 4508 | 0.01225% | 0.0127%
| Mar | 28 | 3 | 2067 | 435.2028 | 493.7394 | 478.3707 | 0.009288% | 0.01005% | 0.009512% | 0.01217% | 1474 | 0.01226% | 0.01222% |  | 8.5269 | 23.236 | 19.011 |  | 2067 | 426.6759 | 470.5034 | 459.3597 |  | 2067 | 0.009288% | 0.009986% | 0.009513% | 0.00932% | 0.01166% | 0.009502% |  | 2067 | 0.009986% | 0.009513% | 2067 | 1519 | 0.0122% | 713 | 0.01229% | 0.01225% |  | 2067 | 0.01166% | 0.009502% | 0.01058% |  | 2067 | 1474 | 0.01225% | 0.01008%
| Mar | 28 | 4 | 2068 | 445.517 | 503.8216 | 490.2798 | 0.009509% | 0.01026% | 0.009749% | 0.01217% | 8395 | 0.01226% | 0.01222% |  | 8.5267 | 23.237 | 19.0137 |  | 2068 | 436.9903 | 480.5846 | 471.2662 |  | 2068 | 0.009512% | 0.0102% | 0.009759% | 0.00932% | 0.01166% | 0.009503% |  | 2068 | 0.0102% | 0.009759% | 2068 | 4024 | 0.0122% | 5867 | 0.01229% | 0.01225% |  | 2068 | 0.01166% | 0.009503% | 0.01058% |  | 2068 | 8395 | 0.01225% | 0.01127%
| Mar | 28 | 5 | 2069 | 470.473 | 523.8464 | 510.4128 | 0.01004% | 0.01067% | 0.01015% | 0.01217% | 1759 | 0.01226% | 0.01222% |  | 8.5266 | 23.238 | 19.0164 |  | 2069 | 461.9464 | 500.6084 | 491.3964 |  | 2069 | 0.01006% | 0.01063% | 0.01018% | 0.00932% | 0.01166% | 0.009505% |  | 2069 | 0.01063% | 0.01018% | 2069 | 5924 | 0.0122% | 4316 | 0.01229% | 0.01225% |  | 2069 | 0.01166% | 0.009505% | 0.01058% |  | 2069 | 1759 | 0.01225% | 0.01032%
| Mar | 28 | 6 | 2070 | 493.3341 | 547.7346 | 533.4621 | 0.01053% | 0.01115% | 0.01061% | 0.01217% | 4081 | 0.01226% | 0.01221% |  | 8.5264 | 23.2389 | 19.019 |  | 2070 | 484.8077 | 524.4956 | 514.443 |  | 2070 | 0.01055% | 0.01113% | 0.01065% | 0.009319% | 0.01166% | 0.009506% |  | 2070 | 0.01113% | 0.01065% | 2070 | 7786 | 0.0122% | 729 | 0.01229% | 0.01225% |  | 2070 | 0.01166% | 0.009506% | 0.01058% |  | 2070 | 4081 | 0.01225% | 0.01254%
| Mar | 28 | 7 | 2071 | 498.5394 | 548.5631 | 536.3971 | 0.01064% | 0.01117% | 0.01067% | 0.01217% | 512 | 0.01226% | 0.01221% |  | 8.5262 | 23.2399 | 19.0217 |  | 2071 | 490.0132 | 525.3232 | 517.3755 |  | 2071 | 0.01067% | 0.01115% | 0.01071% | 0.009319% | 0.01166% | 0.009507% |  | 2071 | 0.01115% | 0.01071% | 2071 | 3374 | 0.0122% | 8001 | 0.01229% | 0.01225% |  | 2071 | 0.01166% | 0.009507% | 0.01058% |  | 2071 | 512 | 0.01225% | 0.009339%
| Mar | 28 | 8 | 2072 | 491.2091 | 524.5632 | 531.8398 | 0.01048% | 0.01068% | 0.01058% | 0.01217% | 3016 | 0.01226% | 0.01221% |  | 8.526 | 23.2409 | 19.0243 |  | 2072 | 482.6831 | 501.3223 | 512.8155 |  | 2072 | 0.01051% | 0.01064% | 0.01062% | 0.009319% | 0.01166% | 0.009509% |  | 2072 | 0.01064% | 0.01062% | 2072 | 8271 | 0.0122% | 4084 | 0.01229% | 0.01225% |  | 2072 | 0.01166% | 0.009509% | 0.01059% |  | 2072 | 3016 | 0.01225% | 0.01157%
| Mar | 28 | 9 | 2073 | 478.319 | 510.8223 | 518.1584 | 0.01021% | 0.0104% | 0.0103% | 0.01217% | 5371 | 0.01226% | 0.01221% |  | 8.5259 | 23.2419 | 19.027 |  | 2073 | 469.7932 | 487.5805 | 499.1314 |  | 2073 | 0.01023% | 0.01035% | 0.01034% | 0.009319% | 0.01166% | 0.00951% |  | 2073 | 0.01035% | 0.01034% | 2073 | 8100 | 0.0122% | 4172 | 0.01229% | 0.01224% |  | 2073 | 0.01166% | 0.00951% | 0.01059% |  | 2073 | 5371 | 0.01224% | 0.01249%
| Mar | 28 | 10 | 2074 | 467.6323 | 499.7626 | 510.8254 | 0.009981% | 0.01018% | 0.01016% | 0.01217% | 5159 | 0.01226% | 0.01221% |  | 8.5257 | 23.2428 | 19.0297 |  | 2074 | 459.1067 | 476.5198 | 491.7957 |  | 2074 | 0.009994% | 0.01011% | 0.01018% | 0.009319% | 0.01166% | 0.009511% |  | 2074 | 0.01011% | 0.01018% | 2074 | 8650 | 0.0122% | 1294 | 0.01229% | 0.01224% |  | 2074 | 0.01166% | 0.009511% | 0.01059% |  | 2074 | 5159 | 0.01224% | 0.01259%
| Mar | 28 | 11 | 2075 | 455.8442 | 494.298 | 499.4789 | 0.009729% | 0.01007% | 0.009932% | 0.01217% | 3963 | 0.01226% | 0.01221% |  | 8.5255 | 23.2438 | 19.0323 |  | 2075 | 447.3187 | 471.0541 | 480.4466 |  | 2075 | 0.009737% | 0.009998% | 0.009949% | 0.009318% | 0.01166% | 0.009513% |  | 2075 | 0.009998% | 0.009949% | 2075 | 1375 | 0.0122% | 3180 | 0.01229% | 0.01224% |  | 2075 | 0.01166% | 0.009513% | 0.01059% |  | 2075 | 3963 | 0.01224% | 0.01247%
| Mar | 28 | 12 | 2076 | 450.763 | 489.3174 | 498.6725 | 0.009621% | 0.009964% | 0.009916% | 0.01216% | 3180 | 0.01226% | 0.01221% |  | 8.5253 | 23.2448 | 19.035 |  | 2076 | 442.2377 | 466.0726 | 479.6375 |  | 2076 | 0.009627% | 0.009892% | 0.009933% | 0.009318% | 0.01166% | 0.009514% |  | 2076 | 0.009892% | 0.009933% | 2076 | 1252 | 0.01219% | 6894 | 0.01229% | 0.01224% |  | 2076 | 0.01166% | 0.009514% | 0.01059% |  | 2076 | 3180 | 0.01224% | 0.01175%
| Mar | 28 | 13 | 2077 | 449.7027 | 490.3973 | 495.081 | 0.009598% | 0.009986% | 0.009844% | 0.01216% | 1385 | 0.01226% | 0.01221% |  | 8.5252 | 23.2457 | 19.0377 |  | 2077 | 441.1775 | 467.1515 | 476.0433 |  | 2077 | 0.009604% | 0.009915% | 0.009858% | 0.009318% | 0.01166% | 0.009515% |  | 2077 | 0.009915% | 0.009858% | 2077 | 8527 | 0.01219% | 4106 | 0.01229% | 0.01224% |  | 2077 | 0.01166% | 0.009515% | 0.01059% |  | 2077 | 1385 | 0.01224% | 0.01001%
| Mar | 28 | 14 | 2078 | 446.4403 | 491.1234 | 489.1077 | 0.009528% | 0.01% | 0.009726% | 0.01216% | 1065 | 0.01226% | 0.01221% |  | 8.525 | 23.2467 | 19.0403 |  | 2078 | 437.9154 | 467.8767 | 470.0674 |  | 2078 | 0.009533% | 0.009931% | 0.009734% | 0.009318% | 0.01166% | 0.009517% |  | 2078 | 0.009931% | 0.009734% | 2078 | 4274 | 0.01219% | 3058 | 0.01229% | 0.01224% |  | 2078 | 0.01166% | 0.009517% | 0.01059% |  | 2078 | 1065 | 0.01224% | 0.009734%
| Mar | 28 | 15 | 2079 | 448.7212 | 482.6611 | 489.7641 | 0.009577% | 0.009829% | 0.009739% | 0.01216% | 1268 | 0.01225% | 0.01221% |  | 8.5248 | 23.2477 | 19.043 |  | 2079 | 440.1964 | 459.4134 | 470.7211 |  | 2079 | 0.009582% | 0.009751% | 0.009748% | 0.009318% | 0.01167% | 0.009518% |  | 2079 | 0.009751% | 0.009748% | 2079 | 3520 | 0.01219% | 1246 | 0.01229% | 0.01224% |  | 2079 | 0.01167% | 0.009518% | 0.01059% |  | 2079 | 1268 | 0.01224% | 0.009908%
| Mar | 28 | 16 | 2080 | 447.4066 | 485.0164 | 490.8143 | 0.009549% | 0.009877% | 0.00976% | 0.01216% | 1515 | 0.01225% | 0.01221% |  | 8.5246 | 23.2487 | 19.0457 |  | 2080 | 438.8819 | 461.7677 | 471.7687 |  | 2080 | 0.009554% | 0.009801% | 0.00977% | 0.009318% | 0.01167% | 0.009519% |  | 2080 | 0.009801% | 0.00977% | 2080 | 82 | 0.01219% | 4150 | 0.01229% | 0.01224% |  | 2080 | 0.01167% | 0.009519% | 0.01059% |  | 2080 | 1515 | 0.01224% | 0.01012%
| Mar | 28 | 17 | 2081 | 449.1417 | 488.8612 | 488.6107 | 0.009586% | 0.009955% | 0.009716% | 0.01216% | 5447 | 0.01225% | 0.01221% |  | 8.5245 | 23.2496 | 19.0484 |  | 2081 | 440.6172 | 465.6116 | 469.5623 |  | 2081 | 0.009591% | 0.009883% | 0.009724% | 0.009317% | 0.01167% | 0.009521% |  | 2081 | 0.009883% | 0.009724% | 2081 | 8681 | 0.01219% | 4847 | 0.01229% | 0.01224% |  | 2081 | 0.01167% | 0.009521% | 0.01059% |  | 2081 | 5447 | 0.01224% | 0.01245%
| Mar | 28 | 18 | 2082 | 452.1227 | 486.1801 | 487.3448 | 0.00965% | 0.0099% | 0.009691% | 0.01216% | 5286 | 0.01225% | 0.01221% |  | 8.5243 | 23.2506 | 19.051 |  | 2082 | 443.5985 | 462.9295 | 468.2937 |  | 2082 | 0.009656% | 0.009826% | 0.009698% | 0.009317% | 0.01167% | 0.009522% |  | 2082 | 0.009826% | 0.009698% | 2082 | 4686 | 0.01219% | 4127 | 0.01229% | 0.01224% |  | 2082 | 0.01167% | 0.009522% | 0.01059% |  | 2082 | 5286 | 0.01224% | 0.01254%
| Mar | 28 | 19 | 2083 | 457.7686 | 497.8728 | 495.428 | 0.00977% | 0.01014% | 0.009851% | 0.01216% | 3094 | 0.01225% | 0.01221% |  | 8.5241 | 23.2516 | 19.0537 |  | 2083 | 449.2445 | 474.6212 | 476.3742 |  | 2083 | 0.009779% | 0.01007% | 0.009865% | 0.009317% | 0.01167% | 0.009523% |  | 2083 | 0.01007% | 0.009865% | 2083 | 5532 | 0.01218% | 924 | 0.01229% | 0.01224% |  | 2083 | 0.01167% | 0.009523% | 0.0106% |  | 2083 | 3094 | 0.01224% | 0.01166%
| Mar | 28 | 20 | 2084 | 462.9184 | 508.6998 | 503.83 | 0.00988% | 0.01036% | 0.01002% | 0.01216% | 5168 | 0.01225% | 0.01221% |  | 8.5239 | 23.2525 | 19.0564 |  | 2084 | 454.3944 | 485.4472 | 484.7736 |  | 2084 | 0.009891% | 0.0103% | 0.01004% | 0.009317% | 0.01167% | 0.009525% |  | 2084 | 0.0103% | 0.01004% | 2084 | 3573 | 0.01218% | 4135 | 0.01229% | 0.01224% |  | 2084 | 0.01167% | 0.009525% | 0.0106% |  | 2084 | 5168 | 0.01224% | 0.01259%
| Mar | 28 | 21 | 2085 | 450.0599 | 502.2948 | 497.866 | 0.009606% | 0.01023% | 0.0099% | 0.01216% | 5044 | 0.01225% | 0.01221% |  | 8.5238 | 23.2535 | 19.0591 |  | 2085 | 441.5361 | 479.0413 | 478.807 |  | 2085 | 0.009611% | 0.01017% | 0.009915% | 0.009317% | 0.01167% | 0.009526% |  | 2085 | 0.01017% | 0.009915% | 2085 | 8246 | 0.01218% | 3805 | 0.01229% | 0.01223% |  | 2085 | 0.01167% | 0.009526% | 0.0106% |  | 2085 | 5044 | 0.01223% | 0.01264%
| Mar | 28 | 22 | 2086 | 434.4711 | 495.0427 | 484.7942 | 0.009273% | 0.01008% | 0.00964% | 0.01216% | 4204 | 0.01225% | 0.01221% |  | 8.5236 | 23.2545 | 19.0618 |  | 2086 | 425.9475 | 471.7883 | 465.7324 |  | 2086 | 0.009272% | 0.01001% | 0.009645% | 0.009316% | 0.01167% | 0.009527% |  | 2086 | 0.01001% | 0.009645% | 2086 | 5949 | 0.01218% | 1712 | 0.01229% | 0.01223% |  | 2086 | 0.01167% | 0.009527% | 0.0106% |  | 2086 | 4204 | 0.01223% | 0.0126%
| Mar | 28 | 23 | 2087 | 424.2549 | 488.2281 | 480.3587 | 0.009055% | 0.009942% | 0.009552% | 0.01216% | 1197 | 0.01225% | 0.01221% |  | 8.5234 | 23.2554 | 19.0645 |  | 2087 | 415.7315 | 464.9727 | 461.2943 |  | 2087 | 0.00905% | 0.009869% | 0.009553% | 0.009316% | 0.01167% | 0.009529% |  | 2087 | 0.009869% | 0.009553% | 2087 | 5792 | 0.01218% | 1229 | 0.01229% | 0.01223% |  | 2087 | 0.01167% | 0.009529% | 0.0106% |  | 2087 | 1197 | 0.01223% | 0.009846%
| Mar | 29 | 0 | 2088 | 419.3578 | 486.9527 | 477.8456 | 0.00895% | 0.009916% | 0.009502% | 0.01216% | 1303 | 0.01225% | 0.01221% |  | 8.5233 | 23.2564 | 19.0671 |  | 2088 | 410.8345 | 463.6964 | 458.7785 |  | 2088 | 0.008943% | 0.009842% | 0.009501% | 0.009316% | 0.01167% | 0.00953% |  | 2088 | 0.009842% | 0.009501% | 2088 | 4589 | 0.01218% | 7977 | 0.01229% | 0.01223% |  | 2088 | 0.01167% | 0.00953% | 0.0106% |  | 2088 | 1303 | 0.01223% | 0.009939%
| Mar | 29 | 1 | 2089 | 420.8461 | 487.7627 | 476.3171 | 0.008982% | 0.009933% | 0.009471% | 0.01216% | 3542 | 0.01225% | 0.01221% |  | 8.5231 | 23.2574 | 19.0698 |  | 2089 | 412.3231 | 464.5053 | 457.2473 |  | 2089 | 0.008975% | 0.009859% | 0.009469% | 0.009316% | 0.01167% | 0.009531% |  | 2089 | 0.009859% | 0.009469% | 2089 | 5818 | 0.01218% | 4665 | 0.01228% | 0.01223% |  | 2089 | 0.01167% | 0.009531% | 0.0106% |  | 2089 | 3542 | 0.01223% | 0.01212%
| Mar | 29 | 2 | 2090 | 424.6022 | 491.3748 | 476.3265 | 0.009062% | 0.01001% | 0.009472% | 0.01216% | 4473 | 0.01225% | 0.01221% |  | 8.5229 | 23.2583 | 19.0725 |  | 2090 | 416.0793 | 468.1164 | 457.254 |  | 2090 | 0.009057% | 0.009936% | 0.009469% | 0.009316% | 0.01167% | 0.009533% |  | 2090 | 0.009936% | 0.009469% | 2090 | 5729 | 0.01218% | 5190 | 0.01228% | 0.01223% |  | 2090 | 0.01167% | 0.009533% | 0.0106% |  | 2090 | 4473 | 0.01223% | 0.01269%
| Mar | 29 | 3 | 2091 | 426.8581 | 496.374 | 478.8396 | 0.00911% | 0.01011% | 0.009522% | 0.01216% | 4782 | 0.01225% | 0.0122% |  | 8.5227 | 23.2593 | 19.0752 |  | 2091 | 418.3354 | 473.1147 | 459.7644 |  | 2091 | 0.009106% | 0.01004% | 0.009521% | 0.009315% | 0.01167% | 0.009534% |  | 2091 | 0.01004% | 0.009521% | 2091 | 5782 | 0.01218% | 715 | 0.01228% | 0.01223% |  | 2091 | 0.01167% | 0.009534% | 0.0106% |  | 2091 | 4782 | 0.01223% | 0.01271%
| Mar | 29 | 4 | 2092 | 437.3001 | 505.4787 | 489.5015 | 0.009333% | 0.01029% | 0.009734% | 0.01216% | 5990 | 0.01225% | 0.0122% |  | 8.5226 | 23.2603 | 19.0779 |  | 2092 | 428.7776 | 482.2184 | 470.4236 |  | 2092 | 0.009334% | 0.01024% | 0.009742% | 0.009315% | 0.01167% | 0.009535% |  | 2092 | 0.01024% | 0.009742% | 2092 | 8110 | 0.01218% | 5937 | 0.01228% | 0.01223% |  | 2092 | 0.01167% | 0.009535% | 0.0106% |  | 2092 | 5990 | 0.01223% | 0.01217%
| Mar | 29 | 5 | 2093 | 461.6134 | 525.5314 | 507.9841 | 0.009852% | 0.0107% | 0.0101% | 0.01216% | 3058 | 0.01225% | 0.0122% |  | 8.5224 | 23.2612 | 19.0806 |  | 2093 | 453.091 | 502.2702 | 488.9035 |  | 2093 | 0.009863% | 0.01066% | 0.01012% | 0.009315% | 0.01167% | 0.009537% |  | 2093 | 0.01066% | 0.01012% | 2093 | 3874 | 0.01218% | 3890 | 0.01228% | 0.01223% |  | 2093 | 0.01167% | 0.009537% | 0.0106% |  | 2093 | 3058 | 0.01223% | 0.01162%
| Mar | 29 | 6 | 2094 | 487.3174 | 549.2986 | 528.7734 | 0.0104% | 0.01119% | 0.01051% | 0.01216% | 6966 | 0.01225% | 0.0122% |  | 8.5222 | 23.2622 | 19.0833 |  | 2094 | 478.7952 | 526.0364 | 509.6901 |  | 2094 | 0.01042% | 0.01117% | 0.01055% | 0.009315% | 0.01167% | 0.009538% |  | 2094 | 0.01117% | 0.01055% | 2094 | 3454 | 0.01218% | 6112 | 0.01228% | 0.01223% |  | 2094 | 0.01167% | 0.009538% | 0.01061% |  | 2094 | 6966 | 0.01223% | 0.01194%
| Mar | 29 | 7 | 2095 | 494.4254 | 553.8044 | 531.1177 | 0.01055% | 0.01128% | 0.01056% | 0.01216% | 5143 | 0.01225% | 0.0122% |  | 8.5221 | 23.2631 | 19.086 |  | 2095 | 485.9033 | 530.5412 | 512.0317 |  | 2095 | 0.01058% | 0.01126% | 0.0106% | 0.009315% | 0.01167% | 0.009539% |  | 2095 | 0.01126% | 0.0106% | 2095 | 4561 | 0.01218% | 753 | 0.01228% | 0.01223% |  | 2095 | 0.01167% | 0.009539% | 0.01061% |  | 2095 | 5143 | 0.01223% | 0.0126%
| Mar | 29 | 8 | 2096 | 485.7282 | 538.8347 | 523.9629 | 0.01037% | 0.01097% | 0.01042% | 0.01216% | 1174 | 0.01225% | 0.0122% |  | 8.5219 | 23.2641 | 19.0887 |  | 2096 | 477.2063 | 515.5706 | 504.8742 |  | 2096 | 0.01039% | 0.01094% | 0.01046% | 0.009315% | 0.01167% | 0.009541% |  | 2096 | 0.01094% | 0.01046% | 2096 | 8190 | 0.01218% | 7471 | 0.01228% | 0.01223% |  | 2096 | 0.01167% | 0.009541% | 0.01061% |  | 2096 | 1174 | 0.01223% | 0.009826%
| Mar | 29 | 9 | 2097 | 479.0796 | 521.3049 | 512.1007 | 0.01022% | 0.01062% | 0.01018% | 0.01216% | 3804 | 0.01224% | 0.0122% |  | 8.5217 | 23.2651 | 19.0914 |  | 2097 | 470.5578 | 498.0398 | 493.0093 |  | 2097 | 0.01024% | 0.01057% | 0.01021% | 0.009314% | 0.01167% | 0.009542% |  | 2097 | 0.01057% | 0.01021% | 2097 | 3983 | 0.01217% | 178 | 0.01228% | 0.01223% |  | 2097 | 0.01167% | 0.009542% | 0.01061% |  | 2097 | 3804 | 0.01223% | 0.01235%
| Mar | 29 | 10 | 2098 | 465.7988 | 506.4562 | 502.3484 | 0.009941% | 0.01031% | 0.009989% | 0.01216% | 4269 | 0.01224% | 0.0122% |  | 8.5215 | 23.266 | 19.0941 |  | 2098 | 457.2773 | 483.1901 | 483.2542 |  | 2098 | 0.009954% | 0.01026% | 0.01001% | 0.009314% | 0.01167% | 0.009543% |  | 2098 | 0.01026% | 0.01001% | 2098 | 3582 | 0.01217% | 5322 | 0.01228% | 0.01223% |  | 2098 | 0.01167% | 0.009543% | 0.01061% |  | 2098 | 4269 | 0.01223% | 0.01263%
| Mar | 29 | 11 | 2099 | 455.6081 | 496.9325 | 489.9423 | 0.009724% | 0.01012% | 0.009742% | 0.01216% | 5624 | 0.01224% | 0.0122% |  | 8.5214 | 23.267 | 19.0968 |  | 2099 | 447.0867 | 473.6655 | 470.8454 |  | 2099 | 0.009732% | 0.01005% | 0.00975% | 0.009314% | 0.01167% | 0.009545% |  | 2099 | 0.01005% | 0.00975% | 2099 | 5236 | 0.01217% | 5991 | 0.01228% | 0.01223% |  | 2099 | 0.01167% | 0.009545% | 0.01061% |  | 2099 | 5624 | 0.01223% | 0.01235%
| Mar | 29 | 12 | 2100 | 444.2142 | 491.8868 | 486.6133 | 0.009481% | 0.01002% | 0.009676% | 0.01216% | 4448 | 0.01224% | 0.0122% |  | 8.5212 | 23.268 | 19.0995 |  | 2100 | 435.693 | 468.6188 | 467.5138 |  | 2100 | 0.009484% | 0.009946% | 0.009681% | 0.009314% | 0.01168% | 0.009546% |  | 2100 | 0.009946% | 0.009681% | 2100 | 5454 | 0.01217% | 3806 | 0.01228% | 0.01223% |  | 2100 | 0.01168% | 0.009546% | 0.01061% |  | 2100 | 4448 | 0.01223% | 0.01269%
| Mar | 29 | 13 | 2101 | 441.0704 | 487.5579 | 479.3085 | 0.009414% | 0.009928% | 0.009531% | 0.01216% | 1205 | 0.01224% | 0.0122% |  | 8.521 | 23.2689 | 19.1023 |  | 2101 | 432.5493 | 464.2889 | 460.2062 |  | 2101 | 0.009416% | 0.009854% | 0.00953% | 0.009314% | 0.01168% | 0.009548% |  | 2101 | 0.009854% | 0.00953% | 2101 | 4495 | 0.01217% | 1221 | 0.01228% | 0.01222% |  | 2101 | 0.01168% | 0.009548% | 0.01061% |  | 2101 | 1205 | 0.01222% | 0.009853%
| Mar | 29 | 14 | 2102 | 441.9737 | 487.4648 | 469.4342 | 0.009433% | 0.009926% | 0.009334% | 0.01215% | 1051 | 0.01224% | 0.0122% |  | 8.5209 | 23.2699 | 19.105 |  | 2102 | 433.4528 | 464.1949 | 450.3293 |  | 2102 | 0.009435% | 0.009852% | 0.009326% | 0.009313% | 0.01168% | 0.009549% |  | 2102 | 0.009852% | 0.009326% | 2102 | 4023 | 0.01217% | 1505 | 0.01228% | 0.01222% |  | 2102 | 0.01168% | 0.009549% | 0.01061% |  | 2102 | 1051 | 0.01222% | 0.009723%
| Mar | 29 | 15 | 2103 | 441.9984 | 490.0807 | 466.9024 | 0.009434% | 0.00998% | 0.009284% | 0.01215% | 4008 | 0.01224% | 0.0122% |  | 8.5207 | 23.2709 | 19.1077 |  | 2103 | 433.4777 | 466.8099 | 447.7947 |  | 2103 | 0.009436% | 0.009908% | 0.009273% | 0.009313% | 0.01168% | 0.00955% |  | 2103 | 0.009908% | 0.009273% | 2103 | 35 | 0.01217% | 4523 | 0.01228% | 0.01222% |  | 2103 | 0.01168% | 0.00955% | 0.01061% |  | 2103 | 4008 | 0.01222% | 0.0125%
| Mar | 29 | 16 | 2104 | 444.7171 | 490.5648 | 464.9425 | 0.009492% | 0.00999% | 0.009245% | 0.01215% | 900 | 0.01224% | 0.0122% |  | 8.5205 | 23.2718 | 19.1104 |  | 2104 | 436.1965 | 467.293 | 445.8321 |  | 2104 | 0.009495% | 0.009918% | 0.009232% | 0.009313% | 0.01168% | 0.009552% |  | 2104 | 0.009918% | 0.009232% | 2104 | 6992 | 0.01217% | 4808 | 0.01228% | 0.01222% |  | 2104 | 0.01168% | 0.009552% | 0.01061% |  | 2104 | 900 | 0.01222% | 0.009602%
| Mar | 29 | 17 | 2105 | 445.6622 | 492.2499 | 465.7865 | 0.009512% | 0.01002% | 0.009262% | 0.01215% | 5807 | 0.01224% | 0.0122% |  | 8.5204 | 23.2728 | 19.1131 |  | 2105 | 437.1418 | 468.9771 | 446.6734 |  | 2105 | 0.009516% | 0.009954% | 0.00925% | 0.009313% | 0.01168% | 0.009553% |  | 2105 | 0.009954% | 0.00925% | 2105 | 5406 | 0.01217% | 4944 | 0.01228% | 0.01222% |  | 2105 | 0.01168% | 0.009553% | 0.01062% |  | 2105 | 5807 | 0.01222% | 0.01225%
| Mar | 29 | 18 | 2106 | 440.8739 | 493.8139 | 467.8213 | 0.00941% | 0.01006% | 0.009302% | 0.01215% | 1556 | 0.01224% | 0.0122% |  | 8.5202 | 23.2737 | 19.1158 |  | 2106 | 432.3537 | 470.5401 | 448.7055 |  | 2106 | 0.009411% | 0.009987% | 0.009292% | 0.009313% | 0.01168% | 0.009554% |  | 2106 | 0.009987% | 0.009292% | 2106 | 7614 | 0.01217% | 5912 | 0.01228% | 0.01222% |  | 2106 | 0.01168% | 0.009554% | 0.01062% |  | 2106 | 1556 | 0.01222% | 0.01015%
| Mar | 29 | 19 | 2107 | 447.5107 | 498.5245 | 474.4698 | 0.009551% | 0.01015% | 0.009435% | 0.01215% | 3750 | 0.01224% | 0.0122% |  | 8.52 | 23.2747 | 19.1186 |  | 2107 | 438.9906 | 475.2498 | 455.3512 |  | 2107 | 0.009556% | 0.01009% | 0.00943% | 0.009313% | 0.01168% | 0.009556% |  | 2107 | 0.01009% | 0.00943% | 2107 | 4683 | 0.01217% | 4926 | 0.01228% | 0.01222% |  | 2107 | 0.01168% | 0.009556% | 0.01062% |  | 2107 | 3750 | 0.01222% | 0.0123%
| Mar | 29 | 20 | 2108 | 450.9549 | 502.5089 | 479.2147 | 0.009625% | 0.01023% | 0.009529% | 0.01215% | 4399 | 0.01224% | 0.0122% |  | 8.5199 | 23.2757 | 19.1213 |  | 2108 | 442.4351 | 479.2333 | 460.0934 |  | 2108 | 0.009631% | 0.01017% | 0.009528% | 0.009312% | 0.01168% | 0.009557% |  | 2108 | 0.01017% | 0.009528% | 2108 | 4018 | 0.01217% | 4083 | 0.01228% | 0.01222% |  | 2108 | 0.01168% | 0.009557% | 0.01062% |  | 2108 | 4399 | 0.01222% | 0.01267%
| Mar | 29 | 21 | 2109 | 444.6091 | 495.0706 | 473.6352 | 0.009489% | 0.01008% | 0.009418% | 0.01215% | 3787 | 0.01224% | 0.01219% |  | 8.5197 | 23.2766 | 19.124 |  | 2109 | 436.0894 | 471.794 | 454.5112 |  | 2109 | 0.009493% | 0.01001% | 0.009412% | 0.009312% | 0.01168% | 0.009558% |  | 2109 | 0.01001% | 0.009412% | 2109 | 4321 | 0.01217% | 4607 | 0.01227% | 0.01222% |  | 2109 | 0.01168% | 0.009558% | 0.01062% |  | 2109 | 3787 | 0.01222% | 0.01233%
| Mar | 29 | 22 | 2110 | 430.7356 | 483.2755 | 466.1147 | 0.009193% | 0.009841% | 0.009268% | 0.01215% | 3583 | 0.01224% | 0.01219% |  | 8.5195 | 23.2776 | 19.1267 |  | 2110 | 422.216 | 459.9979 | 446.9879 |  | 2110 | 0.009191% | 0.009763% | 0.009256% | 0.009312% | 0.01168% | 0.00956% |  | 2110 | 0.009763% | 0.009256% | 2110 | 4587 | 0.01217% | 5069 | 0.01227% | 0.01222% |  | 2110 | 0.01168% | 0.00956% | 0.01062% |  | 2110 | 3583 | 0.01222% | 0.01215%
| Mar | 29 | 23 | 2111 | 425.5571 | 472.7837 | 463.7516 | 0.009083% | 0.009628% | 0.009221% | 0.01215% | 349 | 0.01224% | 0.01219% |  | 8.5194 | 23.2785 | 19.1295 |  | 2111 | 417.0378 | 449.5051 | 444.6221 |  | 2111 | 0.009078% | 0.009541% | 0.009207% | 0.009312% | 0.01168% | 0.009561% |  | 2111 | 0.009541% | 0.009207% | 2111 | 3918 | 0.01217% | 331 | 0.01227% | 0.01222% |  | 2111 | 0.01168% | 0.009561% | 0.01062% |  | 2111 | 349 | 0.01222% | 0.009253%
| Mar | 30 | 0 | 2112 | 423.302 | 468.0731 | 463.4984 | 0.009034% | 0.009532% | 0.009216% | 0.01215% | 8456 | 0.01224% | 0.01219% |  | 8.5192 | 23.2795 | 19.1322 |  | 2112 | 414.7828 | 444.7936 | 444.3662 |  | 2112 | 0.009029% | 0.009441% | 0.009202% | 0.009312% | 0.01168% | 0.009562% |  | 2112 | 0.009441% | 0.009202% | 2112 | 7711 | 0.01216% | 3080 | 0.01227% | 0.01222% |  | 2112 | 0.01168% | 0.009562% | 0.01062% |  | 2112 | 8456 | 0.01222% | 0.01122%
| Mar | 30 | 1 | 2113 | 425.4118 | 474.9528 | 467.4369 | 0.00908% | 0.009672% | 0.009295% | 0.01215% | 4306 | 0.01224% | 0.01219% |  | 8.519 | 23.2805 | 19.1349 |  | 2113 | 416.8927 | 451.6723 | 448.3019 |  | 2113 | 0.009075% | 0.009587% | 0.009284% | 0.009311% | 0.01168% | 0.009564% |  | 2113 | 0.009587% | 0.009284% | 2113 | 4399 | 0.01216% | 1273 | 0.01227% | 0.01222% |  | 2113 | 0.01168% | 0.009564% | 0.01062% |  | 2113 | 4306 | 0.01222% | 0.01265%
| Mar | 30 | 2 | 2114 | 434.0866 | 477.2802 | 475.8483 | 0.009265% | 0.009719% | 0.009462% | 0.01215% | 7905 | 0.01224% | 0.01219% |  | 8.5189 | 23.2814 | 19.1377 |  | 2114 | 425.5678 | 453.9988 | 456.7106 |  | 2114 | 0.009264% | 0.009636% | 0.009458% | 0.009311% | 0.01168% | 0.009565% |  | 2114 | 0.009636% | 0.009458% | 2114 | 7495 | 0.01216% | 3832 | 0.01227% | 0.01222% |  | 2114 | 0.01168% | 0.009565% | 0.01062% |  | 2114 | 7905 | 0.01222% | 0.01163%
| Mar | 30 | 3 | 2115 | 440.26 | 482.4749 | 480.9589 | 0.009396% | 0.009825% | 0.009564% | 0.01215% | 4292 | 0.01224% | 0.01219% |  | 8.5187 | 23.2824 | 19.1404 |  | 2115 | 431.7413 | 459.1925 | 461.8185 |  | 2115 | 0.009398% | 0.009746% | 0.009564% | 0.009311% | 0.01168% | 0.009567% |  | 2115 | 0.009746% | 0.009564% | 2115 | 5623 | 0.01216% | 4974 | 0.01227% | 0.01222% |  | 2115 | 0.01168% | 0.009567% | 0.01062% |  | 2115 | 4292 | 0.01222% | 0.01264%
| Mar | 30 | 4 | 2116 | 451.5 | 491.9613 | 488.5263 | 0.009636% | 0.01002% | 0.009714% | 0.01214% | 1293 | 0.01224% | 0.01219% |  | 8.5185 | 23.2833 | 19.1432 |  | 2116 | 442.9815 | 468.6779 | 469.3832 |  | 2116 | 0.009643% | 0.009948% | 0.00972% | 0.009311% | 0.01168% | 0.009568% |  | 2116 | 0.009948% | 0.00972% | 2116 | 4470 | 0.01216% | 8388 | 0.01227% | 0.01222% |  | 2116 | 0.01168% | 0.009568% | 0.01063% |  | 2116 | 1293 | 0.01222% | 0.00993%
| Mar | 30 | 5 | 2117 | 478.9094 | 509.5749 | 499.6196 | 0.01022% | 0.01038% | 0.009935% | 0.01214% | 5972 | 0.01224% | 0.01219% |  | 8.5184 | 23.2843 | 19.1459 |  | 2117 | 470.391 | 486.2906 | 480.4737 |  | 2117 | 0.01024% | 0.01032% | 0.00995% | 0.009311% | 0.01168% | 0.009569% |  | 2117 | 0.01032% | 0.00995% | 2117 | 4056 | 0.01216% | 8071 | 0.01227% | 0.01222% |  | 2117 | 0.01168% | 0.009569% | 0.01063% |  | 2117 | 5972 | 0.01222% | 0.01217%
| Mar | 30 | 6 | 2118 | 504.9357 | 531.8339 | 519.4431 | 0.01078% | 0.01083% | 0.01033% | 0.01214% | 4200 | 0.01224% | 0.01219% |  | 8.5182 | 23.2852 | 19.1486 |  | 2118 | 496.4175 | 508.5487 | 500.2944 |  | 2118 | 0.01081% | 0.01079% | 0.01036% | 0.009311% | 0.01168% | 0.009571% |  | 2118 | 0.01079% | 0.01036% | 2118 | 1241 | 0.01216% | 4950 | 0.01227% | 0.01222% |  | 2118 | 0.01168% | 0.009571% | 0.01063% |  | 2118 | 4200 | 0.01222% | 0.0126%
| Mar | 30 | 7 | 2119 | 504.2913 | 533.4351 | 523.9817 | 0.01076% | 0.01086% | 0.01042% | 0.01214% | 5720 | 0.01224% | 0.01219% |  | 8.518 | 23.2862 | 19.1514 |  | 2119 | 495.7732 | 510.149 | 504.8303 |  | 2119 | 0.01079% | 0.01083% | 0.01045% | 0.00931% | 0.01168% | 0.009572% |  | 2119 | 0.01083% | 0.01045% | 2119 | 7472 | 0.01216% | 3015 | 0.01227% | 0.01222% |  | 2119 | 0.01168% | 0.009572% | 0.01063% |  | 2119 | 5720 | 0.01222% | 0.0123%
| Mar | 30 | 8 | 2120 | 480.9741 | 526.4809 | 514.4169 | 0.01027% | 0.01072% | 0.01023% | 0.01214% | 1020 | 0.01223% | 0.01219% |  | 8.5179 | 23.2872 | 19.1541 |  | 2120 | 472.4562 | 503.1938 | 495.2628 |  | 2120 | 0.01028% | 0.01068% | 0.01026% | 0.00931% | 0.01168% | 0.009573% |  | 2120 | 0.01068% | 0.01026% | 2120 | 33 | 0.01216% | 1588 | 0.01227% | 0.01221% |  | 2120 | 0.01168% | 0.009573% | 0.01063% |  | 2120 | 1020 | 0.01221% | 0.009698%
| Mar | 30 | 9 | 2121 | 464.7218 | 521.3607 | 499.1413 | 0.009918% | 0.01062% | 0.009925% | 0.01214% | 1688 | 0.01223% | 0.01219% |  | 8.5177 | 23.2881 | 19.1569 |  | 2121 | 456.2041 | 498.0726 | 479.9845 |  | 2121 | 0.009931% | 0.01057% | 0.00994% | 0.00931% | 0.01169% | 0.009575% |  | 2121 | 0.01057% | 0.00994% | 2121 | 5896 | 0.01216% | 1668 | 0.01227% | 0.01221% |  | 2121 | 0.01169% | 0.009575% | 0.01063% |  | 2121 | 1688 | 0.01221% | 0.01026%
| Mar | 30 | 10 | 2122 | 453.9493 | 508.9604 | 485.1505 | 0.009689% | 0.01036% | 0.009647% | 0.01214% | 4268 | 0.01223% | 0.01219% |  | 8.5176 | 23.2891 | 19.1596 |  | 2122 | 445.4318 | 485.6714 | 465.9909 |  | 2122 | 0.009696% | 0.01031% | 0.00965% | 0.00931% | 0.01169% | 0.009576% |  | 2122 | 0.01031% | 0.00965% | 2122 | 3204 | 0.01216% | 5045 | 0.01227% | 0.01221% |  | 2122 | 0.01169% | 0.009576% | 0.01063% |  | 2122 | 4268 | 0.01221% | 0.01263%
| Mar | 30 | 11 | 2123 | 450.3003 | 500.4795 | 469.9969 | 0.009611% | 0.01019% | 0.009346% | 0.01214% | 5455 | 0.01223% | 0.01219% |  | 8.5174 | 23.29 | 19.1624 |  | 2123 | 441.7829 | 477.1894 | 450.8345 |  | 2123 | 0.009617% | 0.01013% | 0.009336% | 0.00931% | 0.01169% | 0.009578% |  | 2123 | 0.01013% | 0.009336% | 2123 | 3561 | 0.01216% | 5759 | 0.01227% | 0.01221% |  | 2123 | 0.01169% | 0.009578% | 0.01063% |  | 2123 | 5455 | 0.01221% | 0.01245%
| Mar | 30 | 12 | 2124 | 444.3284 | 496.886 | 462.7764 | 0.009483% | 0.01012% | 0.009202% | 0.01214% | 5902 | 0.01223% | 0.01219% |  | 8.5172 | 23.291 | 19.1651 |  | 2124 | 435.8112 | 473.595 | 443.6113 |  | 2124 | 0.009487% | 0.01005% | 0.009186% | 0.009309% | 0.01169% | 0.009579% |  | 2124 | 0.01005% | 0.009186% | 2124 | 3622 | 0.01216% | 6967 | 0.01227% | 0.01221% |  | 2124 | 0.01169% | 0.009579% | 0.01063% |  | 2124 | 5902 | 0.01221% | 0.01221%
| Mar | 30 | 13 | 2125 | 439.798 | 488.9171 | 456.0154 | 0.009387% | 0.009956% | 0.009068% | 0.01214% | 4485 | 0.01223% | 0.01219% |  | 8.5171 | 23.2919 | 19.1679 |  | 2125 | 431.2809 | 465.6251 | 436.8475 |  | 2125 | 0.009388% | 0.009883% | 0.009046% | 0.009309% | 0.01169% | 0.00958% |  | 2125 | 0.009883% | 0.009046% | 2125 | 3690 | 0.01216% | 5958 | 0.01226% | 0.01221% |  | 2125 | 0.01169% | 0.00958% | 0.01063% |  | 2125 | 4485 | 0.01221% | 0.01269%
| Mar | 30 | 14 | 2126 | 436.4898 | 485.6773 | 451.6831 | 0.009316% | 0.00989% | 0.008982% | 0.01214% | 705 | 0.01223% | 0.01218% |  | 8.5169 | 23.2929 | 19.1706 |  | 2126 | 427.9728 | 462.3845 | 432.5125 |  | 2126 | 0.009316% | 0.009814% | 0.008957% | 0.009309% | 0.01169% | 0.009582% |  | 2126 | 0.009814% | 0.008957% | 2126 | 4465 | 0.01216% | 4799 | 0.01226% | 0.01221% |  | 2126 | 0.01169% | 0.009582% | 0.01063% |  | 2126 | 705 | 0.01221% | 0.009461%
| Mar | 30 | 15 | 2127 | 433.2599 | 484.6347 | 447.5571 | 0.009247% | 0.009869% | 0.008899% | 0.01214% | 3080 | 0.01223% | 0.01218% |  | 8.5167 | 23.2938 | 19.1734 |  | 2127 | 424.7431 | 461.3408 | 428.3837 |  | 2127 | 0.009246% | 0.009792% | 0.008871% | 0.009309% | 0.01169% | 0.009583% |  | 2127 | 0.009792% | 0.008871% | 2127 | 1951 | 0.01216% | 6895 | 0.01226% | 0.01221% |  | 2127 | 0.01169% | 0.009583% | 0.01064% |  | 2127 | 3080 | 0.01221% | 0.01164%
| Mar | 30 | 16 | 2128 | 431.3417 | 483.983 | 447.2664 | 0.009206% | 0.009856% | 0.008894% | 0.01214% | 4203 | 0.01223% | 0.01218% |  | 8.5166 | 23.2948 | 19.1761 |  | 2128 | 422.8251 | 460.6882 | 428.0903 |  | 2128 | 0.009204% | 0.009778% | 0.008865% | 0.009309% | 0.01169% | 0.009584% |  | 2128 | 0.009778% | 0.008865% | 2128 | 8678 | 0.01216% | 3809 | 0.01226% | 0.01221% |  | 2128 | 0.01169% | 0.009584% | 0.01064% |  | 2128 | 4203 | 0.01221% | 0.0126%
| Mar | 30 | 17 | 2129 | 430.1726 | 483.741 | 448.9543 | 0.009181% | 0.009851% | 0.008927% | 0.01214% | 678 | 0.01223% | 0.01218% |  | 8.5164 | 23.2957 | 19.1789 |  | 2129 | 421.6562 | 460.4452 | 429.7754 |  | 2129 | 0.009179% | 0.009773% | 0.0089% | 0.009309% | 0.01169% | 0.009586% |  | 2129 | 0.009773% | 0.0089% | 2129 | 6425 | 0.01216% | 1445 | 0.01226% | 0.01221% |  | 2129 | 0.01169% | 0.009586% | 0.01064% |  | 2129 | 678 | 0.01221% | 0.009443%
| Mar | 30 | 18 | 2130 | 431.2062 | 484.1506 | 448.2792 | 0.009203% | 0.009859% | 0.008914% | 0.01214% | 8074 | 0.01223% | 0.01218% |  | 8.5163 | 23.2967 | 19.1817 |  | 2130 | 422.6899 | 460.8539 | 429.0975 |  | 2130 | 0.009201% | 0.009782% | 0.008886% | 0.009308% | 0.01169% | 0.009587% |  | 2130 | 0.009782% | 0.008886% | 2130 | 607 | 0.01216% | 3704 | 0.01226% | 0.01221% |  | 2130 | 0.01169% | 0.009587% | 0.01064% |  | 2130 | 8074 | 0.01221% | 0.01152%
| Mar | 30 | 19 | 2131 | 443.4186 | 491.4306 | 452.3864 | 0.009464% | 0.01001% | 0.008995% | 0.01214% | 5677 | 0.01223% | 0.01218% |  | 8.5161 | 23.2977 | 19.1844 |  | 2131 | 434.9025 | 468.133 | 433.202 |  | 2131 | 0.009467% | 0.009936% | 0.008971% | 0.009308% | 0.01169% | 0.009589% |  | 2131 | 0.009936% | 0.008971% | 2131 | 8200 | 0.01216% | 8395 | 0.01226% | 0.01221% |  | 2131 | 0.01169% | 0.009589% | 0.01064% |  | 2131 | 5677 | 0.01221% | 0.01232%
| Mar | 30 | 20 | 2132 | 454.6506 | 497.1094 | 458.0221 | 0.009704% | 0.01012% | 0.009108% | 0.01213% | 5783 | 0.01223% | 0.01218% |  | 8.5159 | 23.2986 | 19.1872 |  | 2132 | 446.1347 | 473.8108 | 438.8349 |  | 2132 | 0.009711% | 0.01006% | 0.009088% | 0.009308% | 0.01169% | 0.00959% |  | 2132 | 0.01006% | 0.009088% | 2132 | 5599 | 0.01216% | 3808 | 0.01226% | 0.01221% |  | 2132 | 0.01169% | 0.00959% | 0.01064% |  | 2132 | 5783 | 0.01221% | 0.01226%
| Mar | 30 | 21 | 2133 | 449.7834 | 492.0823 | 456.8875 | 0.0096% | 0.01002% | 0.009085% | 0.01213% | 7375 | 0.01223% | 0.01218% |  | 8.5158 | 23.2996 | 19.19 |  | 2133 | 441.2677 | 468.7827 | 437.6975 |  | 2133 | 0.009605% | 0.00995% | 0.009064% | 0.009308% | 0.01169% | 0.009591% |  | 2133 | 0.00995% | 0.009064% | 2133 | 3872 | 0.01216% | 5256 | 0.01226% | 0.01221% |  | 2133 | 0.01169% | 0.009591% | 0.01064% |  | 2133 | 7375 | 0.01221% | 0.01186%
| Mar | 30 | 22 | 2134 | 441.2077 | 486.6455 | 454.4775 | 0.009417% | 0.00991% | 0.009037% | 0.01213% | 1259 | 0.01223% | 0.01218% |  | 8.5156 | 23.3005 | 19.1927 |  | 2134 | 432.6921 | 463.345 | 435.2848 |  | 2134 | 0.009419% | 0.009834% | 0.009014% | 0.009308% | 0.01169% | 0.009593% |  | 2134 | 0.009834% | 0.009014% | 2134 | 3373 | 0.01216% | 3139 | 0.01226% | 0.01221% |  | 2134 | 0.01169% | 0.009593% | 0.01064% |  | 2134 | 1259 | 0.01221% | 0.0099%
| Mar | 30 | 23 | 2135 | 433.2611 | 481.5905 | 450.9329 | 0.009247% | 0.009807% | 0.008967% | 0.01213% | 6111 | 0.01223% | 0.01218% |  | 8.5155 | 23.3015 | 19.1955 |  | 2135 | 424.7456 | 458.289 | 431.7374 |  | 2135 | 0.009246% | 0.009727% | 0.008941% | 0.009307% | 0.01169% | 0.009594% |  | 2135 | 0.009727% | 0.008941% | 2135 | 368 | 0.01216% | 3542 | 0.01226% | 0.01221% |  | 2135 | 0.01169% | 0.009594% | 0.01064% |  | 2135 | 6111 | 0.01221% | 0.01212%
| Mar | 31 | 0 | 2136 | 430.8117 | 480.4454 | 449.8921 | 0.009195% | 0.009784% | 0.008946% | 0.01213% | 7784 | 0.01223% | 0.01218% |  | 8.5153 | 23.3024 | 19.1983 |  | 2136 | 422.2964 | 457.143 | 430.6938 |  | 2136 | 0.009193% | 0.009703% | 0.008919% | 0.009307% | 0.01169% | 0.009596% |  | 2136 | 0.009703% | 0.008919% | 2136 | 8336 | 0.01215% | 4592 | 0.01226% | 0.01221% |  | 2136 | 0.01169% | 0.009596% | 0.01064% |  | 2136 | 7784 | 0.01221% | 0.0117%
| Mar | 31 | 1 | 2137 | 433.0466 | 482.6611 | 454.0556 | 0.009242% | 0.009829% | 0.009029% | 0.01213% | 3964 | 0.01223% | 0.01218% |  | 8.5151 | 23.3034 | 19.2011 |  | 2137 | 424.5315 | 459.3577 | 434.8545 |  | 2137 | 0.009241% | 0.00975% | 0.009005% | 0.009307% | 0.01169% | 0.009597% |  | 2137 | 0.00975% | 0.009005% | 2137 | 5770 | 0.01215% | 3018 | 0.01226% | 0.01221% |  | 2137 | 0.01169% | 0.009597% | 0.01064% |  | 2137 | 3964 | 0.01221% | 0.01247%
| Mar | 31 | 2 | 2138 | 438.8197 | 480.5478 | 458.8661 | 0.009366% | 0.009786% | 0.009124% | 0.01213% | 1676 | 0.01223% | 0.01218% |  | 8.515 | 23.3043 | 19.2038 |  | 2138 | 430.3047 | 457.2435 | 439.6622 |  | 2138 | 0.009367% | 0.009705% | 0.009105% | 0.009307% | 0.01169% | 0.009598% |  | 2138 | 0.009705% | 0.009105% | 2138 | 727 | 0.01215% | 3962 | 0.01226% | 0.01221% |  | 2138 | 0.01169% | 0.009598% | 0.01065% |  | 2138 | 1676 | 0.01221% | 0.01025%
| Mar | 31 | 3 | 2139 | 444.6844 | 483.2196 | 463.0296 | 0.009491% | 0.00984% | 0.009207% | 0.01213% | 4568 | 0.01222% | 0.01218% |  | 8.5148 | 23.3053 | 19.2066 |  | 2139 | 436.1696 | 459.9144 | 443.823 |  | 2139 | 0.009495% | 0.009762% | 0.009191% | 0.009307% | 0.01169% | 0.0096% |  | 2139 | 0.009762% | 0.009191% | 2139 | 4488 | 0.01215% | 1252 | 0.01226% | 0.01221% |  | 2139 | 0.01169% | 0.0096% | 0.01065% |  | 2139 | 4568 | 0.01221% | 0.01271%
| Mar | 31 | 4 | 2140 | 456.4972 | 490.3693 | 469.2842 | 0.009743% | 0.009986% | 0.009332% | 0.01213% | 5043 | 0.01222% | 0.01218% |  | 8.5147 | 23.3062 | 19.2094 |  | 2140 | 447.9826 | 467.0631 | 450.0748 |  | 2140 | 0.009752% | 0.009913% | 0.00932% | 0.009307% | 0.01169% | 0.009601% |  | 2140 | 0.009913% | 0.00932% | 2140 | 1568 | 0.01215% | 5303 | 0.01226% | 0.01221% |  | 2140 | 0.01169% | 0.009601% | 0.01065% |  | 2140 | 5043 | 0.01221% | 0.01264%
| Mar | 31 | 5 | 2141 | 486.031 | 504.5105 | 482.131 | 0.01037% | 0.01027% | 0.009587% | 0.01213% | 5742 | 0.01222% | 0.01218% |  | 8.5145 | 23.3072 | 19.2122 |  | 2141 | 477.5165 | 481.2033 | 462.9188 |  | 2141 | 0.01039% | 0.01021% | 0.009586% | 0.009306% | 0.01169% | 0.009602% |  | 2141 | 0.01021% | 0.009586% | 2141 | 5552 | 0.01215% | 1368 | 0.01226% | 0.01221% |  | 2141 | 0.01169% | 0.009602% | 0.01065% |  | 2141 | 5742 | 0.01221% | 0.01229%
| Mar | 31 | 6 | 2142 | 510.9387 | 520.979 | 498.5318 | 0.0109% | 0.01061% | 0.009913% | 0.01213% | 3427 | 0.01222% | 0.01218% |  | 8.5143 | 23.3081 | 19.215 |  | 2142 | 502.4243 | 497.6709 | 479.3169 |  | 2142 | 0.01094% | 0.01056% | 0.009926% | 0.009306% | 0.0117% | 0.009604% |  | 2142 | 0.01056% | 0.009926% | 2142 | 4586 | 0.01215% | 1088 | 0.01226% | 0.0122% |  | 2142 | 0.0117% | 0.009604% | 0.01065% |  | 2142 | 3427 | 0.0122% | 0.01201%
| Mar | 31 | 7 | 2143 | 495.7254 | 530.2978 | 503.4174 | 0.01058% | 0.0108% | 0.01001% | 0.01213% | 356 | 0.01222% | 0.01218% |  | 8.5142 | 23.3091 | 19.2178 |  | 2143 | 487.2113 | 506.9888 | 484.1996 |  | 2143 | 0.01061% | 0.01076% | 0.01003% | 0.009306% | 0.0117% | 0.009605% |  | 2143 | 0.01076% | 0.01003% | 2143 | 4447 | 0.01215% | 3810 | 0.01226% | 0.0122% |  | 2143 | 0.0117% | 0.009605% | 0.01065% |  | 2143 | 356 | 0.0122% | 0.009256%
| Mar | 31 | 8 | 2144 | 465.2096 | 532.0946 | 494.3402 | 0.009929% | 0.01084% | 0.00983% | 0.01213% | 353 | 0.01222% | 0.01218% |  | 8.514 | 23.31 | 19.2205 |  | 2144 | 456.6956 | 508.7846 | 475.1197 |  | 2144 | 0.009941% | 0.0108% | 0.009839% | 0.009306% | 0.0117% | 0.009607% |  | 2144 | 0.0108% | 0.009839% | 2144 | 7629 | 0.01215% | 4970 | 0.01226% | 0.0122% |  | 2144 | 0.0117% | 0.009607% | 0.01065% |  | 2144 | 353 | 0.0122% | 0.009255%
| Mar | 31 | 9 | 2145 | 443.4183 | 521.4259 | 481.7184 | 0.009464% | 0.01062% | 0.009579% | 0.01213% | 3015 | 0.01222% | 0.01217% |  | 8.5139 | 23.311 | 19.2233 |  | 2145 | 434.9045 | 498.1149 | 462.4951 |  | 2145 | 0.009467% | 0.01057% | 0.009578% | 0.009306% | 0.0117% | 0.009608% |  | 2145 | 0.01057% | 0.009578% | 2145 | 4022 | 0.01215% | 5766 | 0.01226% | 0.0122% |  | 2145 | 0.0117% | 0.009608% | 0.01065% |  | 2145 | 3015 | 0.0122% | 0.01157%
| Mar | 31 | 10 | 2146 | 432.311 | 510.5337 | 468.7872 | 0.009227% | 0.0104% | 0.009322% | 0.01213% | 3139 | 0.01222% | 0.01217% |  | 8.5137 | 23.3119 | 19.2261 |  | 2146 | 423.7973 | 487.2218 | 449.5611 |  | 2146 | 0.009225% | 0.01034% | 0.00931% | 0.009306% | 0.0117% | 0.009609% |  | 2146 | 0.01034% | 0.00931% | 2146 | 6424 | 0.01215% | 1468 | 0.01225% | 0.0122% |  | 2146 | 0.0117% | 0.009609% | 0.01065% |  | 2146 | 3139 | 0.0122% | 0.01171%
| Mar | 31 | 11 | 2147 | 427.5654 | 503.4771 | 457.6939 | 0.009125% | 0.01025% | 0.009101% | 0.01212% | 559 | 0.01222% | 0.01217% |  | 8.5135 | 23.3129 | 19.2289 |  | 2147 | 419.0518 | 480.1643 | 438.465 |  | 2147 | 0.009122% | 0.01019% | 0.00908% | 0.009305% | 0.0117% | 0.009611% |  | 2147 | 0.01019% | 0.00908% | 2147 | 8409 | 0.01214% | 5552 | 0.01225% | 0.0122% |  | 2147 | 0.0117% | 0.009611% | 0.01065% |  | 2147 | 559 | 0.0122% | 0.009368%
| Mar | 31 | 12 | 2148 | 428.1761 | 497.7332 | 450.4734 | 0.009139% | 0.01014% | 0.008957% | 0.01212% | 5364 | 0.01222% | 0.01217% |  | 8.5134 | 23.3138 | 19.2317 |  | 2148 | 419.6627 | 474.4194 | 431.2417 |  | 2148 | 0.009135% | 0.01007% | 0.00893% | 0.009305% | 0.0117% | 0.009612% |  | 2148 | 0.01007% | 0.00893% | 2148 | 5090 | 0.01214% | 856 | 0.01225% | 0.0122% |  | 2148 | 0.0117% | 0.009612% | 0.01066% |  | 2148 | 5364 | 0.0122% | 0.0125%
| Mar | 31 | 13 | 2149 | 426.5038 | 488.7867 | 443.5999 | 0.009103% | 0.009953% | 0.008821% | 0.01212% | 3562 | 0.01222% | 0.01217% |  | 8.5132 | 23.3148 | 19.2345 |  | 2149 | 417.9906 | 465.472 | 424.3654 |  | 2149 | 0.009099% | 0.00988% | 0.008788% | 0.009305% | 0.0117% | 0.009614% |  | 2149 | 0.00988% | 0.008788% | 2149 | 7599 | 0.01214% | 511 | 0.01225% | 0.0122% |  | 2149 | 0.0117% | 0.009614% | 0.01066% |  | 2149 | 3562 | 0.0122% | 0.01213%
| Mar | 31 | 14 | 2150 | 421.2776 | 480.1661 | 441.0399 | 0.008991% | 0.009778% | 0.00877% | 0.01212% | 5397 | 0.01222% | 0.01217% |  | 8.5131 | 23.3157 | 19.2373 |  | 2150 | 412.7645 | 456.8504 | 421.8026 |  | 2150 | 0.008985% | 0.009697% | 0.008735% | 0.009305% | 0.0117% | 0.009615% |  | 2150 | 0.009697% | 0.008735% | 2150 | 4588 | 0.01214% | 5950 | 0.01225% | 0.0122% |  | 2150 | 0.0117% | 0.009615% | 0.01066% |  | 2150 | 5397 | 0.0122% | 0.01248%
| Mar | 31 | 15 | 2151 | 419.6968 | 473.3702 | 439.774 | 0.008958% | 0.009639% | 0.008745% | 0.01212% | 330 | 0.01222% | 0.01217% |  | 8.5129 | 23.3166 | 19.2401 |  | 2151 | 411.1839 | 450.0535 | 420.5339 |  | 2151 | 0.008951% | 0.009552% | 0.008709% | 0.009305% | 0.0117% | 0.009616% |  | 2151 | 0.009552% | 0.008709% | 2151 | 5374 | 0.01214% | 199 | 0.01225% | 0.0122% |  | 2151 | 0.0117% | 0.009616% | 0.01066% |  | 2151 | 330 | 0.0122% | 0.009245%
| Mar | 31 | 16 | 2152 | 421.332 | 472.2903 | 439.5114 | 0.008992% | 0.009617% | 0.008739% | 0.01212% | 4282 | 0.01222% | 0.01217% |  | 8.5128 | 23.3176 | 19.2429 |  | 2152 | 412.8192 | 448.9727 | 420.2685 |  | 2152 | 0.008986% | 0.009529% | 0.008703% | 0.009305% | 0.0117% | 0.009618% |  | 2152 | 0.009529% | 0.008703% | 2152 | 1259 | 0.01214% | 4920 | 0.01225% | 0.0122% |  | 2152 | 0.0117% | 0.009618% | 0.01066% |  | 2152 | 4282 | 0.0122% | 0.01264%
| Mar | 31 | 17 | 2153 | 419.744 | 473.7519 | 438.9113 | 0.008959% | 0.009647% | 0.008728% | 0.01212% | 6871 | 0.01222% | 0.01217% |  | 8.5126 | 23.3185 | 19.2457 |  | 2153 | 411.2314 | 450.4333 | 419.6656 |  | 2153 | 0.008952% | 0.00956% | 0.008691% | 0.009304% | 0.0117% | 0.009619% |  | 2153 | 0.00956% | 0.008691% | 2153 | 7570 | 0.01214% | 5233 | 0.01225% | 0.0122% |  | 2153 | 0.0117% | 0.009619% | 0.01066% |  | 2153 | 6871 | 0.0122% | 0.01195%
| Mar | 31 | 18 | 2154 | 419.0602 | 475.5393 | 441.8276 | 0.008944% | 0.009684% | 0.008786% | 0.01212% | 5682 | 0.01222% | 0.01217% |  | 8.5125 | 23.3195 | 19.2485 |  | 2154 | 410.5478 | 452.2198 | 422.5791 |  | 2154 | 0.008937% | 0.009598% | 0.008751% | 0.009304% | 0.0117% | 0.009621% |  | 2154 | 0.009598% | 0.008751% | 2154 | 8682 | 0.01214% | 1235 | 0.01225% | 0.0122% |  | 2154 | 0.0117% | 0.009621% | 0.01066% |  | 2154 | 5682 | 0.0122% | 0.01232%
| Mar | 31 | 19 | 2155 | 426.0244 | 486.2825 | 449.2638 | 0.009093% | 0.009902% | 0.008933% | 0.01212% | 8396 | 0.01222% | 0.01217% |  | 8.5123 | 23.3204 | 19.2513 |  | 2155 | 417.5121 | 462.962 | 430.0125 |  | 2155 | 0.009088% | 0.009826% | 0.008905% | 0.009304% | 0.0117% | 0.009622% |  | 2155 | 0.009826% | 0.008905% | 2155 | 36 | 0.01214% | 5890 | 0.01225% | 0.0122% |  | 2155 | 0.0117% | 0.009622% | 0.01066% |  | 2155 | 8396 | 0.0122% | 0.01127%
| Mar | 31 | 20 | 2156 | 431.1511 | 497.547 | 456.1467 | 0.009202% | 0.01013% | 0.00907% | 0.01212% | 1270 | 0.01222% | 0.01217% |  | 8.5121 | 23.3214 | 19.2541 |  | 2156 | 422.639 | 474.2256 | 436.8925 |  | 2156 | 0.0092% | 0.01007% | 0.009047% | 0.009304% | 0.0117% | 0.009623% |  | 2156 | 0.01007% | 0.009047% | 2156 | 4154 | 0.01214% | 3583 | 0.01225% | 0.01219% |  | 2156 | 0.0117% | 0.009623% | 0.01066% |  | 2156 | 1270 | 0.01219% | 0.00991%
| Mar | 31 | 21 | 2157 | 427.7936 | 499.2506 | 452.0394 | 0.00913% | 0.01017% | 0.008989% | 0.01212% | 8389 | 0.01222% | 0.01217% |  | 8.512 | 23.3223 | 19.2569 |  | 2157 | 419.2816 | 475.9283 | 432.7825 |  | 2157 | 0.009127% | 0.0101% | 0.008962% | 0.009304% | 0.0117% | 0.009625% |  | 2157 | 0.0101% | 0.008962% | 2157 | 8204 | 0.01214% | 1348 | 0.01225% | 0.01219% |  | 2157 | 0.0117% | 0.009625% | 0.01066% |  | 2157 | 8389 | 0.01219% | 0.01128%
| Mar | 31 | 22 | 2158 | 419.536 | 496.0202 | 444.819 | 0.008954% | 0.0101% | 0.008845% | 0.01212% | 5234 | 0.01222% | 0.01217% |  | 8.5118 | 23.3233 | 19.2598 |  | 2158 | 411.0242 | 472.6969 | 425.5592 |  | 2158 | 0.008947% | 0.01003% | 0.008813% | 0.009304% | 0.0117% | 0.009626% |  | 2158 | 0.01003% | 0.008813% | 2158 | 4511 | 0.01214% | 1565 | 0.01225% | 0.01219% |  | 2158 | 0.0117% | 0.009626% | 0.01066% |  | 2158 | 5234 | 0.01219% | 0.01256%
| Mar | 31 | 23 | 2159 | 412.0462 | 492.8364 | 441.0118 | 0.008794% | 0.01004% | 0.008769% | 0.01212% | 5257 | 0.01222% | 0.01217% |  | 8.5117 | 23.3242 | 19.2626 |  | 2159 | 403.5345 | 469.5122 | 421.7492 |  | 2159 | 0.008784% | 0.009965% | 0.008734% | 0.009303% | 0.0117% | 0.009628% |  | 2159 | 0.009965% | 0.008734% | 2159 | 1520 | 0.01214% | 34 | 0.01224% | 0.01219% |  | 2159 | 0.0117% | 0.009628% | 0.01067% |  | 2159 | 5257 | 0.01219% | 0.01255%
| Apr | 1 | 0 | 2160 | 408.1234 | 490.8814 | 440.0835 | 0.008711% | 0.009996% | 0.008751% | 0.01212% | 1029 | 0.01221% | 0.01217% |  | 8.5115 | 23.3252 | 19.2654 |  | 2160 | 399.6119 | 467.5562 | 420.8181 |  | 2160 | 0.008699% | 0.009924% | 0.008714% | 0.009303% | 0.0117% | 0.009629% |  | 2160 | 0.009924% | 0.008714% | 2160 | 1014 | 0.01214% | 4182 | 0.01224% | 0.01219% |  | 2160 | 0.0117% | 0.009629% | 0.01067% |  | 2160 | 1029 | 0.01219% | 0.009705%
| Apr | 1 | 1 | 2161 | 408.7256 | 490.1366 | 441.762 | 0.008723% | 0.009981% | 0.008784% | 0.01211% | 1245 | 0.01221% | 0.01216% |  | 8.5114 | 23.3261 | 19.2682 |  | 2161 | 400.2142 | 466.8105 | 422.4938 |  | 2161 | 0.008712% | 0.009908% | 0.008749% | 0.009303% | 0.0117% | 0.00963% |  | 2161 | 0.009908% | 0.008749% | 2161 | 8504 | 0.01214% | 5567 | 0.01224% | 0.01219% |  | 2161 | 0.0117% | 0.00963% | 0.01067% |  | 2161 | 1245 | 0.01219% | 0.009888%
| Apr | 1 | 2 | 2162 | 411.6378 | 493.2646 | 444.8002 | 0.008786% | 0.01004% | 0.008845% | 0.01211% | 917 | 0.01221% | 0.01216% |  | 8.5112 | 23.327 | 19.271 |  | 2162 | 403.1265 | 469.9376 | 425.5292 |  | 2162 | 0.008775% | 0.009974% | 0.008812% | 0.009303% | 0.0117% | 0.009632% |  | 2162 | 0.009974% | 0.008812% | 2162 | 4177 | 0.01214% | 6966 | 0.01224% | 0.01219% |  | 2162 | 0.0117% | 0.009632% | 0.01067% |  | 2162 | 917 | 0.01219% | 0.009616%
| Apr | 1 | 3 | 2163 | 416.4371 | 497.1932 | 448.6824 | 0.008888% | 0.01012% | 0.008922% | 0.01211% | 1500 | 0.01221% | 0.01216% |  | 8.5111 | 23.328 | 19.2738 |  | 2163 | 407.926 | 473.8652 | 429.4085 |  | 2163 | 0.00888% | 0.01006% | 0.008892% | 0.009303% | 0.01171% | 0.009633% |  | 2163 | 0.01006% | 0.008892% | 2163 | 3767 | 0.01214% | 3079 | 0.01224% | 0.01219% |  | 2163 | 0.01171% | 0.009633% | 0.01067% |  | 2163 | 1500 | 0.01219% | 0.01011%
| Apr | 1 | 4 | 2164 | 422.4228 | 500.0419 | 461.8105 | 0.009016% | 0.01018% | 0.009183% | 0.01211% | 4082 | 0.01221% | 0.01216% |  | 8.5109 | 23.3289 | 19.2767 |  | 2164 | 413.9119 | 476.713 | 442.5339 |  | 2164 | 0.00901% | 0.01012% | 0.009164% | 0.009303% | 0.01171% | 0.009635% |  | 2164 | 0.01012% | 0.009164% | 2164 | 34 | 0.01214% | 3963 | 0.01224% | 0.01219% |  | 2164 | 0.01171% | 0.009635% | 0.01067% |  | 2164 | 4082 | 0.01219% | 0.01255%
| Apr | 1 | 5 | 2165 | 432.9446 | 505.6835 | 481.5965 | 0.00924% | 0.0103% | 0.009576% | 0.01211% | 3018 | 0.01221% | 0.01216% |  | 8.5108 | 23.3299 | 19.2795 |  | 2165 | 424.4338 | 482.3536 | 462.317 |  | 2165 | 0.009239% | 0.01024% | 0.009574% | 0.009302% | 0.01171% | 0.009636% |  | 2165 | 0.01024% | 0.009574% | 2165 | 4853 | 0.01214% | 5409 | 0.01224% | 0.01219% |  | 2165 | 0.01171% | 0.009636% | 0.01067% |  | 2165 | 3018 | 0.01219% | 0.01157%
| Apr | 1 | 6 | 2166 | 444.1932 | 516.3987 | 504.6833 | 0.00948% | 0.01052% | 0.01004% | 0.01211% | 5789 | 0.01221% | 0.01216% |  | 8.5106 | 23.3308 | 19.2823 |  | 2166 | 435.6826 | 493.0679 | 485.401 |  | 2166 | 0.009484% | 0.01047% | 0.01005% | 0.009302% | 0.01171% | 0.009638% |  | 2166 | 0.01047% | 0.01005% | 2166 | 4202 | 0.01214% | 1087 | 0.01224% | 0.01219% |  | 2166 | 0.01171% | 0.009638% | 0.01067% |  | 2166 | 5789 | 0.01219% | 0.01226%
| Apr | 1 | 7 | 2167 | 451.8236 | 531.8246 | 507.7778 | 0.009643% | 0.01083% | 0.0101% | 0.01211% | 7999 | 0.01221% | 0.01216% |  | 8.5104 | 23.3317 | 19.2851 |  | 2167 | 443.3131 | 508.4929 | 488.4926 |  | 2167 | 0.00965% | 0.01079% | 0.01012% | 0.009302% | 0.01171% | 0.009639% |  | 2167 | 0.01079% | 0.01012% | 2167 | 3960 | 0.01214% | 3427 | 0.01224% | 0.01219% |  | 2167 | 0.01171% | 0.009639% | 0.01067% |  | 2167 | 7999 | 0.01219% | 0.01157%
| Apr | 1 | 8 | 2168 | 450.3889 | 532.3925 | 496.6657 | 0.009613% | 0.01084% | 0.009876% | 0.01211% | 751 | 0.01221% | 0.01216% |  | 8.5103 | 23.3327 | 19.288 |  | 2168 | 441.8786 | 509.0598 | 477.3778 |  | 2168 | 0.009619% | 0.0108% | 0.009886% | 0.009302% | 0.01171% | 0.00964% |  | 2168 | 0.0108% | 0.009886% | 2168 | 6918 | 0.01213% | 5068 | 0.01224% | 0.01219% |  | 2168 | 0.01171% | 0.00964% | 0.01067% |  | 2168 | 751 | 0.01219% | 0.009493%
| Apr | 1 | 9 | 2169 | 446.6048 | 514.9837 | 484.044 | 0.009532% | 0.01049% | 0.009625% | 0.01211% | 1157 | 0.01221% | 0.01216% |  | 8.5101 | 23.3336 | 19.2908 |  | 2169 | 438.0946 | 491.6501 | 464.7532 |  | 2169 | 0.009536% | 0.01044% | 0.009624% | 0.009302% | 0.01171% | 0.009642% |  | 2169 | 0.01044% | 0.009624% | 2169 | 5208 | 0.01213% | 8456 | 0.01224% | 0.01219% |  | 2169 | 0.01171% | 0.009642% | 0.01067% |  | 2169 | 1157 | 0.01219% | 0.009812%
| Apr | 1 | 10 | 2170 | 439.736 | 503.9054 | 474.6949 | 0.009385% | 0.01026% | 0.009439% | 0.01211% | 4341 | 0.01221% | 0.01216% |  | 8.51 | 23.3346 | 19.2936 |  | 2170 | 431.226 | 480.5708 | 455.4012 |  | 2170 | 0.009387% | 0.0102% | 0.009431% | 0.009302% | 0.01171% | 0.009643% |  | 2170 | 0.0102% | 0.009431% | 2170 | 5917 | 0.01213% | 329 | 0.01224% | 0.01219% |  | 2170 | 0.01171% | 0.009643% | 0.01068% |  | 2170 | 4341 | 0.01219% | 0.01266%
| Apr | 1 | 11 | 2171 | 427.7392 | 495.7502 | 467.24 | 0.009129% | 0.0101% | 0.009291% | 0.01211% | 855 | 0.01221% | 0.01216% |  | 8.5098 | 23.3355 | 19.2965 |  | 2171 | 419.2294 | 472.4147 | 447.9435 |  | 2171 | 0.009126% | 0.01003% | 0.009276% | 0.009301% | 0.01171% | 0.009645% |  | 2171 | 0.01003% | 0.009276% | 2171 | 67 | 0.01213% | 1529 | 0.01224% | 0.01219% |  | 2171 | 0.01171% | 0.009645% | 0.01068% |  | 2171 | 855 | 0.01219% | 0.009568%
| Apr | 1 | 12 | 2172 | 419.7523 | 488.3492 | 463.0108 | 0.008959% | 0.009944% | 0.009207% | 0.01211% | 8216 | 0.01221% | 0.01216% |  | 8.5097 | 23.3365 | 19.2993 |  | 2172 | 411.2426 | 465.0127 | 443.7115 |  | 2172 | 0.008952% | 0.00987% | 0.009189% | 0.009301% | 0.01171% | 0.009646% |  | 2172 | 0.00987% | 0.009189% | 2172 | 3683 | 0.01213% | 4758 | 0.01224% | 0.01219% |  | 2172 | 0.01171% | 0.009646% | 0.01068% |  | 2172 | 8216 | 0.01219% | 0.01142%
| Apr | 1 | 13 | 2173 | 414.358 | 483.2383 | 463.2453 | 0.008844% | 0.00984% | 0.009211% | 0.01211% | 5735 | 0.01221% | 0.01216% |  | 8.5095 | 23.3374 | 19.3022 |  | 2173 | 405.8485 | 459.9009 | 443.9431 |  | 2173 | 0.008834% | 0.009761% | 0.009193% | 0.009301% | 0.01171% | 0.009647% |  | 2173 | 0.009761% | 0.009193% | 2173 | 5895 | 0.01213% | 4734 | 0.01224% | 0.01219% |  | 2173 | 0.01171% | 0.009647% | 0.01068% |  | 2173 | 5735 | 0.01219% | 0.01229%
| Apr | 1 | 14 | 2174 | 409.8723 | 473.2771 | 460.3289 | 0.008748% | 0.009638% | 0.009153% | 0.01211% | 4376 | 0.01221% | 0.01216% |  | 8.5094 | 23.3383 | 19.305 |  | 2174 | 401.3629 | 449.9387 | 441.0239 |  | 2174 | 0.008737% | 0.00955% | 0.009133% | 0.009301% | 0.01171% | 0.009649% |  | 2174 | 0.00955% | 0.009133% | 2174 | 8456 | 0.01213% | 3804 | 0.01224% | 0.01219% |  | 2174 | 0.01171% | 0.009649% | 0.01068% |  | 2174 | 4376 | 0.01219% | 0.01267%
| Apr | 1 | 15 | 2175 | 406.9094 | 470.1118 | 459.1849 | 0.008685% | 0.009573% | 0.009131% | 0.01211% | 3657 | 0.01221% | 0.01216% |  | 8.5092 | 23.3393 | 19.3078 |  | 2175 | 398.4002 | 446.7726 | 439.8771 |  | 2175 | 0.008672% | 0.009483% | 0.009109% | 0.009301% | 0.01171% | 0.00965% |  | 2175 | 0.009483% | 0.009109% | 2175 | 1950 | 0.01213% | 4081 | 0.01224% | 0.01219% |  | 2175 | 0.01171% | 0.00965% | 0.01068% |  | 2175 | 3657 | 0.01219% | 0.01222%
| Apr | 1 | 16 | 2176 | 405.96 | 472.9978 | 456.2217 | 0.008664% | 0.009632% | 0.009072% | 0.01211% | 5065 | 0.01221% | 0.01216% |  | 8.5091 | 23.3402 | 19.3107 |  | 2176 | 397.451 | 449.6576 | 436.911 |  | 2176 | 0.008652% | 0.009544% | 0.009048% | 0.009301% | 0.01171% | 0.009652% |  | 2176 | 0.009544% | 0.009048% | 2176 | 5726 | 0.01213% | 7905 | 0.01224% | 0.01219% |  | 2176 | 0.01171% | 0.009652% | 0.01068% |  | 2176 | 5065 | 0.01219% | 0.01263%
| Apr | 1 | 17 | 2177 | 406.0468 | 477.727 | 455.5184 | 0.008666% | 0.009728% | 0.009058% | 0.01211% | 5650 | 0.01221% | 0.01216% |  | 8.5089 | 23.3411 | 19.3135 |  | 2177 | 397.5379 | 454.3859 | 436.2049 |  | 2177 | 0.008654% | 0.009644% | 0.009033% | 0.0093% | 0.01171% | 0.009653% |  | 2177 | 0.009644% | 0.009033% | 2177 | 5725 | 0.01213% | 1635 | 0.01224% | 0.01219% |  | 2177 | 0.01171% | 0.009653% | 0.01068% |  | 2177 | 5650 | 0.01219% | 0.01234%
| Apr | 1 | 18 | 2178 | 409.121 | 481.1436 | 455.8466 | 0.008732% | 0.009798% | 0.009064% | 0.01211% | 905 | 0.01221% | 0.01216% |  | 8.5088 | 23.3421 | 19.3164 |  | 2178 | 400.6122 | 457.8015 | 436.5302 |  | 2178 | 0.00872% | 0.009717% | 0.00904% | 0.0093% | 0.01171% | 0.009655% |  | 2178 | 0.009717% | 0.00904% | 2178 | 7545 | 0.01213% | 4727 | 0.01224% | 0.01218% |  | 2178 | 0.01171% | 0.009655% | 0.01068% |  | 2178 | 905 | 0.01218% | 0.009606%
| Apr | 1 | 19 | 2179 | 416.3871 | 493.9628 | 461.548 | 0.008887% | 0.01006% | 0.009178% | 0.01211% | 3831 | 0.01221% | 0.01216% |  | 8.5086 | 23.343 | 19.3192 |  | 2179 | 407.8784 | 470.6198 | 442.2287 |  | 2179 | 0.008879% | 0.009989% | 0.009158% | 0.0093% | 0.01171% | 0.009656% |  | 2179 | 0.009989% | 0.009158% | 2179 | 3818 | 0.01213% | 3750 | 0.01224% | 0.01218% |  | 2179 | 0.01171% | 0.009656% | 0.01068% |  | 2179 | 3831 | 0.01218% | 0.01237%
| Apr | 1 | 20 | 2180 | 426.0888 | 508.9046 | 468.0745 | 0.009094% | 0.01036% | 0.009307% | 0.01211% | 322 | 0.01221% | 0.01216% |  | 8.5085 | 23.344 | 19.3221 |  | 2180 | 417.5804 | 485.5606 | 448.7525 |  | 2180 | 0.00909% | 0.01031% | 0.009293% | 0.0093% | 0.01171% | 0.009657% |  | 2180 | 0.01031% | 0.009293% | 2180 | 69 | 0.01213% | 5137 | 0.01224% | 0.01218% |  | 2180 | 0.01171% | 0.009657% | 0.01069% |  | 2180 | 322 | 0.01218% | 0.009241%
| Apr | 1 | 21 | 2181 | 423.7544 | 512.9542 | 461.201 | 0.009044% | 0.01045% | 0.009171% | 0.01211% | 1758 | 0.0122% | 0.01216% |  | 8.5083 | 23.3449 | 19.3249 |  | 2181 | 415.2461 | 489.6093 | 441.8761 |  | 2181 | 0.009039% | 0.01039% | 0.009151% | 0.0093% | 0.01171% | 0.009659% |  | 2181 | 0.01039% | 0.009151% | 2181 | 5191 | 0.01213% | 1439 | 0.01224% | 0.01218% |  | 2181 | 0.01171% | 0.009659% | 0.01069% |  | 2181 | 1758 | 0.01218% | 0.01032%
| Apr | 1 | 22 | 2182 | 417.4636 | 509.6587 | 451.8331 | 0.00891% | 0.01038% | 0.008984% | 0.01211% | 5313 | 0.0122% | 0.01216% |  | 8.5082 | 23.3458 | 19.3278 |  | 2182 | 408.9554 | 486.3128 | 432.5054 |  | 2182 | 0.008902% | 0.01032% | 0.008956% | 0.0093% | 0.01171% | 0.00966% |  | 2182 | 0.01032% | 0.008956% | 2182 | 273 | 0.01213% | 1685 | 0.01224% | 0.01218% |  | 2182 | 0.01171% | 0.00966% | 0.01069% |  | 2182 | 5313 | 0.01218% | 0.01252%
| Apr | 1 | 23 | 2183 | 412.4597 | 506.6424 | 443.3842 | 0.008803% | 0.01032% | 0.008816% | 0.01211% | 4544 | 0.0122% | 0.01215% |  | 8.508 | 23.3468 | 19.3306 |  | 2183 | 403.9516 | 483.2956 | 424.0536 |  | 2183 | 0.008793% | 0.01026% | 0.008781% | 0.009299% | 0.01171% | 0.009662% |  | 2183 | 0.01026% | 0.008781% | 2183 | 5791 | 0.01212% | 182 | 0.01224% | 0.01218% |  | 2183 | 0.01171% | 0.009662% | 0.01069% |  | 2183 | 4544 | 0.01218% | 0.0127%
| Apr | 2 | 0 | 2184 | 409.8685 | 506.4748 | 442.7091 | 0.008748% | 0.01031% | 0.008803% | 0.01211% | 821 | 0.0122% | 0.01215% |  | 8.5079 | 23.3477 | 19.3335 |  | 2184 | 401.3606 | 483.1271 | 423.3756 |  | 2184 | 0.008737% | 0.01025% | 0.008767% | 0.009299% | 0.01172% | 0.009663% |  | 2184 | 0.01025% | 0.008767% | 2184 | 4020 | 0.01212% | 1250 | 0.01224% | 0.01218% |  | 2184 | 0.01172% | 0.009663% | 0.01069% |  | 2184 | 821 | 0.01218% | 0.009543%
| Apr | 2 | 1 | 2185 | 410.637 | 509.7145 | 445.4941 | 0.008764% | 0.01038% | 0.008858% | 0.0121% | 4438 | 0.0122% | 0.01215% |  | 8.5077 | 23.3486 | 19.3364 |  | 2185 | 402.1292 | 486.3659 | 426.1578 |  | 2185 | 0.008754% | 0.01032% | 0.008825% | 0.009299% | 0.01172% | 0.009665% |  | 2185 | 0.01032% | 0.008825% | 2185 | 5731 | 0.01212% | 3787 | 0.01224% | 0.01218% |  | 2185 | 0.01172% | 0.009665% | 0.01069% |  | 2185 | 4438 | 0.01218% | 0.01268%
| Apr | 2 | 2 | 2186 | 412.1749 | 515.9984 | 450.9986 | 0.008797% | 0.01051% | 0.008968% | 0.0121% | 4330 | 0.0122% | 0.01215% |  | 8.5076 | 23.3496 | 19.3392 |  | 2186 | 403.6673 | 492.6489 | 431.6593 |  | 2186 | 0.008787% | 0.01046% | 0.008939% | 0.009299% | 0.01172% | 0.009666% |  | 2186 | 0.01046% | 0.008939% | 2186 | 6064 | 0.01212% | 706 | 0.01224% | 0.01218% |  | 2186 | 0.01172% | 0.009666% | 0.01069% |  | 2186 | 4330 | 0.01218% | 0.01265%
| Apr | 2 | 3 | 2187 | 417.6884 | 532.0108 | 457.7689 | 0.008915% | 0.01083% | 0.009103% | 0.0121% | 4390 | 0.0122% | 0.01215% |  | 8.5074 | 23.3505 | 19.3421 |  | 2187 | 409.1809 | 508.6603 | 438.4269 |  | 2187 | 0.008907% | 0.0108% | 0.009079% | 0.009299% | 0.01172% | 0.009667% |  | 2187 | 0.0108% | 0.009079% | 2187 | 4155 | 0.01212% | 1075 | 0.01223% | 0.01218% |  | 2187 | 0.01172% | 0.009667% | 0.01069% |  | 2187 | 4390 | 0.01218% | 0.01267%
| Apr | 2 | 4 | 2188 | 425.3726 | 546.3661 | 468.5528 | 0.009079% | 0.01113% | 0.009317% | 0.0121% | 3803 | 0.0122% | 0.01215% |  | 8.5073 | 23.3514 | 19.345 |  | 2188 | 416.8653 | 523.0146 | 449.2078 |  | 2188 | 0.009074% | 0.0111% | 0.009302% | 0.009299% | 0.01172% | 0.009669% |  | 2188 | 0.0111% | 0.009302% | 2188 | 7598 | 0.01212% | 5990 | 0.01223% | 0.01218% |  | 2188 | 0.01172% | 0.009669% | 0.01069% |  | 2188 | 3803 | 0.01218% | 0.01235%
| Apr | 2 | 5 | 2189 | 436.5799 | 567.9083 | 491.3582 | 0.009318% | 0.01156% | 0.00977% | 0.0121% | 6753 | 0.0122% | 0.01215% |  | 8.5071 | 23.3524 | 19.3478 |  | 2189 | 428.0728 | 544.5559 | 472.0104 |  | 2189 | 0.009318% | 0.01156% | 0.009775% | 0.009298% | 0.01172% | 0.00967% |  | 2189 | 0.01156% | 0.009775% | 2189 | 4520 | 0.01212% | 5041 | 0.01223% | 0.01218% |  | 2189 | 0.01172% | 0.00967% | 0.01069% |  | 2189 | 6753 | 0.01218% | 0.01196%
| Apr | 2 | 6 | 2190 | 449.051 | 591.5451 | 517.3144 | 0.009584% | 0.01205% | 0.01029% | 0.0121% | 1074 | 0.0122% | 0.01215% |  | 8.507 | 23.3533 | 19.3507 |  | 2190 | 440.544 | 568.1918 | 497.9638 |  | 2190 | 0.00959% | 0.01206% | 0.01031% | 0.009298% | 0.01172% | 0.009672% |  | 2190 | 0.01206% | 0.01031% | 2190 | 4203 | 0.01212% | 876 | 0.01223% | 0.01218% |  | 2190 | 0.01172% | 0.009672% | 0.01069% |  | 2190 | 1074 | 0.01218% | 0.009742%
| Apr | 2 | 7 | 2191 | 455.1027 | 584.5071 | 519.7244 | 0.009713% | 0.0119% | 0.01033% | 0.0121% | 3079 | 0.0122% | 0.01215% |  | 8.5069 | 23.3543 | 19.3536 |  | 2191 | 446.5958 | 561.1529 | 500.3708 |  | 2191 | 0.009721% | 0.01191% | 0.01036% | 0.009298% | 0.01172% | 0.009673% |  | 2191 | 0.01191% | 0.01036% | 2191 | 1222 | 0.01212% | 1244 | 0.01223% | 0.01218% |  | 2191 | 0.01172% | 0.009673% | 0.0107% |  | 2191 | 3079 | 0.01218% | 0.01164%
| Apr | 2 | 8 | 2192 | 453.0553 | 572.6189 | 508.8749 | 0.009669% | 0.01166% | 0.01012% | 0.0121% | 1342 | 0.0122% | 0.01215% |  | 8.5067 | 23.3552 | 19.3564 |  | 2192 | 444.5486 | 549.2637 | 489.5185 |  | 2192 | 0.009677% | 0.01166% | 0.01014% | 0.009298% | 0.01172% | 0.009675% |  | 2192 | 0.01166% | 0.01014% | 2192 | 3476 | 0.01212% | 1335 | 0.01223% | 0.01218% |  | 2192 | 0.01172% | 0.009675% | 0.0107% |  | 2192 | 1342 | 0.01218% | 0.009972%
| Apr | 2 | 9 | 2193 | 445.9284 | 564.3614 | 496.1219 | 0.009517% | 0.01149% | 0.009865% | 0.0121% | 7783 | 0.0122% | 0.01215% |  | 8.5066 | 23.3561 | 19.3593 |  | 2193 | 437.4219 | 541.0052 | 476.7626 |  | 2193 | 0.009522% | 0.01148% | 0.009873% | 0.009298% | 0.01172% | 0.009676% |  | 2193 | 0.01148% | 0.009873% | 2193 | 4229 | 0.01212% | 8074 | 0.01223% | 0.01217% |  | 2193 | 0.01172% | 0.009676% | 0.0107% |  | 2193 | 7783 | 0.01217% | 0.0117%
| Apr | 2 | 10 | 2194 | 439.4253 | 553.2458 | 489.389 | 0.009379% | 0.01127% | 0.009731% | 0.01209% | 1418 | 0.0122% | 0.01215% |  | 8.5064 | 23.3571 | 19.3622 |  | 2194 | 430.9189 | 529.8887 | 470.0268 |  | 2194 | 0.00938% | 0.01125% | 0.009734% | 0.009298% | 0.01172% | 0.009677% |  | 2194 | 0.01125% | 0.009734% | 2194 | 7904 | 0.01212% | 2886 | 0.01223% | 0.01217% |  | 2194 | 0.01172% | 0.009677% | 0.0107% |  | 2194 | 1418 | 0.01217% | 0.01004%
| Apr | 2 | 11 | 2195 | 431.1915 | 537.2893 | 477.8925 | 0.009203% | 0.01094% | 0.009503% | 0.01209% | 4368 | 0.0122% | 0.01215% |  | 8.5063 | 23.358 | 19.3651 |  | 2195 | 422.6853 | 513.9313 | 458.5274 |  | 2195 | 0.009201% | 0.01091% | 0.009495% | 0.009297% | 0.01172% | 0.009679% |  | 2195 | 0.01091% | 0.009495% | 2195 | 3523 | 0.01212% | 3562 | 0.01223% | 0.01217% |  | 2195 | 0.01172% | 0.009679% | 0.0107% |  | 2195 | 4368 | 0.01217% | 0.01267%
| Apr | 2 | 12 | 2196 | 423.2766 | 526.1365 | 479.2428 | 0.009034% | 0.01071% | 0.00953% | 0.01209% | 5659 | 0.0122% | 0.01215% |  | 8.5061 | 23.3589 | 19.3679 |  | 2196 | 414.7705 | 502.7776 | 459.8749 |  | 2196 | 0.009029% | 0.01067% | 0.009523% | 0.009297% | 0.01172% | 0.00968% |  | 2196 | 0.01067% | 0.009523% | 2196 | 8245 | 0.01212% | 1271 | 0.01223% | 0.01217% |  | 2196 | 0.01172% | 0.00968% | 0.0107% |  | 2196 | 5659 | 0.01217% | 0.01233%
| Apr | 2 | 13 | 2197 | 415.9367 | 514.7975 | 472.51 | 0.008877% | 0.01048% | 0.009396% | 0.01209% | 5817 | 0.0122% | 0.01215% |  | 8.506 | 23.3599 | 19.3708 |  | 2197 | 407.4307 | 491.4377 | 453.1391 |  | 2197 | 0.008869% | 0.01043% | 0.009384% | 0.009297% | 0.01172% | 0.009682% |  | 2197 | 0.01043% | 0.009384% | 2197 | 3819 | 0.01212% | 928 | 0.01223% | 0.01217% |  | 2197 | 0.01172% | 0.009682% | 0.0107% |  | 2197 | 5817 | 0.01217% | 0.01225%
| Apr | 2 | 14 | 2198 | 409.3051 | 507.3406 | 467.9714 | 0.008736% | 0.01033% | 0.009305% | 0.01209% | 3833 | 0.0122% | 0.01215% |  | 8.5058 | 23.3608 | 19.3737 |  | 2198 | 400.7992 | 483.9798 | 448.5977 |  | 2198 | 0.008725% | 0.01027% | 0.00929% | 0.009297% | 0.01172% | 0.009683% |  | 2198 | 0.01027% | 0.00929% | 2198 | 1275 | 0.01212% | 1674 | 0.01223% | 0.01217% |  | 2198 | 0.01172% | 0.009683% | 0.0107% |  | 2198 | 3833 | 0.01217% | 0.01237%
| Apr | 2 | 15 | 2199 | 407.7432 | 501.5128 | 470.1281 | 0.008702% | 0.01021% | 0.009348% | 0.01209% | 8397 | 0.0122% | 0.01214% |  | 8.5057 | 23.3617 | 19.3766 |  | 2199 | 399.2375 | 478.1511 | 450.7516 |  | 2199 | 0.008691% | 0.01015% | 0.009334% | 0.009297% | 0.01172% | 0.009685% |  | 2199 | 0.01015% | 0.009334% | 2199 | 1246 | 0.01212% | 151 | 0.01223% | 0.01217% |  | 2199 | 0.01172% | 0.009685% | 0.0107% |  | 2199 | 8397 | 0.01217% | 0.01127%
| Apr | 2 | 16 | 2200 | 410.2991 | 497.2398 | 471.244 | 0.008757% | 0.01013% | 0.00937% | 0.01209% | 984 | 0.0122% | 0.01214% |  | 8.5055 | 23.3626 | 19.3795 |  | 2200 | 401.7935 | 473.8771 | 451.8646 |  | 2200 | 0.008746% | 0.01006% | 0.009357% | 0.009297% | 0.01172% | 0.009686% |  | 2200 | 0.01006% | 0.009357% | 2200 | 3394 | 0.01212% | 2862 | 0.01223% | 0.01217% |  | 2200 | 0.01172% | 0.009686% | 0.0107% |  | 2200 | 984 | 0.01217% | 0.009669%
| Apr | 2 | 17 | 2201 | 413.5679 | 498.8782 | 466.9961 | 0.008827% | 0.01016% | 0.009286% | 0.01209% | 3965 | 0.0122% | 0.01214% |  | 8.5054 | 23.3636 | 19.3824 |  | 2201 | 405.0625 | 475.5147 | 447.6138 |  | 2201 | 0.008817% | 0.01009% | 0.009269% | 0.009296% | 0.01172% | 0.009688% |  | 2201 | 0.01009% | 0.009269% | 2201 | 6920 | 0.01212% | 4991 | 0.01223% | 0.01217% |  | 2201 | 0.01172% | 0.009688% | 0.01071% |  | 2201 | 3965 | 0.01217% | 0.01247%
| Apr | 2 | 18 | 2202 | 416.3895 | 502.5648 | 469.8281 | 0.008887% | 0.01023% | 0.009342% | 0.01209% | 488 | 0.0122% | 0.01214% |  | 8.5052 | 23.3645 | 19.3853 |  | 2202 | 407.8842 | 479.2003 | 450.4428 |  | 2202 | 0.008879% | 0.01017% | 0.009328% | 0.009296% | 0.01172% | 0.009689% |  | 2202 | 0.01017% | 0.009328% | 2202 | 5474 | 0.01212% | 4508 | 0.01223% | 0.01217% |  | 2202 | 0.01172% | 0.009689% | 0.01071% |  | 2202 | 488 | 0.01217% | 0.009326%
| Apr | 2 | 19 | 2203 | 431.0644 | 514.1179 | 476.861 | 0.0092% | 0.01047% | 0.009482% | 0.01209% | 5877 | 0.0122% | 0.01214% |  | 8.5051 | 23.3654 | 19.3881 |  | 2203 | 422.5593 | 490.7525 | 457.4729 |  | 2203 | 0.009198% | 0.01042% | 0.009474% | 0.009296% | 0.01172% | 0.00969% |  | 2203 | 0.01042% | 0.009474% | 2203 | 8679 | 0.01211% | 4008 | 0.01223% | 0.01217% |  | 2203 | 0.01172% | 0.00969% | 0.01071% |  | 2203 | 5877 | 0.01217% | 0.01222%
| Apr | 2 | 20 | 2204 | 445.1954 | 525.671 | 476.2327 | 0.009502% | 0.0107% | 0.00947% | 0.01209% | 342 | 0.0122% | 0.01214% |  | 8.505 | 23.3664 | 19.391 |  | 2204 | 436.6905 | 502.3046 | 456.8417 |  | 2204 | 0.009506% | 0.01066% | 0.00946% | 0.009296% | 0.01172% | 0.009692% |  | 2204 | 0.01066% | 0.00946% | 2204 | 4535 | 0.01211% | 4204 | 0.01223% | 0.01217% |  | 2204 | 0.01172% | 0.009692% | 0.01071% |  | 2204 | 342 | 0.01217% | 0.00925%
| Apr | 2 | 21 | 2205 | 442.9891 | 526.0806 | 466.5273 | 0.009455% | 0.01071% | 0.009277% | 0.01209% | 183 | 0.0122% | 0.01214% |  | 8.5048 | 23.3673 | 19.3939 |  | 2205 | 434.4842 | 502.7133 | 447.1334 |  | 2205 | 0.009458% | 0.01067% | 0.009259% | 0.009296% | 0.01173% | 0.009693% |  | 2205 | 0.01067% | 0.009259% | 2205 | 1211 | 0.01211% | 5371 | 0.01223% | 0.01217% |  | 2205 | 0.01173% | 0.009693% | 0.01071% |  | 2205 | 183 | 0.01217% | 0.009186%
| Apr | 2 | 22 | 2206 | 436.8003 | 521.3886 | 455.5372 | 0.009323% | 0.01062% | 0.009058% | 0.01209% | 1370 | 0.0122% | 0.01214% |  | 8.5047 | 23.3682 | 19.3968 |  | 2206 | 428.2956 | 498.0204 | 436.1403 |  | 2206 | 0.009323% | 0.01057% | 0.009032% | 0.009296% | 0.01173% | 0.009695% |  | 2206 | 0.01057% | 0.009032% | 2206 | 6447 | 0.01211% | 7784 | 0.01223% | 0.01217% |  | 2206 | 0.01173% | 0.009695% | 0.01071% |  | 2206 | 1370 | 0.01217% | 0.009996%
| Apr | 2 | 23 | 2207 | 432.5041 | 515.0768 | 447.1914 | 0.009231% | 0.01049% | 0.008892% | 0.01209% | 3742 | 0.0122% | 0.01214% |  | 8.5045 | 23.3692 | 19.3997 |  | 2207 | 423.9996 | 491.7076 | 427.7917 |  | 2207 | 0.00923% | 0.01044% | 0.008859% | 0.009296% | 0.01173% | 0.009696% |  | 2207 | 0.01044% | 0.008859% | 2207 | 4224 | 0.01211% | 1336 | 0.01223% | 0.01217% |  | 2207 | 0.01173% | 0.009696% | 0.01071% |  | 2207 | 3742 | 0.01217% | 0.01229%
| Apr | 3 | 0 | 2208 | 430.3965 | 510.7944 | 442.1652 | 0.009186% | 0.0104% | 0.008792% | 0.01209% | 8081 | 0.0122% | 0.01214% |  | 8.5044 | 23.3701 | 19.4026 |  | 2208 | 421.8921 | 487.4243 | 422.7626 |  | 2208 | 0.009184% | 0.01035% | 0.008755% | 0.009295% | 0.01173% | 0.009698% |  | 2208 | 0.01035% | 0.008755% | 2208 | 6942 | 0.01211% | 3057 | 0.01223% | 0.01217% |  | 2208 | 0.01173% | 0.009698% | 0.01071% |  | 2208 | 8081 | 0.01217% | 0.01151%
| Apr | 3 | 1 | 2209 | 435.5377 | 511.3157 | 441.762 | 0.009296% | 0.01041% | 0.008784% | 0.01208% | 5042 | 0.01219% | 0.01214% |  | 8.5042 | 23.371 | 19.4055 |  | 2209 | 427.0335 | 487.9447 | 422.3564 |  | 2209 | 0.009296% | 0.01036% | 0.008746% | 0.009295% | 0.01173% | 0.009699% |  | 2209 | 0.01036% | 0.008746% | 2209 | 5360 | 0.01211% | 7375 | 0.01222% | 0.01217% |  | 2209 | 0.01173% | 0.009699% | 0.01071% |  | 2209 | 5042 | 0.01217% | 0.01264%
| Apr | 3 | 2 | 2210 | 443.5146 | 510.8968 | 442.3903 | 0.009466% | 0.0104% | 0.008797% | 0.01208% | 1066 | 0.01219% | 0.01214% |  | 8.5041 | 23.3719 | 19.4084 |  | 2210 | 435.0105 | 487.5249 | 422.9818 |  | 2210 | 0.009469% | 0.01035% | 0.008759% | 0.009295% | 0.01173% | 0.009701% |  | 2210 | 0.01035% | 0.008759% | 2210 | 584 | 0.01211% | 1660 | 0.01222% | 0.01217% |  | 2210 | 0.01173% | 0.009701% | 0.01071% |  | 2210 | 1066 | 0.01217% | 0.009735%
| Apr | 3 | 3 | 2211 | 448.9998 | 516.8549 | 443.6749 | 0.009583% | 0.01052% | 0.008822% | 0.01208% | 1171 | 0.01219% | 0.01214% |  | 8.504 | 23.3729 | 19.4113 |  | 2211 | 440.4958 | 493.482 | 424.2636 |  | 2211 | 0.009589% | 0.01047% | 0.008786% | 0.009295% | 0.01173% | 0.009702% |  | 2211 | 0.01047% | 0.008786% | 2211 | 439 | 0.01211% | 5447 | 0.01222% | 0.01217% |  | 2211 | 0.01173% | 0.009702% | 0.01071% |  | 2211 | 1171 | 0.01217% | 0.009824%
| Apr | 3 | 4 | 2212 | 463.1122 | 533.2024 | 451.083 | 0.009884% | 0.01086% | 0.00897% | 0.01208% | 8442 | 0.01219% | 0.01214% |  | 8.5038 | 23.3738 | 19.4143 |  | 2212 | 454.6084 | 509.8286 | 431.6687 |  | 2212 | 0.009896% | 0.01082% | 0.008939% | 0.009295% | 0.01173% | 0.009703% |  | 2212 | 0.01082% | 0.008939% | 2212 | 7782 | 0.01211% | 5972 | 0.01222% | 0.01216% |  | 2212 | 0.01173% | 0.009703% | 0.01072% |  | 2212 | 8442 | 0.01216% | 0.01124%
| Apr | 3 | 5 | 2213 | 490.8372 | 557.2954 | 469.2467 | 0.01048% | 0.01135% | 0.009331% | 0.01208% | 4704 | 0.01219% | 0.01214% |  | 8.5037 | 23.3747 | 19.4172 |  | 2213 | 482.3335 | 533.9207 | 449.8295 |  | 2213 | 0.0105% | 0.01133% | 0.009315% | 0.009295% | 0.01173% | 0.009705% |  | 2213 | 0.01133% | 0.009315% | 2213 | 5091 | 0.01211% | 5159 | 0.01222% | 0.01216% |  | 2213 | 0.01173% | 0.009705% | 0.01072% |  | 2213 | 4704 | 0.01216% | 0.01271%
| Apr | 3 | 6 | 2214 | 514.9125 | 579.8338 | 488.967 | 0.01099% | 0.01181% | 0.009723% | 0.01208% | 1733 | 0.01219% | 0.01214% |  | 8.5035 | 23.3756 | 19.4201 |  | 2214 | 506.4089 | 556.4581 | 469.547 |  | 2214 | 0.01102% | 0.01181% | 0.009724% | 0.009294% | 0.01173% | 0.009706% |  | 2214 | 0.01181% | 0.009724% | 2214 | 7622 | 0.01211% | 5807 | 0.01222% | 0.01216% |  | 2214 | 0.01173% | 0.009706% | 0.01072% |  | 2214 | 1733 | 0.01216% | 0.0103%
| Apr | 3 | 7 | 2215 | 509.4282 | 570.8873 | 493.5244 | 0.01087% | 0.01163% | 0.009814% | 0.01208% | 3421 | 0.01219% | 0.01214% |  | 8.5034 | 23.3766 | 19.423 |  | 2215 | 500.9248 | 547.5107 | 474.1014 |  | 2215 | 0.0109% | 0.01162% | 0.009818% | 0.009294% | 0.01173% | 0.009708% |  | 2215 | 0.01162% | 0.009818% | 2215 | 39 | 0.01211% | 1415 | 0.01222% | 0.01216% |  | 2215 | 0.01173% | 0.009708% | 0.01072% |  | 2215 | 3421 | 0.01216% | 0.012%
| Apr | 3 | 8 | 2216 | 491.4568 | 561.3544 | 493.3368 | 0.01049% | 0.01143% | 0.00981% | 0.01208% | 369 | 0.01219% | 0.01214% |  | 8.5033 | 23.3775 | 19.4259 |  | 2216 | 482.9536 | 537.9769 | 473.9109 |  | 2216 | 0.01051% | 0.01142% | 0.009814% | 0.009294% | 0.01173% | 0.009709% |  | 2216 | 0.01142% | 0.009814% | 2216 | 6063 | 0.01211% | 1362 | 0.01222% | 0.01216% |  | 2216 | 0.01173% | 0.009709% | 0.01072% |  | 2216 | 369 | 0.01216% | 0.009263%
| Apr | 3 | 9 | 2217 | 477.1854 | 541.0503 | 488.1231 | 0.01018% | 0.01102% | 0.009706% | 0.01208% | 1026 | 0.01219% | 0.01214% |  | 8.5031 | 23.3784 | 19.4288 |  | 2217 | 468.6823 | 517.6719 | 468.6943 |  | 2217 | 0.0102% | 0.01099% | 0.009706% | 0.009294% | 0.01173% | 0.009711% |  | 2217 | 0.01099% | 0.009706% | 2217 | 8205 | 0.01211% | 8396 | 0.01222% | 0.01216% |  | 2217 | 0.01173% | 0.009711% | 0.01072% |  | 2217 | 1026 | 0.01216% | 0.009702%
| Apr | 3 | 10 | 2218 | 464.4908 | 531.806 | 480.6307 | 0.009914% | 0.01083% | 0.009557% | 0.01208% | 5237 | 0.01219% | 0.01213% |  | 8.503 | 23.3794 | 19.4317 |  | 2218 | 455.9878 | 508.4266 | 461.1989 |  | 2218 | 0.009926% | 0.01079% | 0.009551% | 0.009294% | 0.01173% | 0.009712% |  | 2218 | 0.01079% | 0.009551% | 2218 | 1226 | 0.01211% | 8389 | 0.01222% | 0.01216% |  | 2218 | 0.01173% | 0.009712% | 0.01072% |  | 2218 | 5237 | 0.01216% | 0.01256%
| Apr | 3 | 11 | 2219 | 458.1951 | 518.4655 | 476.0171 | 0.009779% | 0.01056% | 0.009465% | 0.01208% | 4293 | 0.01219% | 0.01213% |  | 8.5028 | 23.3803 | 19.4347 |  | 2219 | 449.6923 | 495.0852 | 456.5824 |  | 2219 | 0.009789% | 0.01051% | 0.009455% | 0.009294% | 0.01173% | 0.009714% |  | 2219 | 0.01051% | 0.009455% | 2219 | 3726 | 0.01211% | 5286 | 0.01222% | 0.01216% |  | 2219 | 0.01173% | 0.009714% | 0.01072% |  | 2219 | 4293 | 0.01216% | 0.01264%
| Apr | 3 | 12 | 2220 | 451.5694 | 503.533 | 472.1349 | 0.009638% | 0.01025% | 0.009388% | 0.01208% | 5926 | 0.01219% | 0.01213% |  | 8.5027 | 23.3812 | 19.4376 |  | 2220 | 443.0667 | 480.1518 | 452.6973 |  | 2220 | 0.009645% | 0.01019% | 0.009375% | 0.009294% | 0.01173% | 0.009715% |  | 2220 | 0.01019% | 0.009375% | 2220 | 3964 | 0.01211% | 5624 | 0.01222% | 0.01216% |  | 2220 | 0.01173% | 0.009715% | 0.01072% |  | 2220 | 5926 | 0.01216% | 0.0122%
| Apr | 3 | 13 | 2221 | 445.5372 | 502.4717 | 467.8589 | 0.009509% | 0.01023% | 0.009303% | 0.01208% | 4582 | 0.01219% | 0.01213% |  | 8.5025 | 23.3821 | 19.4405 |  | 2221 | 437.0346 | 479.0896 | 448.4184 |  | 2221 | 0.009513% | 0.01017% | 0.009286% | 0.009293% | 0.01173% | 0.009717% |  | 2221 | 0.01017% | 0.009286% | 2221 | 5401 | 0.0121% | 4269 | 0.01222% | 0.01216% |  | 2221 | 0.01173% | 0.009717% | 0.01072% |  | 2221 | 4582 | 0.01216% | 0.01271%
| Apr | 3 | 14 | 2222 | 439.7073 | 520.5042 | 466.0303 | 0.009385% | 0.0106% | 0.009267% | 0.01208% | 8051 | 0.01219% | 0.01213% |  | 8.5024 | 23.3831 | 19.4434 |  | 2222 | 431.2049 | 497.1212 | 446.5869 |  | 2222 | 0.009386% | 0.01055% | 0.009248% | 0.009293% | 0.01173% | 0.009718% |  | 2222 | 0.01055% | 0.009248% | 2222 | 4322 | 0.0121% | 1037 | 0.01222% | 0.01216% |  | 2222 | 0.01173% | 0.009718% | 0.01073% |  | 2222 | 8051 | 0.01216% | 0.01154%
| Apr | 3 | 15 | 2223 | 439.4142 | 519.4616 | 464.8019 | 0.009378% | 0.01058% | 0.009242% | 0.01207% | 7928 | 0.01219% | 0.01213% |  | 8.5023 | 23.384 | 19.4464 |  | 2223 | 430.9119 | 496.0776 | 445.3555 |  | 2223 | 0.00938% | 0.01053% | 0.009223% | 0.009293% | 0.01173% | 0.009719% |  | 2223 | 0.01053% | 0.009223% | 2223 | 3416 | 0.0121% | 4473 | 0.01222% | 0.01216% |  | 2223 | 0.01173% | 0.009719% | 0.01073% |  | 2223 | 7928 | 0.01216% | 0.01161%
| Apr | 3 | 16 | 2224 | 435.2602 | 517.6928 | 463.114 | 0.00929% | 0.01054% | 0.009209% | 0.01207% | 6114 | 0.01219% | 0.01213% |  | 8.5021 | 23.3849 | 19.4493 |  | 2224 | 426.7581 | 494.3079 | 443.6647 |  | 2224 | 0.00929% | 0.01049% | 0.009188% | 0.009293% | 0.01173% | 0.009721% |  | 2224 | 0.01049% | 0.009188% | 2224 | 45 | 0.0121% | 333 | 0.01222% | 0.01216% |  | 2224 | 0.01173% | 0.009721% | 0.01073% |  | 2224 | 6114 | 0.01216% | 0.01211%
| Apr | 3 | 17 | 2225 | 433.6728 | 522.0403 | 460.057 | 0.009256% | 0.01063% | 0.009148% | 0.01207% | 188 | 0.01219% | 0.01213% |  | 8.502 | 23.3858 | 19.4522 |  | 2225 | 425.1708 | 498.6545 | 440.6048 |  | 2225 | 0.009255% | 0.01058% | 0.009124% | 0.009293% | 0.01173% | 0.009722% |  | 2225 | 0.01058% | 0.009124% | 2225 | 8198 | 0.0121% | 1540 | 0.01222% | 0.01216% |  | 2225 | 0.01173% | 0.009722% | 0.01073% |  | 2225 | 188 | 0.01216% | 0.009188%
| Apr | 3 | 18 | 2226 | 432.2571 | 520.5694 | 459.9163 | 0.009226% | 0.0106% | 0.009145% | 0.01207% | 8082 | 0.01219% | 0.01213% |  | 8.5019 | 23.3867 | 19.4551 |  | 2226 | 423.7552 | 497.1827 | 440.4612 |  | 2226 | 0.009224% | 0.01055% | 0.009121% | 0.009293% | 0.01173% | 0.009724% |  | 2226 | 0.01055% | 0.009121% | 2226 | 8101 | 0.0121% | 487 | 0.01222% | 0.01216% |  | 2226 | 0.01173% | 0.009724% | 0.01073% |  | 2226 | 8082 | 0.01216% | 0.01151%
| Apr | 3 | 19 | 2227 | 441.2729 | 529.9627 | 461.0322 | 0.009418% | 0.01079% | 0.009167% | 0.01207% | 5067 | 0.01219% | 0.01213% |  | 8.5017 | 23.3877 | 19.4581 |  | 2227 | 432.7712 | 506.575 | 441.5741 |  | 2227 | 0.009421% | 0.01075% | 0.009144% | 0.009292% | 0.01174% | 0.009725% |  | 2227 | 0.01075% | 0.009144% | 2227 | 3821 | 0.0121% | 5168 | 0.01222% | 0.01216% |  | 2227 | 0.01174% | 0.009725% | 0.01073% |  | 2227 | 5067 | 0.01216% | 0.01263%
| Apr | 3 | 20 | 2228 | 450.5033 | 541.3948 | 468.2339 | 0.009615% | 0.01102% | 0.009311% | 0.01207% | 3984 | 0.01219% | 0.01213% |  | 8.5016 | 23.3886 | 19.461 |  | 2228 | 442.0018 | 518.0062 | 448.7729 |  | 2228 | 0.009621% | 0.01099% | 0.009293% | 0.009292% | 0.01174% | 0.009727% |  | 2228 | 0.01099% | 0.009293% | 2228 | 8134 | 0.0121% | 5902 | 0.01222% | 0.01216% |  | 2228 | 0.01174% | 0.009727% | 0.01073% |  | 2228 | 3984 | 0.01216% | 0.01249%
| Apr | 3 | 21 | 2229 | 450.7846 | 533.8634 | 462.12 | 0.009621% | 0.01087% | 0.009189% | 0.01207% | 332 | 0.01218% | 0.01213% |  | 8.5014 | 23.3895 | 19.464 |  | 2229 | 442.2832 | 510.4739 | 442.656 |  | 2229 | 0.009628% | 0.01083% | 0.009167% | 0.009292% | 0.01174% | 0.009728% |  | 2229 | 0.01083% | 0.009167% | 2229 | 4352 | 0.0121% | 6871 | 0.01221% | 0.01216% |  | 2229 | 0.01174% | 0.009728% | 0.01073% |  | 2229 | 332 | 0.01216% | 0.009245%
| Apr | 3 | 22 | 2230 | 438.6251 | 528.2404 | 455.3309 | 0.009362% | 0.01076% | 0.009054% | 0.01207% | 7472 | 0.01218% | 0.01213% |  | 8.5013 | 23.3904 | 19.4669 |  | 2230 | 430.1238 | 504.85 | 435.864 |  | 2230 | 0.009363% | 0.01072% | 0.009026% | 0.009292% | 0.01174% | 0.00973% |  | 2230 | 0.01072% | 0.009026% | 2230 | 5647 | 0.0121% | 6111 | 0.01221% | 0.01216% |  | 2230 | 0.01174% | 0.00973% | 0.01073% |  | 2230 | 7472 | 0.01216% | 0.01183%
| Apr | 3 | 23 | 2231 | 432.9378 | 520.6066 | 448.7855 | 0.00924% | 0.0106% | 0.008924% | 0.01207% | 8097 | 0.01218% | 0.01213% |  | 8.5012 | 23.3914 | 19.4698 |  | 2231 | 424.4367 | 497.2153 | 429.3157 |  | 2231 | 0.009239% | 0.01055% | 0.00889% | 0.009292% | 0.01174% | 0.009731% |  | 2231 | 0.01055% | 0.00889% | 2231 | 8140 | 0.0121% | 3055 | 0.01221% | 0.01216% |  | 2231 | 0.01174% | 0.009731% | 0.01073% |  | 2231 | 8097 | 0.01216% | 0.0115%
| Apr | 4 | 0 | 2232 | 427.0547 | 514.7882 | 448.9262 | 0.009115% | 0.01048% | 0.008927% | 0.01207% | 3057 | 0.01218% | 0.01213% |  | 8.501 | 23.3923 | 19.4728 |  | 2232 | 418.5537 | 491.3959 | 429.4534 |  | 2232 | 0.009111% | 0.01043% | 0.008893% | 0.009292% | 0.01174% | 0.009733% |  | 2232 | 0.01043% | 0.008893% | 2232 | 6062 | 0.0121% | 5044 | 0.01221% | 0.01216% |  | 2232 | 0.01174% | 0.009733% | 0.01074% |  | 2232 | 3057 | 0.01216% | 0.01162%
| Apr | 4 | 1 | 2233 | 439.2976 | 514.4624 | 446.8444 | 0.009376% | 0.01048% | 0.008885% | 0.01207% | 8312 | 0.01218% | 0.01213% |  | 8.5009 | 23.3932 | 19.4757 |  | 2233 | 430.7967 | 491.0692 | 427.3687 |  | 2233 | 0.009378% | 0.01042% | 0.00885% | 0.009292% | 0.01174% | 0.009734% |  | 2233 | 0.01042% | 0.00885% | 2233 | 1187 | 0.0121% | 5720 | 0.01221% | 0.01216% |  | 2233 | 0.01174% | 0.009734% | 0.01074% |  | 2233 | 8312 | 0.01216% | 0.01134%
| Apr | 4 | 2 | 2234 | 449.7517 | 517.7579 | 450.1452 | 0.009599% | 0.01054% | 0.008951% | 0.01207% | 3830 | 0.01218% | 0.01213% |  | 8.5008 | 23.3941 | 19.4787 |  | 2234 | 441.251 | 494.3638 | 430.6666 |  | 2234 | 0.009605% | 0.01049% | 0.008918% | 0.009291% | 0.01174% | 0.009736% |  | 2234 | 0.01049% | 0.008918% | 2234 | 68 | 0.0121% | 560 | 0.01221% | 0.01216% |  | 2234 | 0.01174% | 0.009736% | 0.01074% |  | 2234 | 3830 | 0.01216% | 0.01237%
| Apr | 4 | 3 | 2235 | 460.2017 | 520.7277 | 453.9336 | 0.009822% | 0.0106% | 0.009026% | 0.01207% | 4415 | 0.01218% | 0.01213% |  | 8.5006 | 23.395 | 19.4816 |  | 2235 | 451.7011 | 497.3326 | 434.452 |  | 2235 | 0.009833% | 0.01056% | 0.008997% | 0.009291% | 0.01174% | 0.009737% |  | 2235 | 0.01056% | 0.008997% | 2235 | 271 | 0.0121% | 1073 | 0.01221% | 0.01216% |  | 2235 | 0.01174% | 0.009737% | 0.01074% |  | 2235 | 4415 | 0.01216% | 0.01268%
| Apr | 4 | 4 | 2236 | 474.9303 | 525.671 | 464.0329 | 0.01014% | 0.0107% | 0.009227% | 0.01207% | 4499 | 0.01218% | 0.01213% |  | 8.5005 | 23.396 | 19.4846 |  | 2236 | 466.4298 | 502.2751 | 444.5484 |  | 2236 | 0.01015% | 0.01066% | 0.009206% | 0.009291% | 0.01174% | 0.009739% |  | 2236 | 0.01066% | 0.009206% | 2236 | 3271 | 0.0121% | 7999 | 0.01221% | 0.01215% |  | 2236 | 0.01174% | 0.009739% | 0.01074% |  | 2236 | 4499 | 0.01215% | 0.0127%
| Apr | 4 | 5 | 2237 | 501.8795 | 544.1039 | 482.0654 | 0.01071% | 0.01108% | 0.009586% | 0.01207% | 8392 | 0.01218% | 0.01213% |  | 8.5003 | 23.3969 | 19.4875 |  | 2237 | 493.3792 | 520.707 | 462.5779 |  | 2237 | 0.01074% | 0.01105% | 0.009579% | 0.009291% | 0.01174% | 0.00974% |  | 2237 | 0.01105% | 0.009579% | 2237 | 4566 | 0.0121% | 1177 | 0.01221% | 0.01215% |  | 2237 | 0.01174% | 0.00974% | 0.01074% |  | 2237 | 8392 | 0.01215% | 0.01128%
| Apr | 4 | 6 | 2238 | 521.932 | 561.8199 | 501.4857 | 0.01114% | 0.01144% | 0.009972% | 0.01207% | 1337 | 0.01218% | 0.01212% |  | 8.5002 | 23.3978 | 19.4905 |  | 2238 | 513.4318 | 538.4221 | 481.9952 |  | 2238 | 0.01118% | 0.01143% | 0.009981% | 0.009291% | 0.01174% | 0.009742% |  | 2238 | 0.01143% | 0.009981% | 2238 | 4156 | 0.0121% | 1417 | 0.01221% | 0.01215% |  | 2238 | 0.01174% | 0.009742% | 0.01074% |  | 2238 | 1337 | 0.01215% | 0.009968%
| Apr | 4 | 7 | 2239 | 526.8585 | 566.186 | 504.8146 | 0.01124% | 0.01153% | 0.01004% | 0.01207% | 3547 | 0.01218% | 0.01212% |  | 8.5001 | 23.3987 | 19.4934 |  | 2239 | 518.3584 | 542.7873 | 485.3211 |  | 2239 | 0.01128% | 0.01152% | 0.01005% | 0.009291% | 0.01174% | 0.009743% |  | 2239 | 0.01152% | 0.01005% | 2239 | 4021 | 0.0121% | 3964 | 0.01221% | 0.01215% |  | 2239 | 0.01174% | 0.009743% | 0.01074% |  | 2239 | 3547 | 0.01215% | 0.01212%
| Apr | 4 | 8 | 2240 | 507.533 | 555.4801 | 503.905 | 0.01083% | 0.01131% | 0.01002% | 0.01207% | 6559 | 0.01218% | 0.01212% |  | 8.4999 | 23.3996 | 19.4964 |  | 2240 | 499.0331 | 532.0804 | 484.4086 |  | 2240 | 0.01086% | 0.01129% | 0.01003% | 0.009291% | 0.01174% | 0.009745% |  | 2240 | 0.01129% | 0.01003% | 2240 | 5235 | 0.0121% | 4448 | 0.01221% | 0.01215% |  | 2240 | 0.01174% | 0.009745% | 0.01074% |  | 2240 | 6559 | 0.01215% | 0.01199%
| Apr | 4 | 9 | 2241 | 492.1237 | 543.899 | 497.791 | 0.0105% | 0.01108% | 0.009898% | 0.01207% | 8443 | 0.01218% | 0.01212% |  | 8.4998 | 23.4006 | 19.4993 |  | 2241 | 483.6239 | 520.4985 | 478.2917 |  | 2241 | 0.01053% | 0.01105% | 0.009905% | 0.00929% | 0.01174% | 0.009746% |  | 2241 | 0.01105% | 0.009905% | 2241 | 6086 | 0.0121% | 4292 | 0.01221% | 0.01215% |  | 2241 | 0.01174% | 0.009746% | 0.01074% |  | 2241 | 8443 | 0.01215% | 0.01124%
| Apr | 4 | 10 | 2242 | 483.6374 | 532.9883 | 491.0394 | 0.01032% | 0.01085% | 0.009764% | 0.01207% | 4639 | 0.01218% | 0.01212% |  | 8.4997 | 23.4015 | 19.5023 |  | 2242 | 475.1377 | 509.5868 | 471.5371 |  | 2242 | 0.01034% | 0.01082% | 0.009765% | 0.00929% | 0.01174% | 0.009747% |  | 2242 | 0.01082% | 0.009765% | 2242 | 1377 | 0.0121% | 4200 | 0.01221% | 0.01215% |  | 2242 | 0.01174% | 0.009747% | 0.01074% |  | 2242 | 4639 | 0.01215% | 0.01271%
| Apr | 4 | 11 | 2243 | 471.5025 | 528.7804 | 481.0995 | 0.01006% | 0.01077% | 0.009566% | 0.01206% | 5000 | 0.01218% | 0.01212% |  | 8.4995 | 23.4024 | 19.5053 |  | 2243 | 463.003 | 505.378 | 461.5943 |  | 2243 | 0.01008% | 0.01073% | 0.009559% | 0.00929% | 0.01174% | 0.009749% |  | 2243 | 0.01073% | 0.009559% | 2243 | 3833 | 0.01209% | 4306 | 0.01221% | 0.01215% |  | 2243 | 0.01174% | 0.009749% | 0.01075% |  | 2243 | 5000 | 0.01215% | 0.01265%
| Apr | 4 | 12 | 2244 | 462.531 | 526.9837 | 479.3929 | 0.009872% | 0.01073% | 0.009533% | 0.01206% | 5590 | 0.01218% | 0.01212% |  | 8.4994 | 23.4033 | 19.5082 |  | 2244 | 454.0316 | 503.5804 | 459.8846 |  | 2244 | 0.009883% | 0.01069% | 0.009523% | 0.00929% | 0.01174% | 0.00975% |  | 2244 | 0.01069% | 0.009523% | 2244 | 4157 | 0.01209% | 4782 | 0.01221% | 0.01215% |  | 2244 | 0.01174% | 0.00975% | 0.01075% |  | 2244 | 5590 | 0.01215% | 0.01237%
| Apr | 4 | 13 | 2245 | 453.1193 | 526.2389 | 471.1409 | 0.009671% | 0.01072% | 0.009368% | 0.01206% | 3189 | 0.01218% | 0.01212% |  | 8.4993 | 23.4042 | 19.5112 |  | 2245 | 444.62 | 502.8347 | 451.6297 |  | 2245 | 0.009678% | 0.01067% | 0.009353% | 0.00929% | 0.01174% | 0.009752% |  | 2245 | 0.01067% | 0.009353% | 2245 | 5448 | 0.01209% | 3657 | 0.01221% | 0.01215% |  | 2245 | 0.01174% | 0.009752% | 0.01075% |  | 2245 | 3189 | 0.01215% | 0.01176%
| Apr | 4 | 14 | 2246 | 449.8089 | 524.3118 | 467.9526 | 0.0096% | 0.01068% | 0.009305% | 0.01206% | 6797 | 0.01218% | 0.01212% |  | 8.4991 | 23.4051 | 19.5142 |  | 2246 | 441.3097 | 500.9067 | 448.4385 |  | 2246 | 0.009606% | 0.01063% | 0.009286% | 0.00929% | 0.01174% | 0.009753% |  | 2246 | 0.01063% | 0.009286% | 2246 | 8139 | 0.01209% | 8216 | 0.01221% | 0.01215% |  | 2246 | 0.01174% | 0.009753% | 0.01075% |  | 2246 | 6797 | 0.01215% | 0.01196%
| Apr | 4 | 15 | 2247 | 443.2871 | 527.2443 | 466.5929 | 0.009461% | 0.01074% | 0.009278% | 0.01206% | 1053 | 0.01218% | 0.01212% |  | 8.499 | 23.4061 | 19.5171 |  | 2247 | 434.7881 | 503.8383 | 447.0758 |  | 2247 | 0.009464% | 0.01069% | 0.009258% | 0.00929% | 0.01174% | 0.009755% |  | 2247 | 0.01069% | 0.009258% | 2247 | 3911 | 0.01209% | 3189 | 0.01221% | 0.01215% |  | 2247 | 0.01174% | 0.009755% | 0.01075% |  | 2247 | 1053 | 0.01215% | 0.009725%
| Apr | 4 | 16 | 2248 | 441.2947 | 527.4864 | 463.7798 | 0.009418% | 0.01074% | 0.009222% | 0.01206% | 4614 | 0.01218% | 0.01212% |  | 8.4989 | 23.407 | 19.5201 |  | 2248 | 432.7959 | 504.0794 | 444.2596 |  | 2248 | 0.009421% | 0.0107% | 0.0092% | 0.009289% | 0.01174% | 0.009756% |  | 2248 | 0.0107% | 0.0092% | 2248 | 5566 | 0.01209% | 3421 | 0.01221% | 0.01215% |  | 2248 | 0.01174% | 0.009756% | 0.01075% |  | 2248 | 4614 | 0.01215% | 0.01271%
| Apr | 4 | 17 | 2249 | 437.9286 | 527.505 | 460.3664 | 0.009347% | 0.01074% | 0.009154% | 0.01206% | 4971 | 0.01218% | 0.01212% |  | 8.4987 | 23.4079 | 19.5231 |  | 2249 | 429.4299 | 504.0971 | 440.8434 |  | 2249 | 0.009348% | 0.0107% | 0.009129% | 0.009289% | 0.01175% | 0.009758% |  | 2249 | 0.0107% | 0.009129% | 2249 | 4684 | 0.01209% | 5143 | 0.01221% | 0.01215% |  | 2249 | 0.01175% | 0.009758% | 0.01075% |  | 2249 | 4971 | 0.01215% | 0.01266%
| Apr | 4 | 18 | 2250 | 441.8552 | 527.1512 | 465.477 | 0.00943% | 0.01073% | 0.009256% | 0.01206% | 2886 | 0.01217% | 0.01212% |  | 8.4986 | 23.4088 | 19.5261 |  | 2250 | 433.3566 | 503.7424 | 445.951 |  | 2250 | 0.009433% | 0.01069% | 0.009235% | 0.009289% | 0.01175% | 0.009759% |  | 2250 | 0.01069% | 0.009235% | 2250 | 8104 | 0.01209% | 4399 | 0.01221% | 0.01215% |  | 2250 | 0.01175% | 0.009759% | 0.01075% |  | 2250 | 2886 | 0.01215% | 0.01143%
| Apr | 4 | 19 | 2251 | 449.2703 | 535.176 | 470.7846 | 0.009589% | 0.0109% | 0.009361% | 0.01206% | 1267 | 0.01217% | 0.01212% |  | 8.4985 | 23.4097 | 19.529 |  | 2251 | 440.7718 | 511.7663 | 451.2555 |  | 2251 | 0.009595% | 0.01086% | 0.009345% | 0.009289% | 0.01175% | 0.009761% |  | 2251 | 0.01086% | 0.009345% | 2251 | 8199 | 0.01208% | 1381 | 0.01221% | 0.01215% |  | 2251 | 0.01175% | 0.009761% | 0.01075% |  | 2251 | 1267 | 0.01215% | 0.009907%
| Apr | 4 | 20 | 2252 | 451.8455 | 535.0178 | 475.3794 | 0.009644% | 0.01089% | 0.009453% | 0.01206% | 8455 | 0.01217% | 0.01212% |  | 8.4983 | 23.4106 | 19.532 |  | 2252 | 443.3472 | 511.6071 | 455.8474 |  | 2252 | 0.009651% | 0.01086% | 0.00944% | 0.009289% | 0.01175% | 0.009762% |  | 2252 | 0.01086% | 0.00944% | 2252 | 5828 | 0.01208% | 1251 | 0.01221% | 0.01215% |  | 2252 | 0.01175% | 0.009762% | 0.01075% |  | 2252 | 8455 | 0.01215% | 0.01123%
| Apr | 4 | 21 | 2253 | 442.6616 | 528.7618 | 469.8375 | 0.009448% | 0.01077% | 0.009343% | 0.01206% | 4945 | 0.01217% | 0.01212% |  | 8.4982 | 23.4115 | 19.535 |  | 2253 | 434.1634 | 505.3502 | 450.3025 |  | 2253 | 0.009451% | 0.01073% | 0.009325% | 0.009289% | 0.01175% | 0.009764% |  | 2253 | 0.01073% | 0.009325% | 2253 | 3262 | 0.01208% | 3118 | 0.01221% | 0.01215% |  | 2253 | 0.01175% | 0.009764% | 0.01076% |  | 2253 | 4945 | 0.01215% | 0.01267%
| Apr | 4 | 22 | 2254 | 429.401 | 512.2746 | 459.1193 | 0.009165% | 0.01043% | 0.009129% | 0.01206% | 5989 | 0.01217% | 0.01212% |  | 8.4981 | 23.4125 | 19.538 |  | 2254 | 420.9029 | 488.8622 | 439.5813 |  | 2254 | 0.009162% | 0.01038% | 0.009103% | 0.009288% | 0.01175% | 0.009765% |  | 2254 | 0.01038% | 0.009103% | 2254 | 3873 | 0.01208% | 4268 | 0.01221% | 0.01214% |  | 2254 | 0.01175% | 0.009765% | 0.01076% |  | 2254 | 5989 | 0.01214% | 0.01217%
| Apr | 4 | 23 | 2255 | 421.2701 | 503.0489 | 451.7863 | 0.008991% | 0.01024% | 0.008984% | 0.01206% | 1194 | 0.01217% | 0.01212% |  | 8.4979 | 23.4134 | 19.541 |  | 2255 | 412.7721 | 479.6355 | 432.2453 |  | 2255 | 0.008985% | 0.01018% | 0.008951% | 0.009288% | 0.01175% | 0.009767% |  | 2255 | 0.01018% | 0.008951% | 2255 | 8680 | 0.01208% | 5783 | 0.01221% | 0.01214% |  | 2255 | 0.01175% | 0.009767% | 0.01076% |  | 2255 | 1194 | 0.01214% | 0.009844%
| Apr | 5 | 0 | 2256 | 415.0535 | 497.2584 | 449.667 | 0.008858% | 0.01013% | 0.008941% | 0.01206% | 4129 | 0.01217% | 0.01212% |  | 8.4978 | 23.4143 | 19.5439 |  | 2256 | 406.5557 | 473.8441 | 430.1231 |  | 2256 | 0.00885% | 0.01006% | 0.008907% | 0.009288% | 0.01175% | 0.009768% |  | 2256 | 0.01006% | 0.008907% | 2256 | 3380 | 0.01208% | 3130 | 0.01221% | 0.01214% |  | 2256 | 0.01175% | 0.009768% | 0.01076% |  | 2256 | 4129 | 0.01214% | 0.01257%
| Apr | 5 | 1 | 2257 | 413.9534 | 494.7727 | 446.4131 | 0.008835% | 0.01008% | 0.008877% | 0.01206% | 5236 | 0.01217% | 0.01211% |  | 8.4977 | 23.4152 | 19.5469 |  | 2257 | 405.4557 | 471.3575 | 426.8662 |  | 2257 | 0.008826% | 0.01% | 0.00884% | 0.009288% | 0.01175% | 0.00977% |  | 2257 | 0.01% | 0.00884% | 2257 | 7596 | 0.01208% | 4203 | 0.01221% | 0.01214% |  | 2257 | 0.01175% | 0.00977% | 0.01076% |  | 2257 | 5236 | 0.01214% | 0.01256%
| Apr | 5 | 2 | 2258 | 418.3682 | 496.3274 | 447.7165 | 0.008929% | 0.01011% | 0.008903% | 0.01206% | 1367 | 0.01217% | 0.01211% |  | 8.4975 | 23.4161 | 19.5499 |  | 2258 | 409.8707 | 472.9113 | 428.1666 |  | 2258 | 0.008922% | 0.01004% | 0.008867% | 0.009288% | 0.01175% | 0.009771% |  | 2258 | 0.01004% | 0.008867% | 2258 | 5234 | 0.01208% | 5677 | 0.0122% | 0.01214% |  | 2258 | 0.01175% | 0.009771% | 0.01076% |  | 2258 | 1367 | 0.01214% | 0.009994%
| Apr | 5 | 3 | 2259 | 421.7182 | 500.7588 | 447.0132 | 0.009001% | 0.0102% | 0.008889% | 0.01206% | 5208 | 0.01217% | 0.01211% |  | 8.4974 | 23.417 | 19.5529 |  | 2259 | 413.2208 | 477.3417 | 427.4603 |  | 2259 | 0.008995% | 0.01013% | 0.008852% | 0.009288% | 0.01175% | 0.009773% |  | 2259 | 0.01013% | 0.008852% | 2259 | 32 | 0.01208% | 1524 | 0.0122% | 0.01214% |  | 2259 | 0.01175% | 0.009773% | 0.01076% |  | 2259 | 5208 | 0.01214% | 0.01257%
| Apr | 5 | 4 | 2260 | 430.1041 | 509.6121 | 455.2371 | 0.00918% | 0.01038% | 0.009052% | 0.01205% | 3055 | 0.01217% | 0.01211% |  | 8.4973 | 23.4179 | 19.5559 |  | 2260 | 421.6068 | 486.1942 | 435.6812 |  | 2260 | 0.009178% | 0.01032% | 0.009022% | 0.009288% | 0.01175% | 0.009774% |  | 2260 | 0.01032% | 0.009022% | 2260 | 3549 | 0.01208% | 1198 | 0.0122% | 0.01214% |  | 2260 | 0.01175% | 0.009774% | 0.01076% |  | 2260 | 3055 | 0.01214% | 0.01162%
| Apr | 5 | 5 | 2261 | 451.912 | 524.2746 | 477.0954 | 0.009645% | 0.01068% | 0.009487% | 0.01205% | 4973 | 0.01217% | 0.01211% |  | 8.4971 | 23.4189 | 19.5589 |  | 2261 | 443.4149 | 500.8557 | 457.5365 |  | 2261 | 0.009652% | 0.01063% | 0.009475% | 0.009287% | 0.01175% | 0.009776% |  | 2261 | 0.01063% | 0.009475% | 2261 | 7546 | 0.01208% | 1384 | 0.0122% | 0.01214% |  | 2261 | 0.01175% | 0.009776% | 0.01076% |  | 2261 | 4973 | 0.01214% | 0.01266%
| Apr | 5 | 6 | 2262 | 472.5167 | 544.5042 | 491.4239 | 0.01008% | 0.01109% | 0.009772% | 0.01205% | 3118 | 0.01217% | 0.01211% |  | 8.497 | 23.4198 | 19.5619 |  | 2262 | 464.0197 | 521.0844 | 471.862 |  | 2262 | 0.0101% | 0.01106% | 0.009772% | 0.009287% | 0.01175% | 0.009777% |  | 2262 | 0.01106% | 0.009772% | 2262 | 7597 | 0.01208% | 5455 | 0.0122% | 0.01214% |  | 2262 | 0.01175% | 0.009777% | 0.01076% |  | 2262 | 3118 | 0.01214% | 0.01168%
| Apr | 5 | 7 | 2263 | 481.6393 | 551.989 | 498.3349 | 0.01028% | 0.01124% | 0.009909% | 0.01205% | 2862 | 0.01217% | 0.01211% |  | 8.4969 | 23.4207 | 19.5649 |  | 2263 | 473.1424 | 528.5683 | 478.77 |  | 2263 | 0.0103% | 0.01122% | 0.009915% | 0.009287% | 0.01175% | 0.009779% |  | 2263 | 0.01122% | 0.009915% | 2263 | 4876 | 0.01208% | 1514 | 0.0122% | 0.01214% |  | 2263 | 0.01175% | 0.009779% | 0.01077% |  | 2263 | 2862 | 0.01214% | 0.0114%
| Apr | 5 | 8 | 2264 | 471.6838 | 517.5159 | 493.8432 | 0.01007% | 0.01054% | 0.00982% | 0.01205% | 1427 | 0.01217% | 0.01211% |  | 8.4968 | 23.4216 | 19.5679 |  | 2264 | 463.1871 | 494.0943 | 474.2753 |  | 2264 | 0.01008% | 0.01049% | 0.009821% | 0.009287% | 0.01175% | 0.00978% |  | 2264 | 0.01049% | 0.009821% | 2264 | 4685 | 0.01207% | 5742 | 0.0122% | 0.01214% |  | 2264 | 0.01175% | 0.00978% | 0.01077% |  | 2264 | 1427 | 0.01214% | 0.01004%
| Apr | 5 | 9 | 2265 | 460.2499 | 545.072 | 489.7453 | 0.009823% | 0.0111% | 0.009738% | 0.01205% | 4128 | 0.01217% | 0.01211% |  | 8.4966 | 23.4225 | 19.5709 |  | 2265 | 451.7533 | 521.6495 | 470.1745 |  | 2265 | 0.009834% | 0.01107% | 0.009737% | 0.009287% | 0.01175% | 0.009782% |  | 2265 | 0.01107% | 0.009737% | 2265 | 1304 | 0.01207% | 3020 | 0.0122% | 0.01214% |  | 2265 | 0.01175% | 0.009782% | 0.01077% |  | 2265 | 4128 | 0.01214% | 0.01257%
| Apr | 5 | 10 | 2266 | 454.6046 | 547.4925 | 486.0695 | 0.009703% | 0.01115% | 0.009665% | 0.01205% | 3130 | 0.01217% | 0.01211% |  | 8.4965 | 23.4234 | 19.5739 |  | 2266 | 446.1081 | 524.0691 | 466.4956 |  | 2266 | 0.009711% | 0.01112% | 0.00966% | 0.009287% | 0.01175% | 0.009783% |  | 2266 | 0.01112% | 0.00966% | 2266 | 5093 | 0.01207% | 1220 | 0.0122% | 0.01214% |  | 2266 | 0.01175% | 0.009783% | 0.01077% |  | 2266 | 3130 | 0.01214% | 0.0117%
| Apr | 5 | 11 | 2267 | 446.3539 | 542.7074 | 479.4773 | 0.009526% | 0.01105% | 0.009534% | 0.01205% | 1369 | 0.01217% | 0.01211% |  | 8.4964 | 23.4243 | 19.5769 |  | 2267 | 437.8575 | 519.2831 | 459.9004 |  | 2267 | 0.009531% | 0.01102% | 0.009524% | 0.009287% | 0.01175% | 0.009785% |  | 2267 | 0.01102% | 0.009524% | 2267 | 1218 | 0.01207% | 248 | 0.0122% | 0.01214% |  | 2267 | 0.01175% | 0.009785% | 0.01077% |  | 2267 | 1369 | 0.01214% | 0.009995%
| Apr | 5 | 12 | 2268 | 440.7842 | 539.8215 | 477.3299 | 0.009408% | 0.01099% | 0.009491% | 0.01205% | 8418 | 0.01217% | 0.01211% |  | 8.4962 | 23.4252 | 19.5799 |  | 2268 | 432.288 | 516.3962 | 457.75 |  | 2268 | 0.00941% | 0.01096% | 0.009479% | 0.009286% | 0.01175% | 0.009786% |  | 2268 | 0.01096% | 0.009479% | 2268 | 3742 | 0.01207% | 7783 | 0.0122% | 0.01214% |  | 2268 | 0.01175% | 0.009786% | 0.01077% |  | 2268 | 8418 | 0.01214% | 0.01126%
| Apr | 5 | 13 | 2269 | 439.2186 | 534.1427 | 474.9668 | 0.009374% | 0.01088% | 0.009444% | 0.01205% | 1353 | 0.01217% | 0.01211% |  | 8.4961 | 23.4261 | 19.5829 |  | 2269 | 430.7225 | 510.7165 | 455.3839 |  | 2269 | 0.009376% | 0.01084% | 0.00943% | 0.009286% | 0.01175% | 0.009788% |  | 2269 | 0.01084% | 0.00943% | 2269 | 5732 | 0.01207% | 4485 | 0.0122% | 0.01214% |  | 2269 | 0.01175% | 0.009788% | 0.01077% |  | 2269 | 1353 | 0.01214% | 0.009982%
| Apr | 5 | 14 | 2270 | 437.7811 | 530.121 | 470.3438 | 0.009344% | 0.0108% | 0.009353% | 0.01205% | 3599 | 0.01217% | 0.01211% |  | 8.496 | 23.427 | 19.5859 |  | 2270 | 429.2851 | 506.6939 | 450.7579 |  | 2270 | 0.009345% | 0.01075% | 0.009334% | 0.009286% | 0.01176% | 0.009789% |  | 2270 | 0.01075% | 0.009334% | 2270 | 4326 | 0.01207% | 1383 | 0.0122% | 0.01214% |  | 2270 | 0.01176% | 0.009789% | 0.01077% |  | 2270 | 3599 | 0.01214% | 0.01217%
| Apr | 5 | 15 | 2271 | 437.4013 | 526.3878 | 469.4811 | 0.009335% | 0.01072% | 0.009335% | 0.01205% | 178 | 0.01217% | 0.01211% |  | 8.4959 | 23.428 | 19.5889 |  | 2271 | 428.9054 | 502.9599 | 449.8922 |  | 2271 | 0.009336% | 0.01068% | 0.009317% | 0.009286% | 0.01176% | 0.009791% |  | 2271 | 0.01068% | 0.009317% | 2271 | 104 | 0.01207% | 584 | 0.0122% | 0.01213% |  | 2271 | 0.01176% | 0.009791% | 0.01077% |  | 2271 | 178 | 0.01213% | 0.009184%
| Apr | 5 | 16 | 2272 | 437.4411 | 522.6175 | 470.1657 | 0.009336% | 0.01064% | 0.009349% | 0.01205% | 4972 | 0.01217% | 0.01211% |  | 8.4957 | 23.4289 | 19.5919 |  | 2272 | 428.9454 | 499.1886 | 450.5737 |  | 2272 | 0.009337% | 0.0106% | 0.009331% | 0.009286% | 0.01176% | 0.009792% |  | 2272 | 0.0106% | 0.009331% | 2272 | 5214 | 0.01207% | 8397 | 0.0122% | 0.01213% |  | 2272 | 0.01176% | 0.009792% | 0.01077% |  | 2272 | 4972 | 0.01213% | 0.01266%
| Apr | 5 | 17 | 2273 | 439.0867 | 522.4127 | 468.2715 | 0.009371% | 0.01064% | 0.009311% | 0.01205% | 8410 | 0.01217% | 0.01211% |  | 8.4956 | 23.4298 | 19.595 |  | 2273 | 430.5911 | 498.9829 | 448.6765 |  | 2273 | 0.009373% | 0.01059% | 0.009291% | 0.009286% | 0.01176% | 0.009794% |  | 2273 | 0.01059% | 0.009291% | 2273 | 5430 | 0.01207% | 3831 | 0.0122% | 0.01213% |  | 2273 | 0.01176% | 0.009794% | 0.01078% |  | 2273 | 8410 | 0.01213% | 0.01126%
| Apr | 5 | 18 | 2274 | 439.4118 | 520.2808 | 474.798 | 0.009378% | 0.01059% | 0.009441% | 0.01205% | 934 | 0.01216% | 0.01211% |  | 8.4955 | 23.4307 | 19.598 |  | 2274 | 430.9163 | 496.8501 | 455.2 |  | 2274 | 0.00938% | 0.01055% | 0.009426% | 0.009286% | 0.01176% | 0.009795% |  | 2274 | 0.01055% | 0.009426% | 2274 | 5405 | 0.01207% | 1535 | 0.0122% | 0.01213% |  | 2274 | 0.01176% | 0.009795% | 0.01078% |  | 2274 | 934 | 0.01213% | 0.009629%
| Apr | 5 | 19 | 2275 | 445.0406 | 526.5089 | 476.1108 | 0.009498% | 0.01072% | 0.009467% | 0.01205% | 1334 | 0.01216% | 0.01211% |  | 8.4953 | 23.4316 | 19.601 |  | 2275 | 436.5452 | 503.0773 | 456.5098 |  | 2275 | 0.009503% | 0.01068% | 0.009454% | 0.009286% | 0.01176% | 0.009797% |  | 2275 | 0.01068% | 0.009454% | 2275 | 8254 | 0.01207% | 6753 | 0.0122% | 0.01213% |  | 2275 | 0.01176% | 0.009797% | 0.01078% |  | 2275 | 1334 | 0.01213% | 0.009965%
| Apr | 5 | 20 | 2276 | 444.5825 | 528.2498 | 481.981 | 0.009489% | 0.01076% | 0.009584% | 0.01205% | 4202 | 0.01216% | 0.01211% |  | 8.4952 | 23.4325 | 19.604 |  | 2276 | 436.0873 | 504.8173 | 462.377 |  | 2276 | 0.009493% | 0.01071% | 0.009575% | 0.009285% | 0.01176% | 0.009798% |  | 2276 | 0.01071% | 0.009575% | 2276 | 8335 | 0.01207% | 323 | 0.0122% | 0.01213% |  | 2276 | 0.01176% | 0.009798% | 0.01078% |  | 2276 | 4202 | 0.01213% | 0.0126%
| Apr | 5 | 21 | 2277 | 434.7144 | 515.142 | 476.4015 | 0.009278% | 0.01049% | 0.009473% | 0.01205% | 1292 | 0.01216% | 0.01211% |  | 8.4951 | 23.4334 | 19.607 |  | 2277 | 426.2193 | 491.7086 | 456.7945 |  | 2277 | 0.009278% | 0.01044% | 0.009459% | 0.009285% | 0.01176% | 0.0098% |  | 2277 | 0.01044% | 0.009459% | 2277 | 537 | 0.01207% | 3803 | 0.0122% | 0.01213% |  | 2277 | 0.01176% | 0.0098% | 0.01078% |  | 2277 | 1292 | 0.01213% | 0.009929%
| Apr | 5 | 22 | 2278 | 423.6774 | 505.9721 | 472.5381 | 0.009042% | 0.0103% | 0.009396% | 0.01205% | 4317 | 0.01216% | 0.01211% |  | 8.495 | 23.4343 | 19.6101 |  | 2278 | 415.1824 | 482.5378 | 452.928 |  | 2278 | 0.009038% | 0.01024% | 0.009379% | 0.009285% | 0.01176% | 0.009801% |  | 2278 | 0.01024% | 0.009379% | 2278 | 6475 | 0.01207% | 8081 | 0.01219% | 0.01213% |  | 2278 | 0.01176% | 0.009801% | 0.01078% |  | 2278 | 4317 | 0.01213% | 0.01265%
| Apr | 5 | 23 | 2279 | 413.0751 | 494.7914 | 466.7336 | 0.008816% | 0.01008% | 0.009281% | 0.01205% | 7281 | 0.01216% | 0.0121% |  | 8.4948 | 23.4352 | 19.6131 |  | 2279 | 404.5803 | 471.3561 | 447.1205 |  | 2279 | 0.008807% | 0.01% | 0.009259% | 0.009285% | 0.01176% | 0.009803% |  | 2279 | 0.01% | 0.009259% | 2279 | 3605 | 0.01207% | 5682 | 0.01219% | 0.01213% |  | 2279 | 0.01176% | 0.009803% | 0.01078% |  | 2279 | 7281 | 0.01213% | 0.01188%
| Apr | 6 | 0 | 2280 | 409.0954 | 490.7045 | 465.8896 | 0.008731% | 0.009992% | 0.009264% | 0.01205% | 5829 | 0.01216% | 0.0121% |  | 8.4947 | 23.4361 | 19.6161 |  | 2280 | 400.6007 | 467.2684 | 446.2735 |  | 2280 | 0.00872% | 0.009918% | 0.009242% | 0.009285% | 0.01176% | 0.009804% |  | 2280 | 0.009918% | 0.009242% | 2280 | 7905 | 0.01207% | 8442 | 0.01219% | 0.01213% |  | 2280 | 0.01176% | 0.009804% | 0.01078% |  | 2280 | 5829 | 0.01213% | 0.01224%
| Apr | 6 | 1 | 2281 | 406.3456 | 487.8278 | 465.1582 | 0.008673% | 0.009934% | 0.009249% | 0.01205% | 4775 | 0.01216% | 0.0121% |  | 8.4946 | 23.437 | 19.6191 |  | 2281 | 397.851 | 464.3908 | 445.5391 |  | 2281 | 0.00866% | 0.009857% | 0.009226% | 0.009285% | 0.01176% | 0.009806% |  | 2281 | 0.009857% | 0.009226% | 2281 | 5045 | 0.01207% | 4082 | 0.01219% | 0.01213% |  | 2281 | 0.01176% | 0.009806% | 0.01078% |  | 2281 | 4775 | 0.01213% | 0.01271%
| Apr | 6 | 2 | 2282 | 409.9621 | 484.3182 | 469.6874 | 0.00875% | 0.009862% | 0.00934% | 0.01205% | 5994 | 0.01216% | 0.0121% |  | 8.4945 | 23.4379 | 19.6222 |  | 2282 | 401.4677 | 460.8802 | 450.0652 |  | 2282 | 0.008739% | 0.009782% | 0.00932% | 0.009285% | 0.01176% | 0.009807% |  | 2282 | 0.009782% | 0.00932% | 2282 | 8268 | 0.01207% | 1210 | 0.01219% | 0.01213% |  | 2282 | 0.01176% | 0.009807% | 0.01078% |  | 2282 | 5994 | 0.01213% | 0.01216%
| Apr | 6 | 3 | 2283 | 413.1414 | 490.4997 | 473.2414 | 0.008818% | 0.009988% | 0.00941% | 0.01204% | 4134 | 0.01216% | 0.0121% |  | 8.4943 | 23.4388 | 19.6252 |  | 2283 | 404.6471 | 467.0608 | 453.6162 |  | 2283 | 0.008808% | 0.009913% | 0.009394% | 0.009284% | 0.01176% | 0.009809% |  | 2283 | 0.009913% | 0.009394% | 2283 | 3703 | 0.01207% | 5789 | 0.01219% | 0.01213% |  | 2283 | 0.01176% | 0.009809% | 0.01078% |  | 2283 | 4134 | 0.01213% | 0.01257%
| Apr | 6 | 4 | 2284 | 419.4257 | 494.931 | 479.7961 | 0.008952% | 0.01008% | 0.009541% | 0.01204% | 1435 | 0.01216% | 0.0121% |  | 8.4942 | 23.4397 | 19.6282 |  | 2284 | 410.9315 | 471.4913 | 460.1678 |  | 2284 | 0.008945% | 0.01001% | 0.009529% | 0.009284% | 0.01176% | 0.00981% |  | 2284 | 0.01001% | 0.009529% | 2284 | 3834 | 0.01207% | 3742 | 0.01219% | 0.01213% |  | 2284 | 0.01176% | 0.00981% | 0.01079% |  | 2284 | 1435 | 0.01213% | 0.01005%
| Apr | 6 | 5 | 2285 | 443.1342 | 507.2754 | 492.6429 | 0.009458% | 0.01033% | 0.009796% | 0.01204% | 1712 | 0.01216% | 0.0121% |  | 8.4941 | 23.4406 | 19.6313 |  | 2285 | 434.6401 | 483.8348 | 473.0116 |  | 2285 | 0.009461% | 0.01027% | 0.009795% | 0.009284% | 0.01176% | 0.009812% |  | 2285 | 0.01027% | 0.009795% | 2285 | 7712 | 0.01206% | 3833 | 0.01219% | 0.01213% |  | 2285 | 0.01176% | 0.009812% | 0.01079% |  | 2285 | 1712 | 0.01213% | 0.01028%
| Apr | 6 | 6 | 2286 | 459.8511 | 525.55 | 503.0704 | 0.009815% | 0.0107% | 0.01% | 0.01204% | 3606 | 0.01216% | 0.0121% |  | 8.494 | 23.4415 | 19.6343 |  | 2286 | 451.3572 | 502.1084 | 483.4361 |  | 2286 | 0.009825% | 0.01066% | 0.01001% | 0.009284% | 0.01176% | 0.009813% |  | 2286 | 0.01066% | 0.01001% | 2286 | 6448 | 0.01206% | 4282 | 0.01219% | 0.01213% |  | 2286 | 0.01176% | 0.009813% | 0.01079% |  | 2286 | 3606 | 0.01213% | 0.01217%
| Apr | 6 | 7 | 2287 | 463.3172 | 533.3234 | 510.319 | 0.009889% | 0.01086% | 0.01015% | 0.01204% | 3811 | 0.01216% | 0.0121% |  | 8.4938 | 23.4425 | 19.6374 |  | 2287 | 454.8234 | 509.881 | 490.6817 |  | 2287 | 0.009901% | 0.01082% | 0.01016% | 0.009284% | 0.01176% | 0.009815% |  | 2287 | 0.01082% | 0.01016% | 2287 | 4228 | 0.01206% | 707 | 0.01219% | 0.01213% |  | 2287 | 0.01176% | 0.009815% | 0.01079% |  | 2287 | 3811 | 0.01213% | 0.01235%
| Apr | 6 | 8 | 2288 | 464.4488 | 533.2583 | 516.5361 | 0.009913% | 0.01086% | 0.01027% | 0.01204% | 7974 | 0.01216% | 0.0121% |  | 8.4937 | 23.4434 | 19.6404 |  | 2288 | 455.9551 | 509.8149 | 496.8957 |  | 2288 | 0.009925% | 0.01082% | 0.01029% | 0.009284% | 0.01176% | 0.009816% |  | 2288 | 0.01082% | 0.01029% | 2288 | 5746 | 0.01206% | 4568 | 0.01219% | 0.01213% |  | 2288 | 0.01176% | 0.009816% | 0.01079% |  | 2288 | 7974 | 0.01213% | 0.01159%
| Apr | 6 | 9 | 2289 | 466.668 | 530.5771 | 516.6299 | 0.00996% | 0.0108% | 0.01027% | 0.01204% | 5574 | 0.01216% | 0.0121% |  | 8.4936 | 23.4443 | 19.6434 |  | 2289 | 458.1745 | 507.1329 | 496.9865 |  | 2289 | 0.009974% | 0.01076% | 0.01029% | 0.009284% | 0.01176% | 0.009818% |  | 2289 | 0.01076% | 0.01029% | 2289 | 3718 | 0.01206% | 5364 | 0.01219% | 0.01213% |  | 2289 | 0.01176% | 0.009818% | 0.01079% |  | 2289 | 5574 | 0.01213% | 0.01238%
| Apr | 6 | 10 | 2290 | 461.2157 | 529.7113 | 511.8475 | 0.009844% | 0.01079% | 0.01018% | 0.01204% | 3020 | 0.01216% | 0.0121% |  | 8.4935 | 23.4452 | 19.6465 |  | 2290 | 452.7222 | 506.2662 | 492.201 |  | 2290 | 0.009855% | 0.01075% | 0.01019% | 0.009283% | 0.01176% | 0.00982% |  | 2290 | 0.01075% | 0.01019% | 2290 | 3560 | 0.01206% | 3547 | 0.01219% | 0.01213% |  | 2290 | 0.01176% | 0.00982% | 0.01079% |  | 2290 | 3020 | 0.01213% | 0.01158%
| Apr | 6 | 11 | 2291 | 458.3472 | 524.7308 | 505.8836 | 0.009782% | 0.01069% | 0.01006% | 0.01204% | 713 | 0.01216% | 0.0121% |  | 8.4933 | 23.4461 | 19.6495 |  | 2291 | 449.8538 | 501.2847 | 486.234 |  | 2291 | 0.009792% | 0.01064% | 0.01007% | 0.009283% | 0.01176% | 0.009821% |  | 2291 | 0.01064% | 0.01007% | 2291 | 8659 | 0.01206% | 3056 | 0.01219% | 0.01213% |  | 2291 | 0.01176% | 0.009821% | 0.01079% |  | 2291 | 713 | 0.01213% | 0.009467%
| Apr | 6 | 12 | 2292 | 449.2682 | 517.5066 | 498.5881 | 0.009589% | 0.01054% | 0.009914% | 0.01204% | 5184 | 0.01216% | 0.0121% |  | 8.4932 | 23.447 | 19.6526 |  | 2292 | 440.775 | 494.0596 | 478.9355 |  | 2292 | 0.009595% | 0.01049% | 0.009918% | 0.009283% | 0.01177% | 0.009823% |  | 2292 | 0.01049% | 0.009918% | 2292 | 4542 | 0.01206% | 8051 | 0.01219% | 0.01212% |  | 2292 | 0.01177% | 0.009823% | 0.01079% |  | 2292 | 5184 | 0.01212% | 0.01258%
| Apr | 6 | 13 | 2293 | 437.3316 | 511.9209 | 485.0473 | 0.009334% | 0.01042% | 0.009645% | 0.01204% | 729 | 0.01216% | 0.0121% |  | 8.4931 | 23.4479 | 19.6556 |  | 2293 | 428.8385 | 488.473 | 465.3917 |  | 2293 | 0.009335% | 0.01037% | 0.009638% | 0.009283% | 0.01177% | 0.009824% |  | 2293 | 0.01037% | 0.009638% | 2293 | 2968 | 0.01206% | 5397 | 0.01219% | 0.01212% |  | 2293 | 0.01177% | 0.009824% | 0.01079% |  | 2293 | 729 | 0.01212% | 0.009478%
| Apr | 6 | 14 | 2294 | 433.5126 | 510.3196 | 472.81 | 0.009252% | 0.01039% | 0.009402% | 0.01204% | 5235 | 0.01216% | 0.0121% |  | 8.493 | 23.4488 | 19.6587 |  | 2294 | 425.0196 | 486.8709 | 453.1513 |  | 2294 | 0.009252% | 0.01033% | 0.009384% | 0.009283% | 0.01177% | 0.009826% |  | 2294 | 0.01033% | 0.009384% | 2294 | 3647 | 0.01206% | 5043 | 0.01219% | 0.01212% |  | 2294 | 0.01177% | 0.009826% | 0.0108% |  | 2294 | 5235 | 0.01212% | 0.01256%
| Apr | 6 | 15 | 2295 | 430.4743 | 503.9147 | 460.2445 | 0.009188% | 0.01026% | 0.009152% | 0.01204% | 1294 | 0.01215% | 0.0121% |  | 8.4929 | 23.4497 | 19.6617 |  | 2295 | 421.9815 | 480.465 | 440.5828 |  | 2295 | 0.009186% | 0.0102% | 0.009124% | 0.009283% | 0.01177% | 0.009827% |  | 2295 | 0.0102% | 0.009124% | 2295 | 2190 | 0.01206% | 7928 | 0.01219% | 0.01212% |  | 2295 | 0.01177% | 0.009827% | 0.0108% |  | 2295 | 1294 | 0.01212% | 0.009931%
| Apr | 6 | 16 | 2296 | 432.97 | 499.744 | 456.428 | 0.009241% | 0.01018% | 0.009076% | 0.01204% | 4807 | 0.01215% | 0.0121% |  | 8.4927 | 23.4506 | 19.6648 |  | 2296 | 424.4773 | 476.2934 | 436.7632 |  | 2296 | 0.00924% | 0.01011% | 0.009045% | 0.009283% | 0.01177% | 0.009829% |  | 2296 | 0.01011% | 0.009045% | 2296 | 2966 | 0.01206% | 5735 | 0.01219% | 0.01212% |  | 2296 | 0.01177% | 0.009829% | 0.0108% |  | 2296 | 4807 | 0.01212% | 0.0127%
| Apr | 6 | 17 | 2297 | 430.5515 | 501.7456 | 455.2652 | 0.009189% | 0.01022% | 0.009053% | 0.01204% | 331 | 0.01215% | 0.0121% |  | 8.4926 | 23.4515 | 19.6679 |  | 2297 | 422.0589 | 478.2941 | 435.5974 |  | 2297 | 0.009187% | 0.01015% | 0.009021% | 0.009283% | 0.01177% | 0.00983% |  | 2297 | 0.01015% | 0.009021% | 2297 | 6470 | 0.01206% | 8082 | 0.01219% | 0.01212% |  | 2297 | 0.01177% | 0.00983% | 0.0108% |  | 2297 | 331 | 0.01212% | 0.009245%
| Apr | 6 | 18 | 2298 | 429.2245 | 498.6734 | 462.2044 | 0.009161% | 0.01015% | 0.009191% | 0.01204% | 1246 | 0.01215% | 0.0121% |  | 8.4925 | 23.4524 | 19.6709 |  | 2298 | 420.732 | 475.2211 | 442.5335 |  | 2298 | 0.009158% | 0.01009% | 0.009164% | 0.009282% | 0.01177% | 0.009832% |  | 2298 | 0.01009% | 0.009164% | 2298 | 5724 | 0.01206% | 8097 | 0.01218% | 0.01212% |  | 2298 | 0.01177% | 0.009832% | 0.0108% |  | 2298 | 1246 | 0.01212% | 0.009889%
| Apr | 6 | 19 | 2299 | 435.202 | 501.8293 | 467.8307 | 0.009288% | 0.01022% | 0.009303% | 0.01204% | 3802 | 0.01215% | 0.01209% |  | 8.4924 | 23.4533 | 19.674 |  | 2299 | 426.7096 | 478.3761 | 448.1567 |  | 2299 | 0.009289% | 0.01015% | 0.009281% | 0.009282% | 0.01177% | 0.009833% |  | 2299 | 0.01015% | 0.009281% | 2299 | 8661 | 0.01206% | 973 | 0.01218% | 0.01212% |  | 2299 | 0.01177% | 0.009833% | 0.0108% |  | 2299 | 3802 | 0.01212% | 0.01235%
| Apr | 6 | 20 | 2300 | 439.1981 | 506.3724 | 473.2601 | 0.009374% | 0.01031% | 0.009411% | 0.01204% | 4201 | 0.01215% | 0.01209% |  | 8.4923 | 23.4542 | 19.677 |  | 2300 | 430.7058 | 482.9182 | 453.5831 |  | 2300 | 0.009376% | 0.01025% | 0.009393% | 0.009282% | 0.01177% | 0.009835% |  | 2300 | 0.01025% | 0.009393% | 2300 | 6061 | 0.01206% | 8312 | 0.01218% | 0.01212% |  | 2300 | 0.01177% | 0.009835% | 0.0108% |  | 2300 | 4201 | 0.01212% | 0.0126%
| Apr | 6 | 21 | 2301 | 429.4576 | 500.8798 | 468.6747 | 0.009166% | 0.0102% | 0.009319% | 0.01204% | 8057 | 0.01215% | 0.01209% |  | 8.4921 | 23.4551 | 19.6801 |  | 2301 | 420.9655 | 477.4247 | 448.9946 |  | 2301 | 0.009164% | 0.01013% | 0.009298% | 0.009282% | 0.01177% | 0.009836% |  | 2301 | 0.01013% | 0.009298% | 2301 | 8093 | 0.01206% | 3965 | 0.01218% | 0.01212% |  | 2301 | 0.01177% | 0.009836% | 0.0108% |  | 2301 | 8057 | 0.01212% | 0.01153%
| Apr | 6 | 22 | 2302 | 417.6791 | 492.8457 | 462.2794 | 0.008914% | 0.01004% | 0.009192% | 0.01204% | 924 | 0.01215% | 0.01209% |  | 8.492 | 23.456 | 19.6832 |  | 2302 | 409.187 | 469.3897 | 442.5962 |  | 2302 | 0.008907% | 0.009963% | 0.009165% | 0.009282% | 0.01177% | 0.009838% |  | 2302 | 0.009963% | 0.009165% | 2302 | 4227 | 0.01206% | 5650 | 0.01218% | 0.01212% |  | 2302 | 0.01177% | 0.009838% | 0.0108% |  | 2302 | 924 | 0.01212% | 0.009621%
| Apr | 6 | 23 | 2303 | 407.4859 | 482.2514 | 455.434 | 0.008697% | 0.00982% | 0.009056% | 0.01204% | 7810 | 0.01215% | 0.01209% |  | 8.4919 | 23.4569 | 19.6862 |  | 2303 | 398.994 | 458.7946 | 435.7478 |  | 2303 | 0.008685% | 0.009738% | 0.009024% | 0.009282% | 0.01177% | 0.009839% |  | 2303 | 0.009738% | 0.009024% | 2303 | 3961 | 0.01205% | 8392 | 0.01218% | 0.01212% |  | 2303 | 0.01177% | 0.009839% | 0.0108% |  | 2303 | 7810 | 0.01212% | 0.01168%
| Apr | 7 | 0 | 2304 | 402.7284 | 481.004 | 451.6737 | 0.008595% | 0.009795% | 0.008981% | 0.01204% | 8287 | 0.01215% | 0.01209% |  | 8.4918 | 23.4578 | 19.6893 |  | 2304 | 394.2366 | 457.5462 | 431.9844 |  | 2304 | 0.008582% | 0.009711% | 0.008946% | 0.009282% | 0.01177% | 0.009841% |  | 2304 | 0.009711% | 0.008946% | 2304 | 6474 | 0.01205% | 1249 | 0.01218% | 0.01212% |  | 2304 | 0.01177% | 0.009841% | 0.01081% |  | 2304 | 8287 | 0.01212% | 0.01136%
| Apr | 7 | 1 | 2305 | 400.9902 | 478.6766 | 451.5143 | 0.008558% | 0.009748% | 0.008978% | 0.01203% | 5214 | 0.01215% | 0.01209% |  | 8.4916 | 23.4587 | 19.6924 |  | 2305 | 392.4986 | 455.2179 | 431.8219 |  | 2305 | 0.008544% | 0.009662% | 0.008942% | 0.009281% | 0.01177% | 0.009842% |  | 2305 | 0.009662% | 0.008942% | 2305 | 6968 | 0.01205% | 7472 | 0.01218% | 0.01212% |  | 2305 | 0.01177% | 0.009842% | 0.01081% |  | 2305 | 5214 | 0.01212% | 0.01257%
| Apr | 7 | 2 | 2306 | 406.0303 | 476.554 | 453.0428 | 0.008666% | 0.009704% | 0.009009% | 0.01203% | 5843 | 0.01215% | 0.01209% |  | 8.4915 | 23.4596 | 19.6955 |  | 2306 | 397.5388 | 453.0945 | 433.3474 |  | 2306 | 0.008654% | 0.009617% | 0.008974% | 0.009281% | 0.01177% | 0.009844% |  | 2306 | 0.009617% | 0.008974% | 2306 | 5496 | 0.01205% | 8443 | 0.01218% | 0.01212% |  | 2306 | 0.01177% | 0.009844% | 0.01081% |  | 2306 | 5843 | 0.01212% | 0.01223%
| Apr | 7 | 3 | 2307 | 409.515 | 479.0769 | 454.5525 | 0.00874% | 0.009756% | 0.009039% | 0.01203% | 3056 | 0.01215% | 0.01209% |  | 8.4914 | 23.4605 | 19.6985 |  | 2307 | 401.0235 | 455.6164 | 434.854 |  | 2307 | 0.008729% | 0.00967% | 0.009005% | 0.009281% | 0.01177% | 0.009846% |  | 2307 | 0.00967% | 0.009005% | 2307 | 5453 | 0.01205% | 4341 | 0.01218% | 0.01212% |  | 2307 | 0.01177% | 0.009846% | 0.01081% |  | 2307 | 3056 | 0.01212% | 0.01162%
| Apr | 7 | 4 | 2308 | 418.3583 | 480.7619 | 458.2003 | 0.008929% | 0.00979% | 0.009111% | 0.01203% | 4686 | 0.01215% | 0.01209% |  | 8.4913 | 23.4614 | 19.7016 |  | 2308 | 409.867 | 457.3006 | 438.4987 |  | 2308 | 0.008922% | 0.009706% | 0.009081% | 0.009281% | 0.01177% | 0.009847% |  | 2308 | 0.009706% | 0.009081% | 2308 | 8660 | 0.01205% | 5257 | 0.01218% | 0.01212% |  | 2308 | 0.01177% | 0.009847% | 0.01081% |  | 2308 | 4686 | 0.01212% | 0.01272%
| Apr | 7 | 5 | 2309 | 437.1715 | 490.1645 | 466.5742 | 0.00933% | 0.009981% | 0.009278% | 0.01203% | 715 | 0.01215% | 0.01209% |  | 8.4912 | 23.4623 | 19.7047 |  | 2309 | 428.6803 | 466.7023 | 446.8695 |  | 2309 | 0.009331% | 0.009906% | 0.009254% | 0.009281% | 0.01177% | 0.009849% |  | 2309 | 0.009906% | 0.009254% | 2309 | 4205 | 0.01205% | 5234 | 0.01218% | 0.01212% |  | 2309 | 0.01177% | 0.009849% | 0.01081% |  | 2309 | 715 | 0.01212% | 0.009468%
| Apr | 7 | 6 | 2310 | 454.2558 | 503.8216 | 475.2575 | 0.009695% | 0.01026% | 0.00945% | 0.01203% | 1229 | 0.01215% | 0.01209% |  | 8.4911 | 23.4632 | 19.7078 |  | 2310 | 445.7648 | 480.3584 | 455.5497 |  | 2310 | 0.009703% | 0.0102% | 0.009434% | 0.009281% | 0.01177% | 0.00985% |  | 2310 | 0.0102% | 0.009434% | 2310 | 4178 | 0.01205% | 5817 | 0.01218% | 0.01212% |  | 2310 | 0.01177% | 0.00985% | 0.01081% |  | 2310 | 1229 | 0.01212% | 0.009874%
| Apr | 7 | 7 | 2311 | 458.0454 | 513.6617 | 482.7687 | 0.009776% | 0.01046% | 0.0096% | 0.01203% | 5936 | 0.01215% | 0.01209% |  | 8.4909 | 23.464 | 19.7109 |  | 2311 | 449.5544 | 490.1977 | 463.0578 |  | 2311 | 0.009786% | 0.0104% | 0.009589% | 0.009281% | 0.01177% | 0.009852% |  | 2311 | 0.0104% | 0.009589% | 2311 | 5897 | 0.01205% | 5877 | 0.01218% | 0.01211% |  | 2311 | 0.01177% | 0.009852% | 0.01081% |  | 2311 | 5936 | 0.01211% | 0.01219%
| Apr | 7 | 8 | 2312 | 453.816 | 521.8914 | 492.1647 | 0.009686% | 0.01063% | 0.009786% | 0.01203% | 4832 | 0.01215% | 0.01209% |  | 8.4908 | 23.4649 | 19.7139 |  | 2312 | 445.3252 | 498.4264 | 472.4507 |  | 2312 | 0.009694% | 0.01058% | 0.009784% | 0.009281% | 0.01177% | 0.009853% |  | 2312 | 0.01058% | 0.009784% | 2312 | 5186 | 0.01205% | 1558 | 0.01218% | 0.01211% |  | 2312 | 0.01177% | 0.009853% | 0.01081% |  | 2312 | 4832 | 0.01211% | 0.0127%
| Apr | 7 | 9 | 2313 | 453.0826 | 524.4328 | 490.955 | 0.00967% | 0.01068% | 0.009762% | 0.01203% | 3703 | 0.01215% | 0.01209% |  | 8.4907 | 23.4658 | 19.717 |  | 2313 | 444.5919 | 500.967 | 471.238 |  | 2313 | 0.009678% | 0.01063% | 0.009759% | 0.00928% | 0.01177% | 0.009855% |  | 2313 | 0.01063% | 0.009759% | 2313 | 3820 | 0.01205% | 1444 | 0.01218% | 0.01211% |  | 2313 | 0.01177% | 0.009855% | 0.01081% |  | 2313 | 3703 | 0.01211% | 0.01226%
| Apr | 7 | 10 | 2314 | 455.3658 | 522.7478 | 480.3025 | 0.009719% | 0.01064% | 0.009551% | 0.01203% | 4258 | 0.01215% | 0.01209% |  | 8.4906 | 23.4667 | 19.7201 |  | 2314 | 446.8752 | 499.2811 | 460.5823 |  | 2314 | 0.009728% | 0.0106% | 0.009538% | 0.00928% | 0.01177% | 0.009856% |  | 2314 | 0.0106% | 0.009538% | 2314 | 5817 | 0.01205% | 4376 | 0.01218% | 0.01211% |  | 2314 | 0.01177% | 0.009856% | 0.01082% |  | 2314 | 4258 | 0.01211% | 0.01263%
| Apr | 7 | 11 | 2315 | 458.2034 | 514.8534 | 472.4068 | 0.009779% | 0.01048% | 0.009394% | 0.01203% | 7447 | 0.01215% | 0.01209% |  | 8.4905 | 23.4676 | 19.7232 |  | 2315 | 449.7129 | 491.3857 | 452.6836 |  | 2315 | 0.009789% | 0.01043% | 0.009374% | 0.00928% | 0.01178% | 0.009858% |  | 2315 | 0.01043% | 0.009374% | 2315 | 5092 | 0.01205% | 1451 | 0.01218% | 0.01211% |  | 2315 | 0.01178% | 0.009858% | 0.01082% |  | 2315 | 7447 | 0.01211% | 0.01184%
| Apr | 7 | 12 | 2316 | 455.5915 | 505.3949 | 468.7216 | 0.009724% | 0.01029% | 0.00932% | 0.01203% | 6749 | 0.01215% | 0.01209% |  | 8.4903 | 23.4685 | 19.7263 |  | 2316 | 447.1011 | 481.9264 | 448.9953 |  | 2316 | 0.009732% | 0.01023% | 0.009298% | 0.00928% | 0.01178% | 0.009859% |  | 2316 | 0.01023% | 0.009298% | 2316 | 3519 | 0.01205% | 5659 | 0.01217% | 0.01211% |  | 2316 | 0.01178% | 0.009859% | 0.01082% |  | 2316 | 6749 | 0.01211% | 0.01196%
| Apr | 7 | 13 | 2317 | 451.1331 | 487.1576 | 462.4482 | 0.009628% | 0.00992% | 0.009196% | 0.01203% | 8417 | 0.01215% | 0.01209% |  | 8.4902 | 23.4694 | 19.7294 |  | 2317 | 442.6429 | 463.6881 | 442.7188 |  | 2317 | 0.009635% | 0.009842% | 0.009168% | 0.00928% | 0.01178% | 0.009861% |  | 2317 | 0.009842% | 0.009168% | 2317 | 609 | 0.01205% | 1302 | 0.01217% | 0.01211% |  | 2317 | 0.01178% | 0.009861% | 0.01082% |  | 2317 | 8417 | 0.01211% | 0.01126%
| Apr | 7 | 14 | 2318 | 446.8783 | 470.9962 | 454.2243 | 0.009538% | 0.009591% | 0.009032% | 0.01203% | 1505 | 0.01214% | 0.01209% |  | 8.4901 | 23.4703 | 19.7325 |  | 2318 | 438.3881 | 447.5259 | 434.4919 |  | 2318 | 0.009543% | 0.009499% | 0.008998% | 0.00928% | 0.01178% | 0.009863% |  | 2318 | 0.009499% | 0.008998% | 2318 | 6087 | 0.01205% | 8455 | 0.01217% | 0.01211% |  | 2318 | 0.01178% | 0.009863% | 0.01082% |  | 2318 | 1505 | 0.01211% | 0.01011%
| Apr | 7 | 15 | 2319 | 446.874 | 463.0738 | 451.7675 | 0.009538% | 0.00943% | 0.008983% | 0.01203% | 3847 | 0.01214% | 0.01208% |  | 8.49 | 23.4712 | 19.7356 |  | 2319 | 438.384 | 439.6026 | 432.0319 |  | 2319 | 0.009543% | 0.00933% | 0.008947% | 0.00928% | 0.01178% | 0.009864% |  | 2319 | 0.00933% | 0.008947% | 2319 | 5961 | 0.01205% | 6114 | 0.01217% | 0.01211% |  | 2319 | 0.01178% | 0.009864% | 0.01082% |  | 2319 | 3847 | 0.01211% | 0.01238%
| Apr | 7 | 16 | 2320 | 444.1848 | 462.9901 | 448.7105 | 0.00948% | 0.009428% | 0.008922% | 0.01203% | 753 | 0.01214% | 0.01208% |  | 8.4899 | 23.4721 | 19.7387 |  | 2320 | 435.6949 | 439.518 | 428.9718 |  | 2320 | 0.009484% | 0.009329% | 0.008883% | 0.00928% | 0.01178% | 0.009866% |  | 2320 | 0.009329% | 0.008883% | 2320 | 7641 | 0.01205% | 6559 | 0.01217% | 0.01211% |  | 2320 | 0.01178% | 0.009866% | 0.01082% |  | 2320 | 753 | 0.01211% | 0.009494%
| Apr | 7 | 17 | 2321 | 442.2829 | 468.5013 | 452.2457 | 0.00944% | 0.00954% | 0.008993% | 0.01202% | 34 | 0.01214% | 0.01208% |  | 8.4898 | 23.473 | 19.7418 |  | 2321 | 433.7931 | 445.0283 | 432.504 |  | 2321 | 0.009443% | 0.009446% | 0.008956% | 0.009279% | 0.01178% | 0.009867% |  | 2321 | 0.009446% | 0.008956% | 2321 | 4438 | 0.01205% | 1291 | 0.01217% | 0.01211% |  | 2321 | 0.01178% | 0.009867% | 0.01082% |  | 2321 | 34 | 0.01211% | 0.009135%
| Apr | 7 | 18 | 2322 | 443.9466 | 471.5734 | 457.2157 | 0.009475% | 0.009603% | 0.009092% | 0.01202% | 6896 | 0.01214% | 0.01208% |  | 8.4896 | 23.4739 | 19.7449 |  | 2322 | 435.457 | 448.0995 | 437.4708 |  | 2322 | 0.009479% | 0.009511% | 0.009059% | 0.009279% | 0.01178% | 0.009869% |  | 2322 | 0.009511% | 0.009059% | 2322 | 4562 | 0.01205% | 4330 | 0.01217% | 0.01211% |  | 2322 | 0.01178% | 0.009869% | 0.01082% |  | 2322 | 6896 | 0.01211% | 0.01194%
| Apr | 7 | 19 | 2323 | 449.8565 | 477.8946 | 464.1642 | 0.009601% | 0.009732% | 0.00923% | 0.01202% | 4509 | 0.01214% | 0.01208% |  | 8.4895 | 23.4748 | 19.748 |  | 2323 | 441.367 | 454.4198 | 444.4162 |  | 2323 | 0.009608% | 0.009645% | 0.009203% | 0.009279% | 0.01178% | 0.00987% |  | 2323 | 0.009645% | 0.009203% | 2323 | 8312 | 0.01204% | 3830 | 0.01217% | 0.01211% |  | 2323 | 0.01178% | 0.00987% | 0.01082% |  | 2323 | 4509 | 0.01211% | 0.0127%
| Apr | 7 | 20 | 2324 | 457.7519 | 481.7394 | 468.9654 | 0.00977% | 0.00981% | 0.009325% | 0.01202% | 7251 | 0.01214% | 0.01208% |  | 8.4894 | 23.4757 | 19.7511 |  | 2324 | 449.2625 | 458.2637 | 449.2143 |  | 2324 | 0.00978% | 0.009727% | 0.009303% | 0.009279% | 0.01178% | 0.009872% |  | 2324 | 0.009727% | 0.009303% | 2324 | 8407 | 0.01204% | 6797 | 0.01217% | 0.01211% |  | 2324 | 0.01178% | 0.009872% | 0.01083% |  | 2324 | 7251 | 0.01211% | 0.01189%
| Apr | 7 | 21 | 2325 | 455.8233 | 480.4547 | 464.3987 | 0.009729% | 0.009784% | 0.009234% | 0.01202% | 1668 | 0.01214% | 0.01208% |  | 8.4893 | 23.4766 | 19.7542 |  | 2325 | 447.334 | 456.9781 | 444.6445 |  | 2325 | 0.009738% | 0.009699% | 0.009208% | 0.009279% | 0.01178% | 0.009873% |  | 2325 | 0.009699% | 0.009208% | 2325 | 3440 | 0.01204% | 5926 | 0.01217% | 0.01211% |  | 2325 | 0.01178% | 0.009873% | 0.01083% |  | 2325 | 1668 | 0.01211% | 0.01024%
| Apr | 7 | 22 | 2326 | 443.7909 | 475.3717 | 453.6054 | 0.009472% | 0.00968% | 0.00902% | 0.01202% | 8390 | 0.01214% | 0.01208% |  | 8.4892 | 23.4775 | 19.7573 |  | 2326 | 435.3017 | 451.8943 | 433.8481 |  | 2326 | 0.009476% | 0.009591% | 0.008984% | 0.009279% | 0.01178% | 0.009875% |  | 2326 | 0.009591% | 0.008984% | 2326 | 5575 | 0.01204% | 3019 | 0.01217% | 0.01211% |  | 2326 | 0.01178% | 0.009875% | 0.01083% |  | 2326 | 8390 | 0.01211% | 0.01128%
| Apr | 7 | 23 | 2327 | 436.6224 | 469.544 | 446.4881 | 0.009319% | 0.009562% | 0.008878% | 0.01202% | 4009 | 0.01214% | 0.01208% |  | 8.4891 | 23.4783 | 19.7604 |  | 2327 | 428.1333 | 446.0656 | 426.7277 |  | 2327 | 0.00932% | 0.009468% | 0.008837% | 0.009279% | 0.01178% | 0.009876% |  | 2327 | 0.009468% | 0.008837% | 2327 | 5531 | 0.01204% | 3599 | 0.01217% | 0.01211% |  | 2327 | 0.01178% | 0.009876% | 0.01083% |  | 2327 | 4009 | 0.01211% | 0.0125%
| Apr | 8 | 0 | 2328 | 431.4199 | 465.0661 | 445.1003 | 0.009208% | 0.00947% | 0.008851% | 0.01202% | 1588 | 0.01214% | 0.01208% |  | 8.489 | 23.4792 | 19.7635 |  | 2328 | 422.9309 | 441.5868 | 425.3368 |  | 2328 | 0.009206% | 0.009373% | 0.008808% | 0.009279% | 0.01178% | 0.009878% |  | 2328 | 0.009373% | 0.008808% | 2328 | 3671 | 0.01204% | 4390 | 0.01217% | 0.0121% |  | 2328 | 0.01178% | 0.009878% | 0.01083% |  | 2328 | 1588 | 0.0121% | 0.01018%
| Apr | 8 | 1 | 2329 | 431.3688 | 463.53 | 447.9791 | 0.009207% | 0.009439% | 0.008908% | 0.01202% | 4424 | 0.01214% | 0.01208% |  | 8.4888 | 23.4801 | 19.7666 |  | 2329 | 422.8799 | 440.0499 | 428.2125 |  | 2329 | 0.009205% | 0.00934% | 0.008868% | 0.009278% | 0.01178% | 0.00988% |  | 2329 | 0.00934% | 0.008868% | 2329 | 38 | 0.01204% | 4438 | 0.01217% | 0.0121% |  | 2329 | 0.01178% | 0.00988% | 0.01083% |  | 2329 | 4424 | 0.0121% | 0.01268%
| Apr | 8 | 2 | 2330 | 432.297 | 464.461 | 451.8144 | 0.009226% | 0.009458% | 0.008984% | 0.01202% | 1221 | 0.01214% | 0.01208% |  | 8.4887 | 23.481 | 19.7698 |  | 2330 | 423.8083 | 440.9799 | 432.0446 |  | 2330 | 0.009225% | 0.00936% | 0.008947% | 0.009278% | 0.01178% | 0.009881% |  | 2330 | 0.00936% | 0.008947% | 2330 | 4425 | 0.01204% | 3046 | 0.01217% | 0.0121% |  | 2330 | 0.01178% | 0.009881% | 0.01083% |  | 2330 | 1221 | 0.0121% | 0.009867%
| Apr | 8 | 3 | 2331 | 435.485 | 466.5928 | 455.6122 | 0.009294% | 0.009501% | 0.00906% | 0.01202% | 3834 | 0.01214% | 0.01208% |  | 8.4886 | 23.4819 | 19.7729 |  | 2331 | 426.9964 | 443.1109 | 435.8393 |  | 2331 | 0.009295% | 0.009405% | 0.009026% | 0.009278% | 0.01178% | 0.009883% |  | 2331 | 0.009405% | 0.009026% | 2331 | 8269 | 0.01204% | 5313 | 0.01217% | 0.0121% |  | 2331 | 0.01178% | 0.009883% | 0.01083% |  | 2331 | 3834 | 0.0121% | 0.01237%
| Apr | 8 | 4 | 2332 | 442.2983 | 470.9869 | 466.1241 | 0.00944% | 0.009591% | 0.009269% | 0.01202% | 5387 | 0.01214% | 0.01208% |  | 8.4885 | 23.4828 | 19.776 |  | 2332 | 433.8098 | 447.5041 | 446.3481 |  | 2332 | 0.009443% | 0.009498% | 0.009243% | 0.009278% | 0.01178% | 0.009884% |  | 2332 | 0.009498% | 0.009243% | 2332 | 5938 | 0.01204% | 5065 | 0.01217% | 0.0121% |  | 2332 | 0.01178% | 0.009884% | 0.01083% |  | 2332 | 5387 | 0.0121% | 0.01248%
| Apr | 8 | 5 | 2333 | 453.2734 | 480.5757 | 484.6441 | 0.009674% | 0.009786% | 0.009637% | 0.01202% | 3203 | 0.01214% | 0.01208% |  | 8.4884 | 23.4837 | 19.7791 |  | 2333 | 444.785 | 457.092 | 464.865 |  | 2333 | 0.009682% | 0.009702% | 0.009627% | 0.009278% | 0.01178% | 0.009886% |  | 2333 | 0.009702% | 0.009627% | 2333 | 3991 | 0.01203% | 4368 | 0.01217% | 0.0121% |  | 2333 | 0.01178% | 0.009886% | 0.01083% |  | 2333 | 3203 | 0.0121% | 0.01178%
| Apr | 8 | 6 | 2334 | 464.7334 | 488.9636 | 508.2935 | 0.009919% | 0.009957% | 0.01011% | 0.01202% | 4375 | 0.01214% | 0.01208% |  | 8.4883 | 23.4846 | 19.7822 |  | 2334 | 456.2451 | 465.479 | 488.5113 |  | 2334 | 0.009932% | 0.00988% | 0.01012% | 0.009278% | 0.01178% | 0.009887% |  | 2334 | 0.00988% | 0.01012% | 2334 | 3463 | 0.01203% | 351 | 0.01217% | 0.0121% |  | 2334 | 0.01178% | 0.009887% | 0.01084% |  | 2334 | 4375 | 0.0121% | 0.01267%
| Apr | 8 | 7 | 2335 | 471.8573 | 498.301 | 509.0437 | 0.01007% | 0.01015% | 0.01012% | 0.01202% | 5262 | 0.01214% | 0.01208% |  | 8.4882 | 23.4855 | 19.7854 |  | 2335 | 463.3691 | 474.8156 | 489.2584 |  | 2335 | 0.01009% | 0.01008% | 0.01013% | 0.009278% | 0.01178% | 0.009889% |  | 2335 | 0.01008% | 0.01013% | 2335 | 5044 | 0.01203% | 3203 | 0.01217% | 0.0121% |  | 2335 | 0.01178% | 0.009889% | 0.01084% |  | 2335 | 5262 | 0.0121% | 0.01255%
| Apr | 8 | 8 | 2336 | 471.7163 | 502.5089 | 512.2507 | 0.01007% | 0.01023% | 0.01019% | 0.01202% | 199 | 0.01214% | 0.01208% |  | 8.4881 | 23.4864 | 19.7885 |  | 2336 | 463.2283 | 479.0226 | 492.4622 |  | 2336 | 0.01008% | 0.01017% | 0.0102% | 0.009278% | 0.01178% | 0.00989% |  | 2336 | 0.01017% | 0.0102% | 2336 | 3941 | 0.01203% | 4544 | 0.01217% | 0.0121% |  | 2336 | 0.01178% | 0.00989% | 0.01084% |  | 2336 | 199 | 0.0121% | 0.009192%
| Apr | 8 | 9 | 2337 | 463.633 | 502.3972 | 506.2305 | 0.009895% | 0.01023% | 0.01007% | 0.01202% | 5851 | 0.01214% | 0.01208% |  | 8.4879 | 23.4872 | 19.7916 |  | 2337 | 455.1451 | 478.91 | 486.4389 |  | 2337 | 0.009908% | 0.01016% | 0.01007% | 0.009277% | 0.01179% | 0.009892% |  | 2337 | 0.01016% | 0.01007% | 2337 | 5402 | 0.01203% | 3984 | 0.01217% | 0.0121% |  | 2337 | 0.01179% | 0.009892% | 0.01084% |  | 2337 | 5851 | 0.0121% | 0.01223%
| Apr | 8 | 10 | 2338 | 447.5181 | 496.8488 | 499.7884 | 0.009551% | 0.01012% | 0.009938% | 0.01201% | 3632 | 0.01214% | 0.01208% |  | 8.4878 | 23.4881 | 19.7947 |  | 2338 | 439.0303 | 473.3606 | 479.9936 |  | 2338 | 0.009557% | 0.01005% | 0.00994% | 0.009277% | 0.01179% | 0.009894% |  | 2338 | 0.01005% | 0.00994% | 2338 | 441 | 0.01203% | 8418 | 0.01217% | 0.0121% |  | 2338 | 0.01179% | 0.009894% | 0.01084% |  | 2338 | 3632 | 0.0121% | 0.0122%
| Apr | 8 | 11 | 2339 | 436.1925 | 490.7417 | 498.0911 | 0.00931% | 0.009993% | 0.009904% | 0.01201% | 5066 | 0.01214% | 0.01207% |  | 8.4877 | 23.489 | 19.7979 |  | 2339 | 427.7048 | 467.2527 | 478.2932 |  | 2339 | 0.00931% | 0.009917% | 0.009905% | 0.009277% | 0.01179% | 0.009895% |  | 2339 | 0.009917% | 0.009905% | 2339 | 3430 | 0.01203% | 911 | 0.01217% | 0.0121% |  | 2339 | 0.01179% | 0.009895% | 0.01084% |  | 2339 | 5066 | 0.0121% | 0.01263%
| Apr | 8 | 12 | 2340 | 426.0504 | 484.7464 | 492.0053 | 0.009093% | 0.009871% | 0.009783% | 0.01201% | 3836 | 0.01214% | 0.01207% |  | 8.4876 | 23.4899 | 19.801 |  | 2340 | 417.5628 | 461.2565 | 472.2042 |  | 2340 | 0.009089% | 0.00979% | 0.009779% | 0.009277% | 0.01179% | 0.009897% |  | 2340 | 0.00979% | 0.009779% | 2340 | 5639 | 0.01203% | 8410 | 0.01216% | 0.0121% |  | 2340 | 0.01179% | 0.009897% | 0.01084% |  | 2340 | 3836 | 0.0121% | 0.01237%
| Apr | 8 | 13 | 2341 | 421.0501 | 476.9823 | 488.9577 | 0.008986% | 0.009713% | 0.009723% | 0.01201% | 8240 | 0.01214% | 0.01207% |  | 8.4875 | 23.4908 | 19.8041 |  | 2341 | 412.5626 | 453.4915 | 469.1535 |  | 2341 | 0.008981% | 0.009625% | 0.009715% | 0.009277% | 0.01179% | 0.009898% |  | 2341 | 0.009625% | 0.009715% | 2341 | 5351 | 0.01203% | 1677 | 0.01216% | 0.0121% |  | 2341 | 0.01179% | 0.009898% | 0.01084% |  | 2341 | 8240 | 0.0121% | 0.0114%
| Apr | 8 | 14 | 2342 | 415.9939 | 467.5703 | 487.0728 | 0.008879% | 0.009521% | 0.009685% | 0.01201% | 1273 | 0.01214% | 0.01207% |  | 8.4874 | 23.4917 | 19.8073 |  | 2342 | 407.5065 | 444.0787 | 467.2655 |  | 2342 | 0.008871% | 0.009425% | 0.009676% | 0.009277% | 0.01179% | 0.0099% |  | 2342 | 0.009425% | 0.009676% | 2342 | 1544 | 0.01203% | 1467 | 0.01216% | 0.0121% |  | 2342 | 0.01179% | 0.0099% | 0.01084% |  | 2342 | 1273 | 0.0121% | 0.009913%
| Apr | 8 | 15 | 2343 | 414.4705 | 462.5897 | 485.0567 | 0.008846% | 0.00942% | 0.009645% | 0.01201% | 8457 | 0.01213% | 0.01207% |  | 8.4873 | 23.4926 | 19.8104 |  | 2343 | 405.9832 | 439.0972 | 465.2463 |  | 2343 | 0.008837% | 0.00932% | 0.009635% | 0.009277% | 0.01179% | 0.009901% |  | 2343 | 0.00932% | 0.009635% | 2343 | 5985 | 0.01203% | 3606 | 0.01216% | 0.0121% |  | 2343 | 0.01179% | 0.009901% | 0.01084% |  | 2343 | 8457 | 0.0121% | 0.01122%
| Apr | 8 | 16 | 2344 | 414.6015 | 461.7891 | 485.9944 | 0.008849% | 0.009404% | 0.009664% | 0.012% | 4823 | 0.01213% | 0.01207% |  | 8.4872 | 23.4934 | 19.8136 |  | 2344 | 406.1144 | 438.2957 | 466.1809 |  | 2344 | 0.00884% | 0.009303% | 0.009654% | 0.009277% | 0.01179% | 0.009903% |  | 2344 | 0.009303% | 0.009654% | 2344 | 4002 | 0.01203% | 1248 | 0.01216% | 0.0121% |  | 2344 | 0.01179% | 0.009903% | 0.01085% |  | 2344 | 4823 | 0.0121% | 0.0127%
| Apr | 8 | 17 | 2345 | 416.799 | 463.1297 | 486.2007 | 0.008896% | 0.009431% | 0.009668% | 0.012% | 3991 | 0.01213% | 0.01207% |  | 8.487 | 23.4943 | 19.8167 |  | 2345 | 408.312 | 439.6354 | 466.384 |  | 2345 | 0.008888% | 0.009331% | 0.009658% | 0.009276% | 0.01179% | 0.009905% |  | 2345 | 0.009331% | 0.009658% | 2345 | 5790 | 0.01203% | 1307 | 0.01216% | 0.0121% |  | 2345 | 0.01179% | 0.009905% | 0.01085% |  | 2345 | 3991 | 0.0121% | 0.01249%
| Apr | 8 | 18 | 2346 | 416.4217 | 464.1444 | 485.263 | 0.008888% | 0.009452% | 0.009649% | 0.012% | 4351 | 0.01213% | 0.01207% |  | 8.4869 | 23.4952 | 19.8198 |  | 2346 | 407.9347 | 440.6492 | 465.4432 |  | 2346 | 0.00888% | 0.009353% | 0.009639% | 0.009276% | 0.01179% | 0.009906% |  | 2346 | 0.009353% | 0.009639% | 2346 | 4204 | 0.01203% | 2863 | 0.01216% | 0.01209% |  | 2346 | 0.01179% | 0.009906% | 0.01085% |  | 2346 | 4351 | 0.01209% | 0.01266%
| Apr | 8 | 19 | 2347 | 424.9487 | 473.0257 | 489.6141 | 0.00907% | 0.009632% | 0.009736% | 0.012% | 4752 | 0.01213% | 0.01207% |  | 8.4868 | 23.4961 | 19.823 |  | 2347 | 416.4619 | 449.5296 | 469.7911 |  | 2347 | 0.009066% | 0.009541% | 0.009729% | 0.009276% | 0.01179% | 0.009908% |  | 2347 | 0.009541% | 0.009729% | 2347 | 5541 | 0.01203% | 350 | 0.01216% | 0.01209% |  | 2347 | 0.01179% | 0.009908% | 0.01085% |  | 2347 | 4752 | 0.01209% | 0.01271%
| Apr | 8 | 20 | 2348 | 439.1568 | 484.9047 | 495.0247 | 0.009373% | 0.009874% | 0.009843% | 0.012% | 7233 | 0.01213% | 0.01207% |  | 8.4867 | 23.497 | 19.8261 |  | 2348 | 430.6701 | 461.4077 | 475.1986 |  | 2348 | 0.009375% | 0.009793% | 0.009841% | 0.009276% | 0.01179% | 0.009909% |  | 2348 | 0.009793% | 0.009841% | 2348 | 7606 | 0.01203% | 4293 | 0.01216% | 0.01209% |  | 2348 | 0.01179% | 0.009909% | 0.01085% |  | 2348 | 7233 | 0.01209% | 0.01189%
| Apr | 8 | 21 | 2349 | 439.6382 | 481.9815 | 483.1813 | 0.009383% | 0.009815% | 0.009608% | 0.012% | 1445 | 0.01213% | 0.01207% |  | 8.4866 | 23.4979 | 19.8293 |  | 2349 | 431.1516 | 458.4836 | 463.352 |  | 2349 | 0.009385% | 0.009731% | 0.009595% | 0.009276% | 0.01179% | 0.009911% |  | 2349 | 0.009731% | 0.009595% | 2349 | 3984 | 0.01203% | 1272 | 0.01216% | 0.01209% |  | 2349 | 0.01179% | 0.009911% | 0.01085% |  | 2349 | 1445 | 0.01209% | 0.01006%
| Apr | 8 | 22 | 2350 | 436.9338 | 474.2266 | 469.8281 | 0.009325% | 0.009657% | 0.009342% | 0.012% | 4130 | 0.01213% | 0.01207% |  | 8.4865 | 23.4988 | 19.8324 |  | 2350 | 428.4473 | 450.7279 | 449.9956 |  | 2350 | 0.009326% | 0.009567% | 0.009319% | 0.009276% | 0.01179% | 0.009912% |  | 2350 | 0.009567% | 0.009319% | 2350 | 3962 | 0.01203% | 1511 | 0.01216% | 0.01209% |  | 2350 | 0.01179% | 0.009912% | 0.01085% |  | 2350 | 4130 | 0.01209% | 0.01257%
| Apr | 8 | 23 | 2351 | 434.307 | 465.8015 | 461.3979 | 0.009269% | 0.009485% | 0.009175% | 0.012% | 3046 | 0.01213% | 0.01207% |  | 8.4864 | 23.4996 | 19.8356 |  | 2351 | 425.8206 | 442.3019 | 441.5623 |  | 2351 | 0.009269% | 0.009388% | 0.009144% | 0.009276% | 0.01179% | 0.009914% |  | 2351 | 0.009388% | 0.009144% | 2351 | 3963 | 0.01203% | 7974 | 0.01216% | 0.01209% |  | 2351 | 0.01179% | 0.009914% | 0.01085% |  | 2351 | 3046 | 0.01209% | 0.01161%
| Apr | 9 | 0 | 2352 | 431.1288 | 464.2375 | 458.7723 | 0.009202% | 0.009453% | 0.009122% | 0.012% | 8434 | 0.01213% | 0.01207% |  | 8.4863 | 23.5005 | 19.8387 |  | 2352 | 422.6425 | 440.737 | 438.9336 |  | 2352 | 0.0092% | 0.009355% | 0.00909% | 0.009276% | 0.01179% | 0.009916% |  | 2352 | 0.009355% | 0.00909% | 2352 | 4225 | 0.01203% | 7281 | 0.01216% | 0.01209% |  | 2352 | 0.01179% | 0.009916% | 0.01085% |  | 2352 | 8434 | 0.01209% | 0.01124%
| Apr | 9 | 1 | 2353 | 433.4838 | 466.5184 | 459.9445 | 0.009252% | 0.0095% | 0.009146% | 0.012% | 7927 | 0.01213% | 0.01207% |  | 8.4862 | 23.5014 | 19.8419 |  | 2353 | 424.9976 | 443.017 | 440.1026 |  | 2353 | 0.009251% | 0.009403% | 0.009114% | 0.009275% | 0.01179% | 0.009917% |  | 2353 | 0.009403% | 0.009114% | 2353 | 37 | 0.01203% | 5989 | 0.01216% | 0.01209% |  | 2353 | 0.01179% | 0.009917% | 0.01085% |  | 2353 | 7927 | 0.01209% | 0.01162%
| Apr | 9 | 2 | 2354 | 439.6537 | 469.5626 | 465.8803 | 0.009383% | 0.009562% | 0.009264% | 0.012% | 3019 | 0.01213% | 0.01206% |  | 8.4861 | 23.5023 | 19.8451 |  | 2354 | 431.1677 | 446.0603 | 446.0352 |  | 2354 | 0.009386% | 0.009468% | 0.009237% | 0.009275% | 0.01179% | 0.009919% |  | 2354 | 0.009468% | 0.009237% | 2354 | 8216 | 0.01203% | 3102 | 0.01216% | 0.01209% |  | 2354 | 0.01179% | 0.009919% | 0.01086% |  | 2354 | 3019 | 0.01209% | 0.01158%
| Apr | 9 | 3 | 2355 | 446.093 | 477.2057 | 463.4515 | 0.009521% | 0.009718% | 0.009216% | 0.012% | 511 | 0.01213% | 0.01206% |  | 8.486 | 23.5032 | 19.8482 |  | 2355 | 437.607 | 453.7025 | 443.6033 |  | 2355 | 0.009526% | 0.00963% | 0.009186% | 0.009275% | 0.01179% | 0.00992% |  | 2355 | 0.00963% | 0.009186% | 2355 | 4563 | 0.01203% | 716 | 0.01216% | 0.01209% |  | 2355 | 0.01179% | 0.00992% | 0.01086% |  | 2355 | 511 | 0.01209% | 0.009339%
| Apr | 9 | 4 | 2356 | 453.4482 | 489.4756 | 472.5569 | 0.009678% | 0.009967% | 0.009397% | 0.012% | 182 | 0.01213% | 0.01206% |  | 8.4859 | 23.5041 | 19.8514 |  | 2356 | 444.9623 | 465.9716 | 452.7055 |  | 2356 | 0.009686% | 0.00989% | 0.009375% | 0.009275% | 0.01179% | 0.009922% |  | 2356 | 0.00989% | 0.009375% | 2356 | 4342 | 0.01202% | 1390 | 0.01216% | 0.01209% |  | 2356 | 0.01179% | 0.009922% | 0.01086% |  | 2356 | 182 | 0.01209% | 0.009185%
| Apr | 9 | 5 | 2357 | 463.6758 | 515.3002 | 490.1767 | 0.009896% | 0.01049% | 0.009747% | 0.012% | 8444 | 0.01213% | 0.01206% |  | 8.4857 | 23.5049 | 19.8545 |  | 2357 | 455.19 | 491.7953 | 470.3221 |  | 2357 | 0.009909% | 0.01044% | 0.00974% | 0.009275% | 0.01179% | 0.009924% |  | 2357 | 0.01044% | 0.00974% | 2357 | 3225 | 0.01202% | 5042 | 0.01216% | 0.01209% |  | 2357 | 0.01179% | 0.009924% | 0.01086% |  | 2357 | 8444 | 0.01209% | 0.01123%
| Apr | 9 | 6 | 2358 | 478.1729 | 538.6205 | 513.1509 | 0.01021% | 0.01097% | 0.0102% | 0.012% | 8075 | 0.01213% | 0.01206% |  | 8.4856 | 23.5058 | 19.8577 |  | 2358 | 469.6873 | 515.1147 | 493.2932 |  | 2358 | 0.01022% | 0.01093% | 0.01022% | 0.009275% | 0.01179% | 0.009925% |  | 2358 | 0.01093% | 0.01022% | 2358 | 5382 | 0.01202% | 366 | 0.01216% | 0.01209% |  | 2358 | 0.01179% | 0.009925% | 0.01086% |  | 2358 | 8075 | 0.01209% | 0.01152%
| Apr | 9 | 7 | 2359 | 478.0224 | 537.0472 | 519.6025 | 0.0102% | 0.01094% | 0.01033% | 0.012% | 8058 | 0.01212% | 0.01206% |  | 8.4855 | 23.5067 | 19.8609 |  | 2359 | 469.5368 | 513.5405 | 499.7416 |  | 2359 | 0.01022% | 0.0109% | 0.01035% | 0.009275% | 0.0118% | 0.009927% |  | 2359 | 0.0109% | 0.01035% | 2359 | 5615 | 0.01202% | 5237 | 0.01215% | 0.01209% |  | 2359 | 0.0118% | 0.009927% | 0.01086% |  | 2359 | 8058 | 0.01209% | 0.01153%
| Apr | 9 | 8 | 2360 | 468.5108 | 521.7983 | 512.8134 | 0.009999% | 0.01063% | 0.0102% | 0.012% | 5889 | 0.01212% | 0.01206% |  | 8.4854 | 23.5076 | 19.8641 |  | 2360 | 460.0254 | 498.2907 | 492.9493 |  | 2360 | 0.01001% | 0.01058% | 0.01021% | 0.009275% | 0.0118% | 0.009928% |  | 2360 | 0.01058% | 0.01021% | 2360 | 1240 | 0.01202% | 4704 | 0.01215% | 0.01209% |  | 2360 | 0.0118% | 0.009928% | 0.01086% |  | 2360 | 5889 | 0.01209% | 0.01221%
| Apr | 9 | 9 | 2361 | 457.3595 | 503.1234 | 505.8086 | 0.009761% | 0.01025% | 0.01006% | 0.012% | 1368 | 0.01212% | 0.01206% |  | 8.4853 | 23.5085 | 19.8672 |  | 2361 | 448.8741 | 479.6149 | 485.9413 |  | 2361 | 0.009771% | 0.01018% | 0.01006% | 0.009275% | 0.0118% | 0.00993% |  | 2361 | 0.01018% | 0.01006% | 2361 | 8073 | 0.01202% | 181 | 0.01215% | 0.01209% |  | 2361 | 0.0118% | 0.00993% | 0.01086% |  | 2361 | 1368 | 0.01209% | 0.009994%
| Apr | 9 | 10 | 2362 | 446.4223 | 489.3174 | 502.9485 | 0.009528% | 0.009964% | 0.01% | 0.012% | 1468 | 0.01212% | 0.01206% |  | 8.4852 | 23.5093 | 19.8704 |  | 2362 | 437.9371 | 465.808 | 483.0781 |  | 2362 | 0.009533% | 0.009887% | 0.01% | 0.009274% | 0.0118% | 0.009931% |  | 2362 | 0.009887% | 0.01% | 2362 | 7497 | 0.01202% | 1175 | 0.01215% | 0.01209% |  | 2362 | 0.0118% | 0.009931% | 0.01086% |  | 2362 | 1468 | 0.01209% | 0.01008%
| Apr | 9 | 11 | 2363 | 435.1235 | 482.2514 | 499.5633 | 0.009287% | 0.00982% | 0.009934% | 0.012% | 1252 | 0.01212% | 0.01206% |  | 8.4851 | 23.5102 | 19.8736 |  | 2363 | 426.6384 | 458.7412 | 479.6897 |  | 2363 | 0.009287% | 0.009737% | 0.009934% | 0.009274% | 0.0118% | 0.009933% |  | 2363 | 0.009737% | 0.009934% | 2363 | 8128 | 0.01202% | 4582 | 0.01215% | 0.01209% |  | 2363 | 0.0118% | 0.009933% | 0.01086% |  | 2363 | 1252 | 0.01209% | 0.009894%
| Apr | 9 | 12 | 2364 | 430.2248 | 479.3655 | 489.4265 | 0.009182% | 0.009762% | 0.009732% | 0.01199% | 7301 | 0.01212% | 0.01206% |  | 8.485 | 23.5111 | 19.8767 |  | 2364 | 421.7398 | 455.8544 | 469.5498 |  | 2364 | 0.00918% | 0.009675% | 0.009724% | 0.009274% | 0.0118% | 0.009935% |  | 2364 | 0.009675% | 0.009724% | 2364 | 729 | 0.01202% | 189 | 0.01215% | 0.01209% |  | 2364 | 0.0118% | 0.009935% | 0.01087% |  | 2364 | 7301 | 0.01209% | 0.01187%
| Apr | 9 | 13 | 2365 | 425.6015 | 472.7185 | 485.0755 | 0.009084% | 0.009626% | 0.009646% | 0.01199% | 4353 | 0.01212% | 0.01206% |  | 8.4849 | 23.512 | 19.8799 |  | 2365 | 417.1166 | 449.2065 | 465.1956 |  | 2365 | 0.00908% | 0.009534% | 0.009633% | 0.009274% | 0.0118% | 0.009936% |  | 2365 | 0.009534% | 0.009633% | 2365 | 2967 | 0.01202% | 392 | 0.01215% | 0.01209% |  | 2365 | 0.0118% | 0.009936% | 0.01087% |  | 2365 | 4353 | 0.01209% | 0.01266%
| Apr | 9 | 14 | 2366 | 420.2553 | 467.831 | 483.4532 | 0.008969% | 0.009527% | 0.009613% | 0.01199% | 329 | 0.01212% | 0.01206% |  | 8.4848 | 23.5129 | 19.8831 |  | 2366 | 411.7705 | 444.3182 | 463.5701 |  | 2366 | 0.008963% | 0.009431% | 0.0096% | 0.009274% | 0.0118% | 0.009938% |  | 2366 | 0.009431% | 0.0096% | 2366 | 6449 | 0.01202% | 3811 | 0.01215% | 0.01208% |  | 2366 | 0.0118% | 0.009938% | 0.01087% |  | 2366 | 329 | 0.01208% | 0.009244%
| Apr | 9 | 15 | 2367 | 420.032 | 467.6076 | 482.403 | 0.008965% | 0.009522% | 0.009592% | 0.01199% | 5911 | 0.01212% | 0.01206% |  | 8.4847 | 23.5137 | 19.8863 |  | 2367 | 411.5473 | 444.0938 | 462.5167 |  | 2367 | 0.008959% | 0.009426% | 0.009578% | 0.009274% | 0.0118% | 0.009939% |  | 2367 | 0.009426% | 0.009578% | 2367 | 4030 | 0.01202% | 5590 | 0.01215% | 0.01208% |  | 2367 | 0.0118% | 0.009939% | 0.01087% |  | 2367 | 5911 | 0.01208% | 0.0122%
| Apr | 9 | 16 | 2368 | 418.9539 | 469.9443 | 482.5436 | 0.008942% | 0.00957% | 0.009595% | 0.01199% | 3102 | 0.01212% | 0.01206% |  | 8.4846 | 23.5146 | 19.8895 |  | 2368 | 410.4693 | 446.4297 | 462.6542 |  | 2368 | 0.008935% | 0.009475% | 0.009581% | 0.009274% | 0.0118% | 0.009941% |  | 2368 | 0.009475% | 0.009581% | 2368 | 4061 | 0.01202% | 1222 | 0.01215% | 0.01208% |  | 2368 | 0.0118% | 0.009941% | 0.01087% |  | 2368 | 3102 | 0.01208% | 0.01167%
| Apr | 9 | 17 | 2369 | 418.4272 | 471.6572 | 480.6119 | 0.00893% | 0.009605% | 0.009557% | 0.01199% | 4632 | 0.01212% | 0.01206% |  | 8.4845 | 23.5155 | 19.8926 |  | 2369 | 409.9427 | 448.1417 | 460.7193 |  | 2369 | 0.008924% | 0.009512% | 0.009541% | 0.009274% | 0.0118% | 0.009943% |  | 2369 | 0.009512% | 0.009541% | 2369 | 6496 | 0.01202% | 4129 | 0.01215% | 0.01208% |  | 2369 | 0.0118% | 0.009943% | 0.01087% |  | 2369 | 4632 | 0.01208% | 0.01271%
| Apr | 9 | 18 | 2370 | 421.4163 | 475.6789 | 482.4874 | 0.008994% | 0.009686% | 0.009594% | 0.01199% | 8289 | 0.01212% | 0.01206% |  | 8.4844 | 23.5164 | 19.8958 |  | 2370 | 412.932 | 452.1626 | 462.5915 |  | 2370 | 0.008989% | 0.009597% | 0.00958% | 0.009274% | 0.0118% | 0.009944% |  | 2370 | 0.009597% | 0.00958% | 2370 | 3935 | 0.01202% | 4415 | 0.01215% | 0.01208% |  | 2370 | 0.0118% | 0.009944% | 0.01087% |  | 2370 | 8289 | 0.01208% | 0.01136%
| Apr | 9 | 19 | 2371 | 434.9762 | 478.4904 | 491.7146 | 0.009284% | 0.009744% | 0.009778% | 0.01199% | 151 | 0.01212% | 0.01205% |  | 8.4843 | 23.5172 | 19.899 |  | 2371 | 426.492 | 454.9732 | 471.8155 |  | 2371 | 0.009284% | 0.009657% | 0.009771% | 0.009273% | 0.0118% | 0.009946% |  | 2371 | 0.009657% | 0.009771% | 2371 | 5591 | 0.01201% | 1324 | 0.01215% | 0.01208% |  | 2371 | 0.0118% | 0.009946% | 0.01087% |  | 2371 | 151 | 0.01208% | 0.009174%
| Apr | 9 | 20 | 2372 | 449.1702 | 486.7852 | 505.0865 | 0.009587% | 0.009913% | 0.01004% | 0.01199% | 1088 | 0.01212% | 0.01205% |  | 8.4842 | 23.5181 | 19.9022 |  | 2372 | 440.686 | 463.2671 | 485.1843 |  | 2372 | 0.009593% | 0.009833% | 0.01005% | 0.009273% | 0.0118% | 0.009947% |  | 2372 | 0.009833% | 0.01005% | 2372 | 1399 | 0.01201% | 8287 | 0.01215% | 0.01208% |  | 2372 | 0.0118% | 0.009947% | 0.01087% |  | 2372 | 1088 | 0.01208% | 0.009754%
| Apr | 9 | 21 | 2373 | 446.0921 | 480.6874 | 501.2325 | 0.009521% | 0.009788% | 0.009967% | 0.01199% | 3420 | 0.01212% | 0.01205% |  | 8.4841 | 23.519 | 19.9054 |  | 2373 | 437.608 | 457.1684 | 481.3271 |  | 2373 | 0.009526% | 0.009703% | 0.009968% | 0.009273% | 0.0118% | 0.009949% |  | 2373 | 0.009703% | 0.009968% | 2373 | 5894 | 0.01201% | 8057 | 0.01215% | 0.01208% |  | 2373 | 0.0118% | 0.009949% | 0.01088% |  | 2373 | 3420 | 0.01208% | 0.012%
| Apr | 9 | 22 | 2374 | 436.8348 | 469.2274 | 490.3267 | 0.009323% | 0.009555% | 0.00975% | 0.01199% | 1565 | 0.01212% | 0.01205% |  | 8.484 | 23.5199 | 19.9086 |  | 2374 | 428.3508 | 445.7076 | 470.4181 |  | 2374 | 0.009324% | 0.00946% | 0.009742% | 0.009273% | 0.0118% | 0.009951% |  | 2374 | 0.00946% | 0.009742% | 2374 | 3893 | 0.01201% | 730 | 0.01215% | 0.01208% |  | 2374 | 0.0118% | 0.009951% | 0.01088% |  | 2374 | 1565 | 0.01208% | 0.01016%
| Apr | 9 | 23 | 2375 | 430.8496 | 462.478 | 482.2623 | 0.009196% | 0.009418% | 0.00959% | 0.01198% | 5138 | 0.01212% | 0.01205% |  | 8.4838 | 23.5208 | 19.9118 |  | 2375 | 422.3657 | 438.9573 | 462.3505 |  | 2375 | 0.009194% | 0.009317% | 0.009575% | 0.009273% | 0.0118% | 0.009952% |  | 2375 | 0.009317% | 0.009575% | 2375 | 1283 | 0.01201% | 5067 | 0.01215% | 0.01208% |  | 2375 | 0.0118% | 0.009952% | 0.01088% |  | 2375 | 5138 | 0.01208% | 0.0126%
| Apr | 10 | 0 | 2376 | 427.6314 | 459.4431 | 480.5088 | 0.009127% | 0.009356% | 0.009555% | 0.01198% | 856 | 0.01212% | 0.01205% |  | 8.4837 | 23.5216 | 19.915 |  | 2376 | 419.1477 | 435.9215 | 460.5938 |  | 2376 | 0.009124% | 0.009252% | 0.009538% | 0.009273% | 0.0118% | 0.009954% |  | 2376 | 0.009252% | 0.009538% | 2376 | 369 | 0.01201% | 3014 | 0.01215% | 0.01208% |  | 2376 | 0.0118% | 0.009954% | 0.01088% |  | 2376 | 856 | 0.01208% | 0.009569%
| Apr | 10 | 1 | 2377 | 426.5745 | 461.8357 | 479.8523 | 0.009104% | 0.009405% | 0.009542% | 0.01198% | 5258 | 0.01212% | 0.01205% |  | 8.4836 | 23.5225 | 19.9182 |  | 2377 | 418.0908 | 438.3132 | 459.9342 |  | 2377 | 0.009101% | 0.009303% | 0.009525% | 0.009273% | 0.0118% | 0.009955% |  | 2377 | 0.009303% | 0.009525% | 2377 | 7903 | 0.01201% | 4499 | 0.01215% | 0.01208% |  | 2377 | 0.0118% | 0.009955% | 0.01088% |  | 2377 | 5258 | 0.01208% | 0.01255%
| Apr | 10 | 2 | 2378 | 428.5875 | 462.1429 | 480.9682 | 0.009147% | 0.009411% | 0.009564% | 0.01198% | 8419 | 0.01211% | 0.01205% |  | 8.4835 | 23.5234 | 19.9214 |  | 2378 | 420.1039 | 438.6195 | 461.0469 |  | 2378 | 0.009145% | 0.00931% | 0.009548% | 0.009273% | 0.0118% | 0.009957% |  | 2378 | 0.00931% | 0.009548% | 2378 | 3406 | 0.01201% | 4128 | 0.01215% | 0.01208% |  | 2378 | 0.0118% | 0.009957% | 0.01088% |  | 2378 | 8419 | 0.01208% | 0.01126%
| Apr | 10 | 3 | 2379 | 428.7749 | 465.6712 | 483.772 | 0.009151% | 0.009483% | 0.00962% | 0.01198% | 5492 | 0.01211% | 0.01205% |  | 8.4834 | 23.5243 | 19.9246 |  | 2379 | 420.2915 | 442.1469 | 463.8474 |  | 2379 | 0.009149% | 0.009384% | 0.009606% | 0.009273% | 0.0118% | 0.009959% |  | 2379 | 0.009384% | 0.009606% | 2379 | 7547 | 0.01201% | 901 | 0.01215% | 0.01208% |  | 2379 | 0.0118% | 0.009959% | 0.01088% |  | 2379 | 5492 | 0.01208% | 0.01243%
| Apr | 10 | 4 | 2380 | 440.0653 | 473.4353 | 494.5746 | 0.009392% | 0.009641% | 0.009834% | 0.01198% | 1348 | 0.01211% | 0.01205% |  | 8.4833 | 23.5251 | 19.9278 |  | 2380 | 431.582 | 449.9102 | 474.6468 |  | 2380 | 0.009395% | 0.009549% | 0.009829% | 0.009272% | 0.0118% | 0.00996% |  | 2380 | 0.009549% | 0.009829% | 2380 | 6426 | 0.01201% | 7810 | 0.01215% | 0.01208% |  | 2380 | 0.0118% | 0.00996% | 0.01088% |  | 2380 | 1348 | 0.01208% | 0.009977%
| Apr | 10 | 5 | 2381 | 465.0171 | 493.6928 | 517.0613 | 0.009925% | 0.01005% | 0.01028% | 0.01198% | 1635 | 0.01211% | 0.01205% |  | 8.4832 | 23.526 | 19.931 |  | 2381 | 456.5338 | 470.1668 | 497.1303 |  | 2381 | 0.009938% | 0.009979% | 0.01029% | 0.009272% | 0.0118% | 0.009962% |  | 2381 | 0.009979% | 0.01029% | 2381 | 1274 | 0.01201% | 357 | 0.01215% | 0.01208% |  | 2381 | 0.0118% | 0.009962% | 0.01088% |  | 2381 | 1635 | 0.01208% | 0.01022%
| Apr | 10 | 6 | 2382 | 491.2347 | 518.1675 | 536.6034 | 0.01048% | 0.01055% | 0.01067% | 0.01198% | 1685 | 0.01211% | 0.01204% |  | 8.4831 | 23.5269 | 19.9342 |  | 2382 | 482.7515 | 494.6407 | 516.6692 |  | 2382 | 0.01051% | 0.0105% | 0.0107% | 0.009272% | 0.01181% | 0.009963% |  | 2382 | 0.0105% | 0.0107% | 2382 | 4323 | 0.01201% | 1443 | 0.01214% | 0.01208% |  | 2382 | 0.01181% | 0.009963% | 0.01088% |  | 2382 | 1685 | 0.01208% | 0.01026%
| Apr | 10 | 7 | 2383 | 501.9651 | 525.038 | 528.1827 | 0.01071% | 0.01069% | 0.0105% | 0.01198% | 7902 | 0.01211% | 0.01204% |  | 8.483 | 23.5277 | 19.9374 |  | 2383 | 493.4821 | 501.5102 | 508.2452 |  | 2383 | 0.01074% | 0.01064% | 0.01052% | 0.009272% | 0.01181% | 0.009965% |  | 2383 | 0.01064% | 0.01052% | 2383 | 4179 | 0.01201% | 8417 | 0.01214% | 0.01207% |  | 2383 | 0.01181% | 0.009965% | 0.01089% |  | 2383 | 7902 | 0.01207% | 0.01163%
| Apr | 10 | 8 | 2384 | 490.9282 | 519.8805 | 513.3948 | 0.01048% | 0.01059% | 0.01021% | 0.01198% | 1529 | 0.01211% | 0.01204% |  | 8.4829 | 23.5286 | 19.9406 |  | 2384 | 482.4453 | 496.3519 | 493.4541 |  | 2384 | 0.0105% | 0.01053% | 0.01022% | 0.009272% | 0.01181% | 0.009967% |  | 2384 | 0.01053% | 0.01022% | 2384 | 7565 | 0.01201% | 5994 | 0.01214% | 0.01207% |  | 2384 | 0.01181% | 0.009967% | 0.01089% |  | 2384 | 1529 | 0.01207% | 0.01013%
| Apr | 10 | 9 | 2385 | 467.1662 | 515.5516 | 499.3289 | 0.009971% | 0.0105% | 0.009929% | 0.01198% | 3202 | 0.01211% | 0.01204% |  | 8.4828 | 23.5295 | 19.9438 |  | 2385 | 458.6834 | 492.0221 | 479.385 |  | 2385 | 0.009985% | 0.01044% | 0.009927% | 0.009272% | 0.01181% | 0.009968% |  | 2385 | 0.01044% | 0.009927% | 2385 | 8410 | 0.012% | 3703 | 0.01214% | 0.01207% |  | 2385 | 0.01181% | 0.009968% | 0.01089% |  | 2385 | 3202 | 0.01207% | 0.01178%
| Apr | 10 | 10 | 2386 | 451.9888 | 513.7548 | 492.2866 | 0.009647% | 0.01046% | 0.009789% | 0.01198% | 4174 | 0.01211% | 0.01204% |  | 8.4827 | 23.5304 | 19.9471 |  | 2386 | 443.506 | 490.2245 | 472.3395 |  | 2386 | 0.009654% | 0.0104% | 0.009781% | 0.009272% | 0.01181% | 0.00997% |  | 2386 | 0.0104% | 0.009781% | 2386 | 3871 | 0.012% | 3802 | 0.01214% | 0.01207% |  | 2386 | 0.01181% | 0.00997% | 0.01089% |  | 2386 | 4174 | 0.01207% | 0.01259%
| Apr | 10 | 11 | 2387 | 444.2693 | 509.1001 | 485.1411 | 0.009482% | 0.01037% | 0.009647% | 0.01198% | 5760 | 0.01211% | 0.01204% |  | 8.4826 | 23.5312 | 19.9503 |  | 2387 | 435.7867 | 485.5688 | 465.1908 |  | 2387 | 0.009486% | 0.01031% | 0.009633% | 0.009272% | 0.01181% | 0.009971% |  | 2387 | 0.01031% | 0.009633% | 2387 | 83 | 0.012% | 174 | 0.01214% | 0.01207% |  | 2387 | 0.01181% | 0.009971% | 0.01089% |  | 2387 | 5760 | 0.01207% | 0.01228%
| Apr | 10 | 12 | 2388 | 439.7541 | 500.1443 | 484.6254 | 0.009386% | 0.01018% | 0.009637% | 0.01198% | 1235 | 0.01211% | 0.01204% |  | 8.4825 | 23.5321 | 19.9535 |  | 2388 | 431.2715 | 476.6122 | 464.6719 |  | 2388 | 0.009388% | 0.01012% | 0.009623% | 0.009272% | 0.01181% | 0.009973% |  | 2388 | 0.01012% | 0.009623% | 2388 | 6280 | 0.012% | 1614 | 0.01214% | 0.01207% |  | 2388 | 0.01181% | 0.009973% | 0.01089% |  | 2388 | 1235 | 0.01207% | 0.009879%
| Apr | 10 | 13 | 2389 | 437.6461 | 492.4547 | 485.4037 | 0.009341% | 0.01003% | 0.009652% | 0.01198% | 6558 | 0.01211% | 0.01204% |  | 8.4824 | 23.533 | 19.9567 |  | 2389 | 429.1636 | 468.9217 | 465.447 |  | 2389 | 0.009342% | 0.009953% | 0.009639% | 0.009271% | 0.01181% | 0.009975% |  | 2389 | 0.009953% | 0.009639% | 2389 | 6088 | 0.012% | 2910 | 0.01214% | 0.01207% |  | 2389 | 0.01181% | 0.009975% | 0.01089% |  | 2389 | 6558 | 0.01207% | 0.012%
| Apr | 10 | 14 | 2390 | 435.056 | 485.1188 | 489.0608 | 0.009285% | 0.009879% | 0.009725% | 0.01198% | 2863 | 0.01211% | 0.01204% |  | 8.4823 | 23.5339 | 19.9599 |  | 2390 | 426.5737 | 461.5849 | 469.1009 |  | 2390 | 0.009286% | 0.009797% | 0.009714% | 0.009271% | 0.01181% | 0.009976% |  | 2390 | 0.009797% | 0.009714% | 2390 | 7582 | 0.012% | 5829 | 0.01214% | 0.01207% |  | 2390 | 0.01181% | 0.009976% | 0.01089% |  | 2390 | 2863 | 0.01207% | 0.0114%
| Apr | 10 | 15 | 2391 | 436.5414 | 482.4469 | 488.2919 | 0.009317% | 0.009824% | 0.009709% | 0.01198% | 3694 | 0.01211% | 0.01204% |  | 8.4822 | 23.5347 | 19.9632 |  | 2391 | 428.0592 | 458.9122 | 468.3287 |  | 2391 | 0.009318% | 0.00974% | 0.009698% | 0.009271% | 0.01181% | 0.009978% |  | 2391 | 0.00974% | 0.009698% | 2391 | 4057 | 0.012% | 4639 | 0.01214% | 0.01207% |  | 2391 | 0.01181% | 0.009978% | 0.01089% |  | 2391 | 3694 | 0.01207% | 0.01225%
| Apr | 10 | 16 | 2392 | 444.7177 | 484.7929 | 490.8425 | 0.009492% | 0.009872% | 0.00976% | 0.01198% | 3679 | 0.01211% | 0.01204% |  | 8.4821 | 23.5356 | 19.9664 |  | 2392 | 436.2355 | 461.2573 | 470.8761 |  | 2392 | 0.009496% | 0.00979% | 0.009751% | 0.009271% | 0.01181% | 0.009979% |  | 2392 | 0.00979% | 0.009751% | 2392 | 1400 | 0.012% | 7447 | 0.01214% | 0.01207% |  | 2392 | 0.01181% | 0.009979% | 0.01089% |  | 2392 | 3679 | 0.01207% | 0.01224%
| Apr | 10 | 17 | 2393 | 446.6422 | 484.4392 | 494.1058 | 0.009533% | 0.009865% | 0.009825% | 0.01198% | 5280 | 0.01211% | 0.01204% |  | 8.482 | 23.5365 | 19.9696 |  | 2393 | 438.1602 | 460.9027 | 474.1361 |  | 2393 | 0.009538% | 0.009783% | 0.009819% | 0.009271% | 0.01181% | 0.009981% |  | 2393 | 0.009783% | 0.009819% | 2393 | 103 | 0.012% | 8390 | 0.01214% | 0.01207% |  | 2393 | 0.01181% | 0.009981% | 0.0109% |  | 2393 | 5280 | 0.01207% | 0.01254%
| Apr | 10 | 18 | 2394 | 441.3134 | 483.0707 | 494.0401 | 0.009419% | 0.009837% | 0.009824% | 0.01198% | 1439 | 0.0121% | 0.01204% |  | 8.4819 | 23.5373 | 19.9728 |  | 2394 | 432.8315 | 459.5333 | 474.0673 |  | 2394 | 0.009422% | 0.009754% | 0.009817% | 0.009271% | 0.01181% | 0.009983% |  | 2394 | 0.009754% | 0.009817% | 2394 | 5475 | 0.012% | 2888 | 0.01214% | 0.01207% |  | 2394 | 0.01181% | 0.009983% | 0.0109% |  | 2394 | 1439 | 0.01207% | 0.01005%
| Apr | 10 | 19 | 2395 | 448.3528 | 486.841 | 495.8218 | 0.009569% | 0.009914% | 0.009859% | 0.01197% | 8046 | 0.0121% | 0.01204% |  | 8.4818 | 23.5382 | 19.9761 |  | 2395 | 439.8709 | 463.3028 | 475.8457 |  | 2395 | 0.009575% | 0.009834% | 0.009854% | 0.009271% | 0.01181% | 0.009984% |  | 2395 | 0.009834% | 0.009854% | 2395 | 3850 | 0.012% | 3202 | 0.01214% | 0.01207% |  | 2395 | 0.01181% | 0.009984% | 0.0109% |  | 2395 | 8046 | 0.01207% | 0.01154%
| Apr | 10 | 20 | 2396 | 464.0731 | 500.8984 | 505.4804 | 0.009905% | 0.0102% | 0.01005% | 0.01197% | 7277 | 0.0121% | 0.01204% |  | 8.4817 | 23.5391 | 19.9793 |  | 2396 | 455.5914 | 477.3593 | 485.5011 |  | 2396 | 0.009917% | 0.01013% | 0.01005% | 0.009271% | 0.01181% | 0.009986% |  | 2396 | 0.01013% | 0.01005% | 2396 | 5424 | 0.012% | 1043 | 0.01214% | 0.01207% |  | 2396 | 0.01181% | 0.009986% | 0.0109% |  | 2396 | 7277 | 0.01207% | 0.01188%
| Apr | 10 | 21 | 2397 | 462.1908 | 495.1172 | 500.201 | 0.009864% | 0.01008% | 0.009946% | 0.01197% | 3014 | 0.0121% | 0.01204% |  | 8.4816 | 23.5399 | 19.9825 |  | 2397 | 453.7091 | 471.5772 | 480.2184 |  | 2397 | 0.009876% | 0.01001% | 0.009945% | 0.009271% | 0.01181% | 0.009987% |  | 2397 | 0.01001% | 0.009945% | 2397 | 7624 | 0.012% | 6749 | 0.01214% | 0.01207% |  | 2397 | 0.01181% | 0.009987% | 0.0109% |  | 2397 | 3014 | 0.01207% | 0.01157%
| Apr | 10 | 22 | 2398 | 451.0413 | 484.9884 | 493.018 | 0.009627% | 0.009876% | 0.009803% | 0.01197% | 1087 | 0.0121% | 0.01204% |  | 8.4815 | 23.5408 | 19.9858 |  | 2398 | 442.5597 | 461.4476 | 473.0322 |  | 2398 | 0.009634% | 0.009794% | 0.009796% | 0.00927% | 0.01181% | 0.009989% |  | 2398 | 0.009794% | 0.009796% | 2398 | 8117 | 0.012% | 5000 | 0.01214% | 0.01207% |  | 2398 | 0.01181% | 0.009989% | 0.0109% |  | 2398 | 1087 | 0.01207% | 0.009753%
| Apr | 10 | 23 | 2399 | 443.3444 | 475.4089 | 480.49 | 0.009462% | 0.009681% | 0.009554% | 0.01197% | 1674 | 0.0121% | 0.01204% |  | 8.4814 | 23.5417 | 19.989 |  | 2399 | 434.863 | 451.8673 | 460.501 |  | 2399 | 0.009466% | 0.009591% | 0.009536% | 0.00927% | 0.01181% | 0.009991% |  | 2399 | 0.009591% | 0.009536% | 2399 | 4364 | 0.012% | 247 | 0.01214% | 0.01207% |  | 2399 | 0.01181% | 0.009991% | 0.0109% |  | 2399 | 1674 | 0.01207% | 0.01025%
| Apr | 11 | 0 | 2400 | 442.7573 | 471.229 | 480.8838 | 0.00945% | 0.009596% | 0.009562% | 0.01197% | 3835 | 0.0121% | 0.01204% |  | 8.4813 | 23.5425 | 19.9923 |  | 2400 | 434.276 | 447.6864 | 460.8916 |  | 2400 | 0.009453% | 0.009502% | 0.009544% | 0.00927% | 0.01181% | 0.009992% |  | 2400 | 0.009502% | 0.009544% | 2400 | 8102 | 0.012% | 4614 | 0.01214% | 0.01207% |  | 2400 | 0.01181% | 0.009992% | 0.0109% |  | 2400 | 3835 | 0.01207% | 0.01237%
| Apr | 11 | 1 | 2401 | 447.0118 | 465.9412 | 477.208 | 0.009541% | 0.009488% | 0.009489% | 0.01197% | 4946 | 0.0121% | 0.01204% |  | 8.4813 | 23.5434 | 19.9955 |  | 2401 | 438.5305 | 442.3978 | 457.2125 |  | 2401 | 0.009546% | 0.00939% | 0.009468% | 0.00927% | 0.01181% | 0.009994% |  | 2401 | 0.00939% | 0.009468% | 2401 | 5404 | 0.01199% | 3632 | 0.01214% | 0.01207% |  | 2401 | 0.01181% | 0.009994% | 0.0109% |  | 2401 | 4946 | 0.01207% | 0.01267%
| Apr | 11 | 2 | 2402 | 458.1268 | 468.5758 | 480.4056 | 0.009778% | 0.009542% | 0.009553% | 0.01197% | 706 | 0.0121% | 0.01204% |  | 8.4812 | 23.5443 | 19.9987 |  | 2402 | 449.6456 | 445.0315 | 460.4069 |  | 2402 | 0.009788% | 0.009446% | 0.009534% | 0.00927% | 0.01181% | 0.009996% |  | 2402 | 0.009446% | 0.009534% | 2402 | 3682 | 0.01199% | 513 | 0.01214% | 0.01206% |  | 2402 | 0.01181% | 0.009996% | 0.0109% |  | 2402 | 706 | 0.01206% | 0.009462%
| Apr | 11 | 3 | 2403 | 469.8501 | 475.7999 | 483.7908 | 0.01003% | 0.009689% | 0.00962% | 0.01197% | 1250 | 0.0121% | 0.01204% |  | 8.4811 | 23.5452 | 20.002 |  | 2403 | 461.3691 | 452.2548 | 463.7888 |  | 2403 | 0.01004% | 0.009599% | 0.009604% | 0.00927% | 0.01181% | 0.009997% |  | 2403 | 0.009599% | 0.009604% | 2403 | 4226 | 0.01199% | 4202 | 0.01214% | 0.01206% |  | 2403 | 0.01181% | 0.009997% | 0.01091% |  | 2403 | 1250 | 0.01206% | 0.009893%
| Apr | 11 | 4 | 2404 | 488.9132 | 484.9326 | 489.2671 | 0.01043% | 0.009875% | 0.009729% | 0.01197% | 1660 | 0.0121% | 0.01203% |  | 8.481 | 23.546 | 20.0052 |  | 2404 | 480.4322 | 461.3866 | 469.2619 |  | 2404 | 0.01046% | 0.009793% | 0.009718% | 0.00927% | 0.01181% | 0.009999% |  | 2404 | 0.009793% | 0.009718% | 2404 | 8238 | 0.01199% | 1317 | 0.01214% | 0.01206% |  | 2404 | 0.01181% | 0.009999% | 0.01091% |  | 2404 | 1660 | 0.01206% | 0.01024%
| Apr | 11 | 5 | 2405 | 526.7423 | 506.3445 | 513.1322 | 0.01124% | 0.01031% | 0.0102% | 0.01197% | 3726 | 0.0121% | 0.01203% |  | 8.4809 | 23.5469 | 20.0085 |  | 2405 | 518.2615 | 482.7976 | 493.1237 |  | 2405 | 0.01128% | 0.01025% | 0.01021% | 0.00927% | 0.01182% | 0.01% |  | 2405 | 0.01025% | 0.01021% | 2405 | 3496 | 0.01199% | 1410 | 0.01214% | 0.01206% |  | 2405 | 0.01182% | 0.01% | 0.01091% |  | 2405 | 3726 | 0.01206% | 0.01228%
| Apr | 11 | 6 | 2406 | 550.7157 | 516.2032 | 531.9617 | 0.01175% | 0.01051% | 0.01058% | 0.01197% | 333 | 0.0121% | 0.01203% |  | 8.4808 | 23.5478 | 20.0117 |  | 2406 | 542.2349 | 492.6555 | 511.95 |  | 2406 | 0.0118% | 0.01046% | 0.0106% | 0.00927% | 0.01182% | 0.01% |  | 2406 | 0.01046% | 0.0106% | 2406 | 1284 | 0.01199% | 4134 | 0.01214% | 0.01206% |  | 2406 | 0.01182% | 0.01% | 0.01091% |  | 2406 | 333 | 0.01206% | 0.009246%
| Apr | 11 | 7 | 2407 | 529.5105 | 518.1675 | 529.7299 | 0.0113% | 0.01055% | 0.01053% | 0.01197% | 3574 | 0.0121% | 0.01203% |  | 8.4807 | 23.5486 | 20.015 |  | 2407 | 521.0298 | 494.6189 | 509.7149 |  | 2407 | 0.01134% | 0.0105% | 0.01056% | 0.009269% | 0.01182% | 0.01% |  | 2407 | 0.0105% | 0.01056% | 2407 | 3629 | 0.01199% | 5236 | 0.01214% | 0.01206% |  | 2407 | 0.01182% | 0.01% | 0.01091% |  | 2407 | 3574 | 0.01206% | 0.01214%
| Apr | 11 | 8 | 2408 | 498.2038 | 509.7983 | 515.8703 | 0.01063% | 0.01038% | 0.01026% | 0.01197% | 5470 | 0.0121% | 0.01203% |  | 8.4806 | 23.5495 | 20.0182 |  | 2408 | 489.7232 | 486.2488 | 495.8521 |  | 2408 | 0.01066% | 0.01032% | 0.01027% | 0.009269% | 0.01182% | 0.01001% |  | 2408 | 0.01032% | 0.01027% | 2408 | 1236 | 0.01199% | 6896 | 0.01214% | 0.01206% |  | 2408 | 0.01182% | 0.01001% | 0.01091% |  | 2408 | 5470 | 0.01206% | 0.01244%
| Apr | 11 | 9 | 2409 | 477.3538 | 499.0179 | 503.5018 | 0.01019% | 0.01016% | 0.01001% | 0.01197% | 5259 | 0.0121% | 0.01203% |  | 8.4805 | 23.5503 | 20.0215 |  | 2409 | 468.8733 | 475.4675 | 483.4803 |  | 2409 | 0.01021% | 0.01009% | 0.01001% | 0.009269% | 0.01182% | 0.01001% |  | 2409 | 0.01009% | 0.01001% | 2409 | 5403 | 0.01199% | 7251 | 0.01214% | 0.01206% |  | 2409 | 0.01182% | 0.01001% | 0.01091% |  | 2409 | 5259 | 0.01206% | 0.01255%
| Apr | 11 | 10 | 2410 | 461.8305 | 500.1164 | 498.9257 | 0.009857% | 0.01018% | 0.009921% | 0.01197% | 3837 | 0.0121% | 0.01203% |  | 8.4804 | 23.5512 | 20.0247 |  | 2410 | 453.3501 | 476.5652 | 478.9009 |  | 2410 | 0.009868% | 0.01012% | 0.009917% | 0.009269% | 0.01182% | 0.01001% |  | 2410 | 0.01012% | 0.009917% | 2410 | 6476 | 0.01199% | 4971 | 0.01213% | 0.01206% |  | 2410 | 0.01182% | 0.01001% | 0.01091% |  | 2410 | 3837 | 0.01206% | 0.01237%
| Apr | 11 | 11 | 2411 | 449.6457 | 493.4694 | 494.1245 | 0.009597% | 0.01005% | 0.009825% | 0.01197% | 1335 | 0.0121% | 0.01203% |  | 8.4803 | 23.5521 | 20.028 |  | 2411 | 441.1654 | 469.9173 | 474.0965 |  | 2411 | 0.009603% | 0.009974% | 0.009818% | 0.009269% | 0.01182% | 0.01001% |  | 2411 | 0.009974% | 0.009818% | 2411 | 3835 | 0.01199% | 583 | 0.01213% | 0.01206% |  | 2411 | 0.01182% | 0.01001% | 0.01091% |  | 2411 | 1335 | 0.01206% | 0.009966%
| Apr | 11 | 12 | 2412 | 441.8192 | 493.3298 | 489.4453 | 0.00943% | 0.01005% | 0.009732% | 0.01197% | 1075 | 0.01209% | 0.01203% |  | 8.4802 | 23.5529 | 20.0313 |  | 2412 | 433.339 | 469.7768 | 469.414 |  | 2412 | 0.009433% | 0.009971% | 0.009721% | 0.009269% | 0.01182% | 0.01001% |  | 2412 | 0.009971% | 0.009721% | 2412 | 6089 | 0.01199% | 5208 | 0.01213% | 0.01206% |  | 2412 | 0.01182% | 0.01001% | 0.01092% |  | 2412 | 1075 | 0.01206% | 0.009743%
| Apr | 11 | 13 | 2413 | 440.0904 | 495.0148 | 480.4806 | 0.009393% | 0.01008% | 0.009554% | 0.01197% | 4904 | 0.01209% | 0.01203% |  | 8.4802 | 23.5538 | 20.0345 |  | 2413 | 431.6102 | 471.461 | 460.4461 |  | 2413 | 0.009395% | 0.01001% | 0.009535% | 0.009269% | 0.01182% | 0.01001% |  | 2413 | 0.01001% | 0.009535% | 2413 | 3284 | 0.01199% | 1247 | 0.01213% | 0.01206% |  | 2413 | 0.01182% | 0.01001% | 0.01092% |  | 2413 | 4904 | 0.01206% | 0.01268%
| Apr | 11 | 14 | 2414 | 436.8269 | 495.2382 | 472.3506 | 0.009323% | 0.01008% | 0.009392% | 0.01197% | 5660 | 0.01209% | 0.01203% |  | 8.4801 | 23.5547 | 20.0378 |  | 2414 | 428.3469 | 471.6835 | 452.3128 |  | 2414 | 0.009324% | 0.01001% | 0.009367% | 0.009269% | 0.01182% | 0.01002% |  | 2414 | 0.01001% | 0.009367% | 2414 | 7507 | 0.01199% | 8240 | 0.01213% | 0.01206% |  | 2414 | 0.01182% | 0.01002% | 0.01092% |  | 2414 | 5660 | 0.01206% | 0.01233%
| Apr | 11 | 15 | 2415 | 438.2339 | 503.0396 | 424.2265 | 0.009353% | 0.01024% | 0.008436% | 0.01197% | 3623 | 0.01209% | 0.01203% |  | 8.48 | 23.5555 | 20.041 |  | 2415 | 429.7539 | 479.4841 | 404.1855 |  | 2415 | 0.009355% | 0.01018% | 0.00837% | 0.009269% | 0.01182% | 0.01002% |  | 2415 | 0.01018% | 0.00837% | 2415 | 8184 | 0.01199% | 4945 | 0.01213% | 0.01206% |  | 2415 | 0.01182% | 0.01002% | 0.01092% |  | 2415 | 3623 | 0.01206% | 0.01219%
| Apr | 11 | 16 | 2416 | 439.8518 | 509.4911 | 490.1767 | 0.009388% | 0.01038% | 0.009747% | 0.01196% | 1244 | 0.01209% | 0.01203% |  | 8.4799 | 23.5564 | 20.0443 |  | 2416 | 431.3719 | 485.9347 | 470.1324 |  | 2416 | 0.00939% | 0.01031% | 0.009736% | 0.009269% | 0.01182% | 0.01002% |  | 2416 | 0.01031% | 0.009736% | 2416 | 1225 | 0.01199% | 489 | 0.01213% | 0.01206% |  | 2416 | 0.01182% | 0.01002% | 0.01092% |  | 2416 | 1244 | 0.01206% | 0.009887%
| Apr | 11 | 17 | 2417 | 446.2888 | 512.5074 | 489.9423 | 0.009525% | 0.01044% | 0.009742% | 0.01196% | 4013 | 0.01209% | 0.01203% |  | 8.4798 | 23.5573 | 20.0476 |  | 2417 | 437.8089 | 488.9501 | 469.8947 |  | 2417 | 0.00953% | 0.01038% | 0.009731% | 0.009269% | 0.01182% | 0.01002% |  | 2417 | 0.01038% | 0.009731% | 2417 | 5504 | 0.01198% | 8457 | 0.01213% | 0.01206% |  | 2417 | 0.01182% | 0.01002% | 0.01092% |  | 2417 | 4013 | 0.01206% | 0.0125%
| Apr | 11 | 18 | 2418 | 449.8676 | 514.8534 | 494.4902 | 0.009601% | 0.01048% | 0.009833% | 0.01196% | 876 | 0.01209% | 0.01203% |  | 8.4797 | 23.5581 | 20.0508 |  | 2418 | 441.3879 | 491.2952 | 474.4394 |  | 2418 | 0.009608% | 0.01043% | 0.009825% | 0.009268% | 0.01182% | 0.01002% |  | 2418 | 0.01043% | 0.009825% | 2418 | 4017 | 0.01198% | 3847 | 0.01213% | 0.01206% |  | 2418 | 0.01182% | 0.01002% | 0.01092% |  | 2418 | 876 | 0.01206% | 0.009584%
| Apr | 11 | 19 | 2419 | 453.6863 | 520.8859 | 494.3777 | 0.009683% | 0.01061% | 0.00983% | 0.01196% | 1271 | 0.01209% | 0.01203% |  | 8.4797 | 23.559 | 20.0541 |  | 2419 | 445.2067 | 497.3269 | 474.3236 |  | 2419 | 0.009691% | 0.01056% | 0.009822% | 0.009268% | 0.01182% | 0.01002% |  | 2419 | 0.01056% | 0.009822% | 2419 | 8189 | 0.01198% | 4317 | 0.01213% | 0.01206% |  | 2419 | 0.01182% | 0.01002% | 0.01092% |  | 2419 | 1271 | 0.01206% | 0.009911%
| Apr | 11 | 20 | 2420 | 457.0341 | 525.3824 | 504.1863 | 0.009754% | 0.0107% | 0.01003% | 0.01196% | 3788 | 0.01209% | 0.01203% |  | 8.4796 | 23.5598 | 20.0574 |  | 2420 | 448.5545 | 501.8226 | 484.1289 |  | 2420 | 0.009764% | 0.01065% | 0.01003% | 0.009268% | 0.01182% | 0.01002% |  | 2420 | 0.01065% | 0.01003% | 2420 | 5662 | 0.01198% | 3420 | 0.01213% | 0.01206% |  | 2420 | 0.01182% | 0.01002% | 0.01092% |  | 2420 | 3788 | 0.01206% | 0.01233%
| Apr | 11 | 21 | 2421 | 450.3883 | 517.7393 | 498.8413 | 0.009613% | 0.01054% | 0.009919% | 0.01196% | 4160 | 0.01209% | 0.01203% |  | 8.4795 | 23.5607 | 20.0607 |  | 2421 | 441.9088 | 494.1786 | 478.7806 |  | 2421 | 0.009619% | 0.01049% | 0.009915% | 0.009268% | 0.01182% | 0.01003% |  | 2421 | 0.01049% | 0.009915% | 2421 | 5805 | 0.01198% | 1062 | 0.01213% | 0.01206% |  | 2421 | 0.01182% | 0.01003% | 0.01092% |  | 2421 | 4160 | 0.01206% | 0.01258%
| Apr | 11 | 22 | 2422 | 435.3396 | 502.9279 | 488.6576 | 0.009291% | 0.01024% | 0.009717% | 0.01196% | 5599 | 0.01209% | 0.01203% |  | 8.4794 | 23.5616 | 20.0639 |  | 2422 | 426.8602 | 479.3663 | 468.5936 |  | 2422 | 0.009292% | 0.01017% | 0.009704% | 0.009268% | 0.01182% | 0.01003% |  | 2422 | 0.01017% | 0.009704% | 2422 | 224 | 0.01198% | 4973 | 0.01213% | 0.01205% |  | 2422 | 0.01182% | 0.01003% | 0.01093% |  | 2422 | 5599 | 0.01205% | 0.01236%
| Apr | 11 | 23 | 2423 | 424.7671 | 494.0094 | 481.2777 | 0.009066% | 0.01006% | 0.00957% | 0.01196% | 4800 | 0.01209% | 0.01203% |  | 8.4794 | 23.5624 | 20.0672 |  | 2423 | 416.2878 | 470.4469 | 461.2105 |  | 2423 | 0.009062% | 0.009985% | 0.009551% | 0.009268% | 0.01182% | 0.01003% |  | 2423 | 0.009985% | 0.009551% | 2423 | 1303 | 0.01198% | 324 | 0.01213% | 0.01205% |  | 2423 | 0.01182% | 0.01003% | 0.01093% |  | 2423 | 4800 | 0.01205% | 0.0127%
| Apr | 12 | 0 | 2424 | 418.0771 | 490.5648 | 476.4859 | 0.008923% | 0.00999% | 0.009475% | 0.01196% | 2910 | 0.01209% | 0.01203% |  | 8.4793 | 23.5633 | 20.0705 |  | 2424 | 409.5978 | 467.0016 | 456.4154 |  | 2424 | 0.008916% | 0.009912% | 0.009452% | 0.009268% | 0.01182% | 0.01003% |  | 2424 | 0.009912% | 0.009452% | 2424 | 66 | 0.01198% | 5574 | 0.01213% | 0.01205% |  | 2424 | 0.01182% | 0.01003% | 0.01093% |  | 2424 | 2910 | 0.01205% | 0.01146%
| Apr | 12 | 1 | 2425 | 419.1343 | 487.8278 | 473.8415 | 0.008946% | 0.009934% | 0.009422% | 0.01196% | 4281 | 0.01209% | 0.01203% |  | 8.4792 | 23.5641 | 20.0738 |  | 2425 | 410.6551 | 464.2637 | 453.7678 |  | 2425 | 0.008939% | 0.009854% | 0.009397% | 0.009268% | 0.01182% | 0.01003% |  | 2425 | 0.009854% | 0.009397% | 2425 | 8288 | 0.01198% | 1442 | 0.01213% | 0.01205% |  | 2425 | 0.01182% | 0.01003% | 0.01093% |  | 2425 | 4281 | 0.01205% | 0.01264%
| Apr | 12 | 2 | 2426 | 421.7934 | 489.1591 | 474.2448 | 0.009002% | 0.009961% | 0.00943% | 0.01196% | 928 | 0.01209% | 0.01202% |  | 8.4791 | 23.565 | 20.0771 |  | 2426 | 413.3142 | 465.5941 | 454.1677 |  | 2426 | 0.008997% | 0.009882% | 0.009405% | 0.009268% | 0.01182% | 0.01003% |  | 2426 | 0.009882% | 0.009405% | 2426 | 8226 | 0.01198% | 3834 | 0.01213% | 0.01205% |  | 2426 | 0.01182% | 0.01003% | 0.01093% |  | 2426 | 928 | 0.01205% | 0.009624%
| Apr | 12 | 3 | 2427 | 422.9562 | 495.4896 | 477.3111 | 0.009027% | 0.01009% | 0.009491% | 0.01196% | 1336 | 0.01209% | 0.01202% |  | 8.4791 | 23.5659 | 20.0803 |  | 2427 | 414.4772 | 471.9237 | 457.2308 |  | 2427 | 0.009022% | 0.01002% | 0.009469% | 0.009268% | 0.01182% | 0.01004% |  | 2427 | 0.01002% | 0.009469% | 2427 | 8337 | 0.01198% | 5936 | 0.01213% | 0.01205% |  | 2427 | 0.01182% | 0.01004% | 0.01093% |  | 2427 | 1336 | 0.01205% | 0.009967%
| Apr | 12 | 4 | 2428 | 431.1361 | 500.917 | 488.1137 | 0.009202% | 0.0102% | 0.009706% | 0.01196% | 4921 | 0.01209% | 0.01202% |  | 8.479 | 23.5667 | 20.0836 |  | 2428 | 422.6571 | 477.3503 | 468.0301 |  | 2428 | 0.0092% | 0.01013% | 0.009692% | 0.009268% | 0.01183% | 0.01004% |  | 2428 | 0.01013% | 0.009692% | 2428 | 8530 | 0.01198% | 8434 | 0.01213% | 0.01205% |  | 2428 | 0.01183% | 0.01004% | 0.01093% |  | 2428 | 4921 | 0.01205% | 0.01268%
| Apr | 12 | 5 | 2429 | 453.6535 | 519.5267 | 509.7751 | 0.009682% | 0.01058% | 0.01014% | 0.01196% | 4848 | 0.01209% | 0.01202% |  | 8.4789 | 23.5676 | 20.0869 |  | 2429 | 445.1746 | 495.9592 | 489.6882 |  | 2429 | 0.009691% | 0.01053% | 0.01014% | 0.009268% | 0.01183% | 0.01004% |  | 2429 | 0.01053% | 0.01014% | 2429 | 3524 | 0.01198% | 5843 | 0.01213% | 0.01205% |  | 2429 | 0.01183% | 0.01004% | 0.01093% |  | 2429 | 4848 | 0.01205% | 0.01269%
| Apr | 12 | 6 | 2430 | 473.8622 | 543.2288 | 533.3964 | 0.01011% | 0.01106% | 0.01061% | 0.01196% | 487 | 0.01209% | 0.01202% |  | 8.4788 | 23.5684 | 20.0902 |  | 2430 | 465.3834 | 519.6603 | 513.3062 |  | 2430 | 0.01013% | 0.01103% | 0.01063% | 0.009267% | 0.01183% | 0.01004% |  | 2430 | 0.01103% | 0.01063% | 2430 | 514 | 0.01198% | 3836 | 0.01213% | 0.01205% |  | 2430 | 0.01183% | 0.01004% | 0.01093% |  | 2430 | 487 | 0.01205% | 0.009325%
| Apr | 12 | 7 | 2431 | 478.9336 | 554.4933 | 539.4541 | 0.01022% | 0.01129% | 0.01073% | 0.01196% | 8465 | 0.01209% | 0.01202% |  | 8.4788 | 23.5693 | 20.0935 |  | 2431 | 470.4548 | 530.924 | 519.3606 |  | 2431 | 0.01024% | 0.01127% | 0.01076% | 0.009267% | 0.01183% | 0.01004% |  | 2431 | 0.01127% | 0.01076% | 2431 | 4489 | 0.01198% | 4972 | 0.01212% | 0.01205% |  | 2431 | 0.01183% | 0.01004% | 0.01093% |  | 2431 | 8465 | 0.01205% | 0.01122%
| Apr | 12 | 8 | 2432 | 472.9266 | 546.003 | 532.2805 | 0.01009% | 0.01112% | 0.01058% | 0.01196% | 4010 | 0.01209% | 0.01202% |  | 8.4787 | 23.5702 | 20.0968 |  | 2432 | 464.4479 | 522.4328 | 512.1837 |  | 2432 | 0.01011% | 0.01109% | 0.01061% | 0.009267% | 0.01183% | 0.01004% |  | 2432 | 0.01109% | 0.01061% | 2432 | 1273 | 0.01197% | 7927 | 0.01212% | 0.01205% |  | 2432 | 0.01183% | 0.01004% | 0.01094% |  | 2432 | 4010 | 0.01205% | 0.0125%
| Apr | 12 | 9 | 2433 | 466.9536 | 532.0853 | 527.4512 | 0.009966% | 0.01084% | 0.01049% | 0.01195% | 6870 | 0.01209% | 0.01202% |  | 8.4786 | 23.571 | 20.1001 |  | 2433 | 458.4749 | 508.5143 | 507.3512 |  | 2433 | 0.00998% | 0.01079% | 0.01051% | 0.009267% | 0.01183% | 0.01005% |  | 2433 | 0.01079% | 0.01051% | 2433 | 6136 | 0.01197% | 8444 | 0.01212% | 0.01205% |  | 2433 | 0.01183% | 0.01005% | 0.01094% |  | 2433 | 6870 | 0.01205% | 0.01195%
| Apr | 12 | 10 | 2434 | 461.1503 | 522.6547 | 522.3219 | 0.009842% | 0.01064% | 0.01039% | 0.01195% | 2888 | 0.01209% | 0.01202% |  | 8.4786 | 23.5719 | 20.1034 |  | 2434 | 452.6717 | 499.0829 | 502.2185 |  | 2434 | 0.009854% | 0.01059% | 0.0104% | 0.009267% | 0.01183% | 0.01005% |  | 2434 | 0.01059% | 0.0104% | 2434 | 7762 | 0.01197% | 4201 | 0.01212% | 0.01205% |  | 2434 | 0.01183% | 0.01005% | 0.01094% |  | 2434 | 2888 | 0.01205% | 0.01143%
| Apr | 12 | 11 | 2435 | 459.678 | 512.2095 | 510.5066 | 0.009811% | 0.01043% | 0.01015% | 0.01195% | 1415 | 0.01209% | 0.01202% |  | 8.4785 | 23.5727 | 20.1067 |  | 2435 | 451.1995 | 488.6367 | 490.3999 |  | 2435 | 0.009822% | 0.01037% | 0.01016% | 0.009267% | 0.01183% | 0.01005% |  | 2435 | 0.01037% | 0.01016% | 2435 | 7928 | 0.01197% | 7233 | 0.01212% | 0.01205% |  | 2435 | 0.01183% | 0.01005% | 0.01094% |  | 2435 | 1415 | 0.01205% | 0.01003%
| Apr | 12 | 12 | 2436 | 460.9728 | 510.692 | 505.0865 | 0.009838% | 0.0104% | 0.01004% | 0.01195% | 4591 | 0.01209% | 0.01202% |  | 8.4784 | 23.5736 | 20.11 |  | 2436 | 452.4944 | 487.1184 | 484.9765 |  | 2436 | 0.00985% | 0.01034% | 0.01004% | 0.009267% | 0.01183% | 0.01005% |  | 2436 | 0.01034% | 0.01004% | 2436 | 54 | 0.01197% | 8075 | 0.01212% | 0.01205% |  | 2436 | 0.01183% | 0.01005% | 0.01094% |  | 2436 | 4591 | 0.01205% | 0.01271%
| Apr | 12 | 13 | 2437 | 460.8447 | 505.5904 | 497.144 | 0.009836% | 0.0103% | 0.009885% | 0.01195% | 1540 | 0.01209% | 0.01202% |  | 8.4784 | 23.5744 | 20.1133 |  | 2437 | 452.3663 | 482.016 | 477.0307 |  | 2437 | 0.009847% | 0.01023% | 0.009879% | 0.009267% | 0.01183% | 0.01005% |  | 2437 | 0.01023% | 0.009879% | 2437 | 8455 | 0.01197% | 1318 | 0.01212% | 0.01205% |  | 2437 | 0.01183% | 0.01005% | 0.01094% |  | 2437 | 1540 | 0.01205% | 0.01014%
| Apr | 12 | 14 | 2438 | 457.5447 | 500.9356 | 491.4239 | 0.009765% | 0.0102% | 0.009772% | 0.01195% | 5021 | 0.01209% | 0.01202% |  | 8.4783 | 23.5753 | 20.1166 |  | 2438 | 449.0664 | 477.3603 | 471.3073 |  | 2438 | 0.009775% | 0.01013% | 0.00976% | 0.009267% | 0.01183% | 0.01005% |  | 2438 | 0.01013% | 0.00976% | 2438 | 7733 | 0.01197% | 1416 | 0.01212% | 0.01205% |  | 2438 | 0.01183% | 0.01005% | 0.01094% |  | 2438 | 5021 | 0.01205% | 0.01265%
| Apr | 12 | 15 | 2439 | 453.9395 | 496.4764 | 483.5376 | 0.009688% | 0.01011% | 0.009615% | 0.01195% | 248 | 0.01209% | 0.01202% |  | 8.4783 | 23.5761 | 20.1199 |  | 2439 | 445.4613 | 472.9002 | 463.4177 |  | 2439 | 0.009697% | 0.01004% | 0.009597% | 0.009267% | 0.01183% | 0.01006% |  | 2439 | 0.01004% | 0.009597% | 2439 | 1064 | 0.01197% | 8058 | 0.01212% | 0.01205% |  | 2439 | 0.01183% | 0.01006% | 0.01094% |  | 2439 | 248 | 0.01205% | 0.00921%
| Apr | 12 | 16 | 2440 | 455.4389 | 498.0776 | 485.263 | 0.00972% | 0.01014% | 0.009649% | 0.01195% | 4567 | 0.01209% | 0.01202% |  | 8.4782 | 23.577 | 20.1232 |  | 2440 | 446.9607 | 474.5006 | 465.1398 |  | 2440 | 0.009729% | 0.01007% | 0.009632% | 0.009267% | 0.01183% | 0.01006% |  | 2440 | 0.01007% | 0.009632% | 2440 | 7787 | 0.01197% | 1760 | 0.01212% | 0.01204% |  | 2440 | 0.01183% | 0.01006% | 0.01094% |  | 2440 | 4567 | 0.01204% | 0.01271%
| Apr | 12 | 17 | 2441 | 462.0288 | 499.7161 | 485.3943 | 0.009861% | 0.01018% | 0.009652% | 0.01195% | 1362 | 0.01209% | 0.01202% |  | 8.4781 | 23.5779 | 20.1265 |  | 2441 | 453.5507 | 476.1382 | 465.2678 |  | 2441 | 0.009873% | 0.01011% | 0.009635% | 0.009267% | 0.01183% | 0.01006% |  | 2441 | 0.01011% | 0.009635% | 2441 | 5187 | 0.01197% | 4775 | 0.01212% | 0.01204% |  | 2441 | 0.01183% | 0.01006% | 0.01095% |  | 2441 | 1362 | 0.01204% | 0.009989%
| Apr | 12 | 18 | 2442 | 463.6719 | 503.3096 | 488.4607 | 0.009896% | 0.01025% | 0.009713% | 0.01195% | 8313 | 0.01209% | 0.01202% |  | 8.4781 | 23.5787 | 20.1298 |  | 2442 | 455.1938 | 479.7309 | 468.3309 |  | 2442 | 0.009909% | 0.01018% | 0.009698% | 0.009267% | 0.01183% | 0.01006% |  | 2442 | 0.01018% | 0.009698% | 2442 | 392 | 0.01197% | 4009 | 0.01212% | 0.01204% |  | 2442 | 0.01183% | 0.01006% | 0.01095% |  | 2442 | 8313 | 0.01204% | 0.01134%
| Apr | 12 | 19 | 2443 | 467.5229 | 510.8316 | 490.5893 | 0.009978% | 0.0104% | 0.009755% | 0.01195% | 560 | 0.01208% | 0.01202% |  | 8.478 | 23.5796 | 20.1331 |  | 2443 | 459.0449 | 487.2521 | 470.4562 |  | 2443 | 0.009992% | 0.01034% | 0.009742% | 0.009267% | 0.01183% | 0.01006% |  | 2443 | 0.01034% | 0.009742% | 2443 | 6256 | 0.01197% | 1539 | 0.01212% | 0.01204% |  | 2443 | 0.01183% | 0.01006% | 0.01095% |  | 2443 | 560 | 0.01204% | 0.009368%
| Apr | 12 | 20 | 2444 | 470.4584 | 526.7416 | 494.8653 | 0.01004% | 0.01073% | 0.00984% | 0.01195% | 3179 | 0.01208% | 0.01201% |  | 8.478 | 23.5804 | 20.1364 |  | 2444 | 461.9804 | 503.1612 | 474.7289 |  | 2444 | 0.01006% | 0.01068% | 0.009831% | 0.009267% | 0.01183% | 0.01006% |  | 2444 | 0.01068% | 0.009831% | 2444 | 58 | 0.01197% | 5184 | 0.01212% | 0.01204% |  | 2444 | 0.01183% | 0.01006% | 0.01095% |  | 2444 | 3179 | 0.01204% | 0.01175%
| Apr | 12 | 21 | 2445 | 464.0717 | 525.0473 | 492.7836 | 0.009905% | 0.01069% | 0.009799% | 0.01194% | 8445 | 0.01208% | 0.01201% |  | 8.4779 | 23.5813 | 20.1397 |  | 2445 | 455.5938 | 501.466 | 472.6438 |  | 2445 | 0.009917% | 0.01064% | 0.009788% | 0.009266% | 0.01183% | 0.01007% |  | 2445 | 0.01064% | 0.009788% | 2445 | 6065 | 0.01197% | 352 | 0.01212% | 0.01204% |  | 2445 | 0.01183% | 0.01007% | 0.01095% |  | 2445 | 8445 | 0.01204% | 0.01123%
| Apr | 12 | 22 | 2446 | 446.1026 | 517.4973 | 488.8076 | 0.009521% | 0.01054% | 0.00972% | 0.01194% | 8311 | 0.01208% | 0.01201% |  | 8.4778 | 23.5821 | 20.1431 |  | 2446 | 437.6247 | 493.9151 | 468.6646 |  | 2446 | 0.009526% | 0.01048% | 0.009705% | 0.009266% | 0.01183% | 0.01007% |  | 2446 | 0.01048% | 0.009705% | 2446 | 3415 | 0.01197% | 5235 | 0.01212% | 0.01204% |  | 2446 | 0.01183% | 0.01007% | 0.01095% |  | 2446 | 8311 | 0.01204% | 0.01134%
| Apr | 12 | 23 | 2447 | 434.3543 | 508.0667 | 481.3902 | 0.00927% | 0.01035% | 0.009572% | 0.01194% | 1037 | 0.01208% | 0.01201% |  | 8.4778 | 23.583 | 20.1464 |  | 2447 | 425.8765 | 484.4837 | 461.2438 |  | 2447 | 0.00927% | 0.01028% | 0.009552% | 0.009266% | 0.01183% | 0.01007% |  | 2447 | 0.01028% | 0.009552% | 2447 | 1251 | 0.01197% | 8289 | 0.01212% | 0.01204% |  | 2447 | 0.01183% | 0.01007% | 0.01095% |  | 2447 | 1037 | 0.01204% | 0.009711%
| Apr | 13 | 0 | 2448 | 429.2729 | 507.8154 | 477.0767 | 0.009162% | 0.01034% | 0.009486% | 0.01194% | 3129 | 0.01208% | 0.01201% |  | 8.4777 | 23.5838 | 20.1497 |  | 2448 | 420.7952 | 484.2315 | 456.927 |  | 2448 | 0.00916% | 0.01028% | 0.009462% | 0.009266% | 0.01183% | 0.01007% |  | 2448 | 0.01028% | 0.009462% | 2448 | 7520 | 0.01197% | 325 | 0.01212% | 0.01204% |  | 2448 | 0.01183% | 0.01007% | 0.01095% |  | 2448 | 3129 | 0.01204% | 0.0117%
| Apr | 13 | 1 | 2449 | 425.8332 | 510.8875 | 478.4458 | 0.009089% | 0.0104% | 0.009514% | 0.01194% | 1417 | 0.01208% | 0.01201% |  | 8.4777 | 23.5847 | 20.153 |  | 2449 | 417.3555 | 487.3028 | 458.2928 |  | 2449 | 0.009085% | 0.01034% | 0.009491% | 0.009266% | 0.01183% | 0.01007% |  | 2449 | 0.01034% | 0.009491% | 2449 | 1037 | 0.01197% | 4258 | 0.01212% | 0.01204% |  | 2449 | 0.01183% | 0.01007% | 0.01095% |  | 2449 | 1417 | 0.01204% | 0.01004%
| Apr | 13 | 2 | 2450 | 428.6525 | 514.8813 | 481.5403 | 0.009149% | 0.01048% | 0.009575% | 0.01194% | 4853 | 0.01208% | 0.01201% |  | 8.4776 | 23.5855 | 20.1563 |  | 2450 | 420.1749 | 491.2958 | 461.3839 |  | 2450 | 0.009146% | 0.01043% | 0.009555% | 0.009266% | 0.01183% | 0.01007% |  | 2450 | 0.01043% | 0.009555% | 2450 | 3655 | 0.01197% | 7301 | 0.01211% | 0.01204% |  | 2450 | 0.01183% | 0.01007% | 0.01095% |  | 2450 | 4853 | 0.01204% | 0.01269%
| Apr | 13 | 3 | 2451 | 429.3051 | 519.8339 | 485.0567 | 0.009163% | 0.01059% | 0.009645% | 0.01194% | 8391 | 0.01208% | 0.01201% |  | 8.4776 | 23.5864 | 20.1597 |  | 2451 | 420.8275 | 496.2476 | 464.8971 |  | 2451 | 0.009161% | 0.01053% | 0.009627% | 0.009266% | 0.01183% | 0.01008% |  | 2451 | 0.01053% | 0.009627% | 2451 | 70 | 0.01197% | 5851 | 0.01211% | 0.01204% |  | 2451 | 0.01183% | 0.01008% | 0.01096% |  | 2451 | 8391 | 0.01204% | 0.01128%
| Apr | 13 | 4 | 2452 | 435.1655 | 529.3669 | 492.8398 | 0.009288% | 0.01078% | 0.0098% | 0.01194% | 323 | 0.01208% | 0.01201% |  | 8.4775 | 23.5872 | 20.163 |  | 2452 | 426.688 | 505.7797 | 472.6768 |  | 2452 | 0.009288% | 0.01074% | 0.009788% | 0.009266% | 0.01184% | 0.01008% |  | 2452 | 0.01074% | 0.009788% | 2452 | 5997 | 0.01197% | 3033 | 0.01211% | 0.01204% |  | 2452 | 0.01184% | 0.01008% | 0.01096% |  | 2452 | 323 | 0.01204% | 0.009241%
| Apr | 13 | 5 | 2453 | 458.2609 | 547.5484 | 506.1274 | 0.009781% | 0.01115% | 0.01006% | 0.01194% | 1381 | 0.01208% | 0.01201% |  | 8.4775 | 23.5881 | 20.1663 |  | 2453 | 449.7835 | 523.9603 | 485.9611 |  | 2453 | 0.009791% | 0.01112% | 0.01006% | 0.009266% | 0.01184% | 0.01008% |  | 2453 | 0.01112% | 0.01006% | 2453 | 7623 | 0.01196% | 3179 | 0.01211% | 0.01204% |  | 2453 | 0.01184% | 0.01008% | 0.01096% |  | 2453 | 1381 | 0.01204% | 0.01001%
| Apr | 13 | 6 | 2454 | 484.7274 | 568.6158 | 517.3238 | 0.01035% | 0.01158% | 0.01029% | 0.01194% | 3159 | 0.01208% | 0.01201% |  | 8.4774 | 23.5889 | 20.1696 |  | 2454 | 476.2499 | 545.0269 | 497.1542 |  | 2454 | 0.01037% | 0.01157% | 0.0103% | 0.009266% | 0.01184% | 0.01008% |  | 2454 | 0.01157% | 0.0103% | 2454 | 3477 | 0.01196% | 3991 | 0.01211% | 0.01204% |  | 2454 | 0.01184% | 0.01008% | 0.01096% |  | 2454 | 3159 | 0.01204% | 0.01173%
| Apr | 13 | 7 | 2455 | 487.8559 | 572.6561 | 522.5188 | 0.01041% | 0.01166% | 0.01039% | 0.01194% | 1524 | 0.01208% | 0.01201% |  | 8.4774 | 23.5898 | 20.173 |  | 2455 | 479.3785 | 549.0663 | 502.3458 |  | 2455 | 0.01044% | 0.01165% | 0.0104% | 0.009266% | 0.01184% | 0.01008% |  | 2455 | 0.01165% | 0.0104% | 2455 | 1223 | 0.01196% | 3129 | 0.01211% | 0.01204% |  | 2455 | 0.01184% | 0.01008% | 0.01096% |  | 2455 | 1524 | 0.01204% | 0.01013%
| Apr | 13 | 8 | 2456 | 472.395 | 562.2667 | 525.257 | 0.01008% | 0.01145% | 0.01044% | 0.01194% | 1073 | 0.01207% | 0.01201% |  | 8.4773 | 23.5906 | 20.1763 |  | 2456 | 463.9176 | 538.6761 | 505.0807 |  | 2456 | 0.0101% | 0.01143% | 0.01046% | 0.009266% | 0.01184% | 0.01008% |  | 2456 | 0.01143% | 0.01046% | 2456 | 1271 | 0.01196% | 4807 | 0.01211% | 0.01204% |  | 2456 | 0.01184% | 0.01008% | 0.01096% |  | 2456 | 1073 | 0.01204% | 0.009741%
| Apr | 13 | 9 | 2457 | 463.2891 | 551.2442 | 521.1122 | 0.009888% | 0.01123% | 0.01036% | 0.01194% | 1177 | 0.01207% | 0.01201% |  | 8.4773 | 23.5915 | 20.1796 |  | 2457 | 454.8118 | 527.6528 | 500.9326 |  | 2457 | 0.0099% | 0.0112% | 0.01037% | 0.009266% | 0.01184% | 0.01009% |  | 2457 | 0.0112% | 0.01037% | 2457 | 4038 | 0.01196% | 8419 | 0.01211% | 0.01204% |  | 2457 | 0.01184% | 0.01009% | 0.01096% |  | 2457 | 1177 | 0.01204% | 0.009829%
| Apr | 13 | 10 | 2458 | 453.2229 | 545.1651 | 517.9521 | 0.009673% | 0.0111% | 0.0103% | 0.01194% | 3033 | 0.01207% | 0.01201% |  | 8.4773 | 23.5923 | 20.183 |  | 2458 | 444.7457 | 521.5728 | 497.7691 |  | 2458 | 0.009681% | 0.01107% | 0.01031% | 0.009266% | 0.01184% | 0.01009% |  | 2458 | 0.01107% | 0.01031% | 2458 | 8658 | 0.01196% | 1440 | 0.01211% | 0.01204% |  | 2458 | 0.01184% | 0.01009% | 0.01096% |  | 2458 | 3033 | 0.01204% | 0.01159%
| Apr | 13 | 11 | 2459 | 446.856 | 534.8967 | 512.5789 | 0.009537% | 0.01089% | 0.01019% | 0.01194% | 3199 | 0.01207% | 0.01201% |  | 8.4772 | 23.5932 | 20.1863 |  | 2459 | 438.3788 | 511.3036 | 492.3926 |  | 2459 | 0.009543% | 0.01085% | 0.0102% | 0.009266% | 0.01184% | 0.01009% |  | 2459 | 0.01085% | 0.0102% | 2459 | 7710 | 0.01196% | 5214 | 0.01211% | 0.01204% |  | 2459 | 0.01184% | 0.01009% | 0.01096% |  | 2459 | 3199 | 0.01204% | 0.01177%
| Apr | 13 | 12 | 2460 | 444.7514 | 528.3987 | 512.5039 | 0.009492% | 0.01076% | 0.01019% | 0.01194% | 5431 | 0.01207% | 0.01201% |  | 8.4772 | 23.594 | 20.1896 |  | 2460 | 436.2742 | 504.8047 | 492.3143 |  | 2460 | 0.009497% | 0.01071% | 0.0102% | 0.009266% | 0.01184% | 0.01009% |  | 2460 | 0.01071% | 0.0102% | 2460 | 2969 | 0.01196% | 3070 | 0.01211% | 0.01204% |  | 2460 | 0.01184% | 0.01009% | 0.01096% |  | 2460 | 5431 | 0.01204% | 0.01246%
| Apr | 13 | 13 | 2461 | 440.1984 | 521.0814 | 517.5395 | 0.009395% | 0.01061% | 0.01029% | 0.01194% | 1514 | 0.01207% | 0.012% |  | 8.4771 | 23.5949 | 20.193 |  | 2461 | 431.7213 | 497.4865 | 497.3465 |  | 2461 | 0.009398% | 0.01056% | 0.0103% | 0.009266% | 0.01184% | 0.01009% |  | 2461 | 0.01056% | 0.0103% | 2461 | 4564 | 0.01196% | 328 | 0.01211% | 0.01204% |  | 2461 | 0.01184% | 0.01009% | 0.01097% |  | 2461 | 1514 | 0.01204% | 0.01012%
| Apr | 13 | 14 | 2462 | 437.0673 | 514.3879 | 516.5268 | 0.009328% | 0.01047% | 0.01027% | 0.01194% | 1251 | 0.01207% | 0.012% |  | 8.4771 | 23.5957 | 20.1963 |  | 2462 | 428.5902 | 490.7922 | 496.3304 |  | 2462 | 0.00933% | 0.01042% | 0.01028% | 0.009266% | 0.01184% | 0.01009% |  | 2462 | 0.01042% | 0.01028% | 2462 | 3837 | 0.01196% | 974 | 0.01211% | 0.01203% |  | 2462 | 0.01184% | 0.01009% | 0.01097% |  | 2462 | 1251 | 0.01203% | 0.009893%
| Apr | 13 | 15 | 2463 | 436.4286 | 508.467 | 507.7684 | 0.009315% | 0.01035% | 0.0101% | 0.01194% | 5697 | 0.01207% | 0.012% |  | 8.477 | 23.5966 | 20.1997 |  | 2463 | 427.9516 | 484.8705 | 487.5687 |  | 2463 | 0.009316% | 0.01029% | 0.0101% | 0.009266% | 0.01184% | 0.0101% |  | 2463 | 0.01029% | 0.0101% | 2463 | 5476 | 0.01196% | 3159 | 0.01211% | 0.01203% |  | 2463 | 0.01184% | 0.0101% | 0.01097% |  | 2463 | 5697 | 0.01203% | 0.01231%
| Apr | 13 | 16 | 2464 | 435.0071 | 513.3359 | 498.1849 | 0.009284% | 0.01045% | 0.009906% | 0.01194% | 5481 | 0.01207% | 0.012% |  | 8.477 | 23.5974 | 20.203 |  | 2464 | 426.5301 | 489.7385 | 477.9818 |  | 2464 | 0.009285% | 0.01039% | 0.009898% | 0.009265% | 0.01184% | 0.0101% |  | 2464 | 0.01039% | 0.009898% | 2464 | 4182 | 0.01196% | 4686 | 0.01211% | 0.01203% |  | 2464 | 0.01184% | 0.0101% | 0.01097% |  | 2464 | 5481 | 0.01203% | 0.01243%
| Apr | 13 | 17 | 2465 | 433.3916 | 511.1389 | 490.6549 | 0.00925% | 0.01041% | 0.009756% | 0.01194% | 3070 | 0.01207% | 0.012% |  | 8.477 | 23.5983 | 20.2064 |  | 2465 | 424.9147 | 487.5406 | 470.4486 |  | 2465 | 0.00925% | 0.01035% | 0.009742% | 0.009265% | 0.01184% | 0.0101% |  | 2465 | 0.01035% | 0.009742% | 2465 | 8206 | 0.01196% | 7902 | 0.01211% | 0.01203% |  | 2465 | 0.01184% | 0.0101% | 0.01097% |  | 2465 | 3070 | 0.01203% | 0.01163%
| Apr | 13 | 18 | 2466 | 435.2657 | 509.7238 | 489.1452 | 0.00929% | 0.01038% | 0.009726% | 0.01194% | 3985 | 0.01207% | 0.012% |  | 8.4769 | 23.5991 | 20.2097 |  | 2466 | 426.7887 | 486.1247 | 468.9355 |  | 2466 | 0.00929% | 0.01032% | 0.009711% | 0.009265% | 0.01184% | 0.0101% |  | 2466 | 0.01032% | 0.009711% | 2466 | 4415 | 0.01196% | 1204 | 0.0121% | 0.01203% |  | 2466 | 0.01184% | 0.0101% | 0.01097% |  | 2466 | 3985 | 0.01203% | 0.01249%
| Apr | 13 | 19 | 2467 | 440.2714 | 513.6617 | 490.8331 | 0.009397% | 0.01046% | 0.00976% | 0.01194% | 5676 | 0.01207% | 0.012% |  | 8.4769 | 23.6 | 20.2131 |  | 2467 | 431.7945 | 490.0618 | 470.62 |  | 2467 | 0.009399% | 0.0104% | 0.009746% | 0.009265% | 0.01184% | 0.0101% |  | 2467 | 0.0104% | 0.009746% | 2467 | 8338 | 0.01196% | 4509 | 0.0121% | 0.01203% |  | 2467 | 0.01184% | 0.0101% | 0.01097% |  | 2467 | 5676 | 0.01203% | 0.01232%
| Apr | 13 | 20 | 2468 | 454.9967 | 515.6726 | 499.9759 | 0.009711% | 0.0105% | 0.009942% | 0.01194% | 5285 | 0.01207% | 0.012% |  | 8.4769 | 23.6008 | 20.2164 |  | 2468 | 446.5198 | 492.0718 | 479.7595 |  | 2468 | 0.00972% | 0.01044% | 0.009935% | 0.009265% | 0.01184% | 0.0101% |  | 2468 | 0.01044% | 0.009935% | 2468 | 8683 | 0.01196% | 1570 | 0.0121% | 0.01203% |  | 2468 | 0.01184% | 0.0101% | 0.01097% |  | 2468 | 5285 | 0.01203% | 0.01254%
| Apr | 13 | 21 | 2469 | 450.2492 | 509.2863 | 499.6477 | 0.00961% | 0.01037% | 0.009935% | 0.01193% | 1384 | 0.01207% | 0.012% |  | 8.4768 | 23.6016 | 20.2198 |  | 2469 | 441.7724 | 485.6846 | 479.4279 |  | 2469 | 0.009616% | 0.01031% | 0.009928% | 0.009265% | 0.01184% | 0.01011% |  | 2469 | 0.01031% | 0.009928% | 2469 | 4324 | 0.01196% | 4375 | 0.0121% | 0.01203% |  | 2469 | 0.01184% | 0.01011% | 0.01097% |  | 2469 | 1384 | 0.01203% | 0.01001%
| Apr | 13 | 22 | 2470 | 437.3126 | 497.7145 | 493.2149 | 0.009334% | 0.01014% | 0.009807% | 0.01193% | 4655 | 0.01207% | 0.012% |  | 8.4768 | 23.6025 | 20.2231 |  | 2470 | 428.8358 | 474.1121 | 472.9918 |  | 2470 | 0.009335% | 0.01006% | 0.009795% | 0.009265% | 0.01184% | 0.01011% |  | 2470 | 0.01006% | 0.009795% | 2470 | 1172 | 0.01196% | 2911 | 0.0121% | 0.01203% |  | 2470 | 0.01184% | 0.01011% | 0.01098% |  | 2470 | 4655 | 0.01203% | 0.01272%
| Apr | 13 | 23 | 2471 | 427.1158 | 488.3864 | 476.6547 | 0.009116% | 0.009945% | 0.009478% | 0.01193% | 5142 | 0.01207% | 0.012% |  | 8.4768 | 23.6033 | 20.2265 |  | 2471 | 418.639 | 464.7831 | 456.4282 |  | 2471 | 0.009113% | 0.009865% | 0.009452% | 0.009265% | 0.01184% | 0.01011% |  | 2471 | 0.009865% | 0.009452% | 2471 | 367 | 0.01196% | 4832 | 0.0121% | 0.01203% |  | 2471 | 0.01184% | 0.01011% | 0.01098% |  | 2471 | 5142 | 0.01203% | 0.0126%
| Apr | 14 | 0 | 2472 | 424.4777 | 480.7712 | 467.5869 | 0.00906% | 0.00979% | 0.009298% | 0.01193% | 1535 | 0.01207% | 0.012% |  | 8.4767 | 23.6042 | 20.2298 |  | 2472 | 416.001 | 457.1671 | 447.3571 |  | 2472 | 0.009055% | 0.009703% | 0.009264% | 0.009265% | 0.01184% | 0.01011% |  | 2472 | 0.009703% | 0.009264% | 2472 | 5530 | 0.01196% | 3679 | 0.0121% | 0.01203% |  | 2472 | 0.01184% | 0.01011% | 0.01098% |  | 2472 | 1535 | 0.01203% | 0.01013%
| Apr | 14 | 1 | 2473 | 430.0629 | 479.2724 | 469.7906 | 0.009179% | 0.00976% | 0.009342% | 0.01193% | 584 | 0.01207% | 0.012% |  | 8.4767 | 23.605 | 20.2332 |  | 2473 | 421.5862 | 455.6674 | 449.5574 |  | 2473 | 0.009177% | 0.009671% | 0.00931% | 0.009265% | 0.01184% | 0.01011% |  | 2473 | 0.009671% | 0.00931% | 2473 | 6450 | 0.01196% | 3694 | 0.0121% | 0.01203% |  | 2473 | 0.01184% | 0.01011% | 0.01098% |  | 2473 | 584 | 0.01203% | 0.009383%
| Apr | 14 | 2 | 2474 | 439.5466 | 478.7511 | 472.313 | 0.009381% | 0.009749% | 0.009392% | 0.01193% | 6088 | 0.01207% | 0.012% |  | 8.4767 | 23.6059 | 20.2366 |  | 2474 | 431.07 | 455.1452 | 452.0765 |  | 2474 | 0.009383% | 0.00966% | 0.009362% | 0.009265% | 0.01184% | 0.01011% |  | 2474 | 0.00966% | 0.009362% | 2474 | 3497 | 0.01196% | 4424 | 0.0121% | 0.01203% |  | 2474 | 0.01184% | 0.01011% | 0.01098% |  | 2474 | 6088 | 0.01203% | 0.01212%
| Apr | 14 | 3 | 2475 | 444.8336 | 481.2181 | 475.3513 | 0.009494% | 0.009799% | 0.009452% | 0.01193% | 8264 | 0.01207% | 0.012% |  | 8.4766 | 23.6067 | 20.2399 |  | 2475 | 436.357 | 457.6114 | 455.1113 |  | 2475 | 0.009499% | 0.009713% | 0.009425% | 0.009265% | 0.01185% | 0.01012% |  | 2475 | 0.009713% | 0.009425% | 2475 | 2965 | 0.01196% | 4130 | 0.0121% | 0.01203% |  | 2475 | 0.01185% | 0.01012% | 0.01098% |  | 2475 | 8264 | 0.01203% | 0.01138%
| Apr | 14 | 4 | 2476 | 457.3391 | 484.5416 | 480.2462 | 0.009761% | 0.009867% | 0.009549% | 0.01193% | 1198 | 0.01207% | 0.012% |  | 8.4766 | 23.6076 | 20.2433 |  | 2476 | 448.8625 | 460.934 | 460.0029 |  | 2476 | 0.009771% | 0.009783% | 0.009526% | 0.009265% | 0.01185% | 0.01012% |  | 2476 | 0.009783% | 0.009526% | 2476 | 3851 | 0.01196% | 712 | 0.0121% | 0.01203% |  | 2476 | 0.01185% | 0.01012% | 0.01098% |  | 2476 | 1198 | 0.01203% | 0.009847%
| Apr | 14 | 5 | 2477 | 484.2183 | 496.3181 | 491.3395 | 0.01033% | 0.01011% | 0.00977% | 0.01193% | 1383 | 0.01207% | 0.012% |  | 8.4766 | 23.6084 | 20.2467 |  | 2477 | 475.7417 | 472.7097 | 471.0928 |  | 2477 | 0.01036% | 0.01003% | 0.009756% | 0.009265% | 0.01185% | 0.01012% |  | 2477 | 0.01003% | 0.009756% | 2477 | 5429 | 0.01195% | 5387 | 0.0121% | 0.01203% |  | 2477 | 0.01185% | 0.01012% | 0.01098% |  | 2477 | 1383 | 0.01203% | 0.01001%
| Apr | 14 | 6 | 2478 | 505.2546 | 505.9255 | 500.1728 | 0.01078% | 0.0103% | 0.009946% | 0.01193% | 3201 | 0.01207% | 0.012% |  | 8.4766 | 23.6092 | 20.25 |  | 2478 | 496.778 | 482.3163 | 479.9228 |  | 2478 | 0.01081% | 0.01024% | 0.009938% | 0.009265% | 0.01185% | 0.01012% |  | 2478 | 0.01024% | 0.009938% | 2478 | 3849 | 0.01195% | 5889 | 0.0121% | 0.01203% |  | 2478 | 0.01185% | 0.01012% | 0.01098% |  | 2478 | 3201 | 0.01203% | 0.01177%
| Apr | 14 | 7 | 2479 | 505.2283 | 511.8371 | 509.3063 | 0.01078% | 0.01042% | 0.01013% | 0.01193% | 3869 | 0.01207% | 0.012% |  | 8.4765 | 23.6101 | 20.2534 |  | 2479 | 496.7517 | 488.227 | 489.0529 |  | 2479 | 0.01081% | 0.01036% | 0.01013% | 0.009265% | 0.01185% | 0.01012% |  | 2479 | 0.01036% | 0.01013% | 2479 | 78 | 0.01195% | 3199 | 0.0121% | 0.01203% |  | 2479 | 0.01185% | 0.01012% | 0.01098% |  | 2479 | 3869 | 0.01203% | 0.0124%
| Apr | 14 | 8 | 2480 | 487.4041 | 509.3701 | 509.8595 | 0.0104% | 0.01037% | 0.01014% | 0.01193% | 6872 | 0.01207% | 0.012% |  | 8.4765 | 23.6109 | 20.2568 |  | 2480 | 478.9276 | 485.7591 | 489.6028 |  | 2480 | 0.01043% | 0.01031% | 0.01014% | 0.009265% | 0.01185% | 0.01012% |  | 2480 | 0.01031% | 0.01014% | 2480 | 5916 | 0.01195% | 976 | 0.0121% | 0.01203% |  | 2480 | 0.01185% | 0.01012% | 0.01099% |  | 2480 | 6872 | 0.01203% | 0.01195%
| Apr | 14 | 9 | 2481 | 479.7072 | 497.6308 | 505.7523 | 0.01024% | 0.01013% | 0.01006% | 0.01193% | 5016 | 0.01206% | 0.012% |  | 8.4765 | 23.6118 | 20.2601 |  | 2481 | 471.2307 | 474.019 | 485.4922 |  | 2481 | 0.01026% | 0.01006% | 0.01005% | 0.009265% | 0.01185% | 0.01013% |  | 2481 | 0.01006% | 0.01005% | 2481 | 6423 | 0.01195% | 1089 | 0.0121% | 0.01203% |  | 2481 | 0.01185% | 0.01013% | 0.01099% |  | 2481 | 5016 | 0.01203% | 0.01265%
| Apr | 14 | 10 | 2482 | 467.8594 | 488.2468 | 500.2947 | 0.009985% | 0.009942% | 0.009948% | 0.01193% | 8059 | 0.01206% | 0.012% |  | 8.4765 | 23.6126 | 20.2635 |  | 2482 | 459.3829 | 464.6342 | 480.0312 |  | 2482 | 0.01% | 0.009862% | 0.009941% | 0.009265% | 0.01185% | 0.01013% |  | 2482 | 0.009862% | 0.009941% | 2482 | 5209 | 0.01195% | 940 | 0.0121% | 0.01203% |  | 2482 | 0.01185% | 0.01013% | 0.01099% |  | 2482 | 8059 | 0.01203% | 0.01153%
| Apr | 14 | 11 | 2483 | 457.0843 | 478.4532 | 493.4962 | 0.009755% | 0.009743% | 0.009813% | 0.01193% | 1220 | 0.01206% | 0.012% |  | 8.4765 | 23.6134 | 20.2669 |  | 2483 | 448.6078 | 454.8397 | 473.2293 |  | 2483 | 0.009765% | 0.009654% | 0.0098% | 0.009265% | 0.01185% | 0.01013% |  | 2483 | 0.009654% | 0.0098% | 2483 | 8227 | 0.01195% | 738 | 0.0121% | 0.01203% |  | 2483 | 0.01185% | 0.01013% | 0.01099% |  | 2483 | 1220 | 0.01203% | 0.009866%
| Apr | 14 | 12 | 2484 | 447.7634 | 471.5641 | 485.0098 | 0.009557% | 0.009603% | 0.009644% | 0.01193% | 5507 | 0.01206% | 0.012% |  | 8.4764 | 23.6143 | 20.2703 |  | 2484 | 439.287 | 447.9498 | 464.7396 |  | 2484 | 0.009562% | 0.009508% | 0.009624% | 0.009265% | 0.01185% | 0.01013% |  | 2484 | 0.009508% | 0.009624% | 2484 | 7544 | 0.01195% | 3574 | 0.0121% | 0.01203% |  | 2484 | 0.01185% | 0.01013% | 0.01099% |  | 2484 | 5507 | 0.01203% | 0.01242%
| Apr | 14 | 13 | 2485 | 444.5495 | 467.2631 | 476.1296 | 0.009488% | 0.009515% | 0.009468% | 0.01193% | 4664 | 0.01206% | 0.01199% |  | 8.4764 | 23.6151 | 20.2737 |  | 2485 | 436.0731 | 443.648 | 455.8559 |  | 2485 | 0.009492% | 0.009416% | 0.00944% | 0.009265% | 0.01185% | 0.01013% |  | 2485 | 0.009416% | 0.00944% | 2485 | 5769 | 0.01195% | 8046 | 0.0121% | 0.01203% |  | 2485 | 0.01185% | 0.01013% | 0.01099% |  | 2485 | 4664 | 0.01203% | 0.01272%
| Apr | 14 | 14 | 2486 | 440.3214 | 463.3438 | 468.3371 | 0.009398% | 0.009435% | 0.009313% | 0.01193% | 3812 | 0.01206% | 0.01199% |  | 8.4764 | 23.616 | 20.277 |  | 2486 | 431.845 | 439.7279 | 448.0601 |  | 2486 | 0.0094% | 0.009333% | 0.009279% | 0.009265% | 0.01185% | 0.01013% |  | 2486 | 0.009333% | 0.009279% | 2486 | 6495 | 0.01195% | 416 | 0.0121% | 0.01202% |  | 2486 | 0.01185% | 0.01013% | 0.01099% |  | 2486 | 3812 | 0.01202% | 0.01235%
| Apr | 14 | 15 | 2487 | 438.8063 | 461.2771 | 460.5165 | 0.009365% | 0.009393% | 0.009157% | 0.01192% | 7448 | 0.01206% | 0.01199% |  | 8.4764 | 23.6168 | 20.2804 |  | 2487 | 430.3299 | 437.6603 | 440.2361 |  | 2487 | 0.009367% | 0.009289% | 0.009117% | 0.009265% | 0.01185% | 0.01014% |  | 2487 | 0.009289% | 0.009117% | 2487 | 3203 | 0.01195% | 5262 | 0.0121% | 0.01202% |  | 2487 | 0.01185% | 0.01014% | 0.01099% |  | 2487 | 7448 | 0.01202% | 0.01184%
| Apr | 14 | 16 | 2488 | 439.2827 | 460.0203 | 455.3027 | 0.009376% | 0.009368% | 0.009053% | 0.01192% | 3204 | 0.01206% | 0.01199% |  | 8.4764 | 23.6176 | 20.2838 |  | 2488 | 430.8064 | 436.4027 | 435.0189 |  | 2488 | 0.009378% | 0.009263% | 0.009009% | 0.009265% | 0.01185% | 0.01014% |  | 2488 | 0.009263% | 0.009009% | 2488 | 1272 | 0.01195% | 6558 | 0.0121% | 0.01202% |  | 2488 | 0.01185% | 0.01014% | 0.01099% |  | 2488 | 3204 | 0.01202% | 0.01178%
| Apr | 14 | 17 | 2489 | 434.9912 | 461.9474 | 459.9913 | 0.009284% | 0.009407% | 0.009147% | 0.01192% | 5517 | 0.01206% | 0.01199% |  | 8.4763 | 23.6185 | 20.2872 |  | 2489 | 426.5149 | 438.3289 | 439.7042 |  | 2489 | 0.009284% | 0.009303% | 0.009106% | 0.009265% | 0.01185% | 0.01014% |  | 2489 | 0.009303% | 0.009106% | 2489 | 3393 | 0.01195% | 5911 | 0.0121% | 0.01202% |  | 2489 | 0.01185% | 0.01014% | 0.011% |  | 2489 | 5517 | 0.01202% | 0.01241%
| Apr | 14 | 18 | 2490 | 435.4808 | 458.205 | 466.0397 | 0.009294% | 0.009331% | 0.009267% | 0.01192% | 8076 | 0.01206% | 0.01199% |  | 8.4763 | 23.6193 | 20.2906 |  | 2490 | 427.0045 | 434.5857 | 445.7491 |  | 2490 | 0.009295% | 0.009224% | 0.009231% | 0.009265% | 0.01185% | 0.01014% |  | 2490 | 0.009224% | 0.009231% | 2490 | 3887 | 0.01195% | 4351 | 0.0121% | 0.01202% |  | 2490 | 0.01185% | 0.01014% | 0.011% |  | 2490 | 8076 | 0.01202% | 0.01152%
| Apr | 14 | 19 | 2491 | 442.2269 | 460.8582 | 473.1758 | 0.009438% | 0.009385% | 0.009409% | 0.01192% | 3205 | 0.01206% | 0.01199% |  | 8.4763 | 23.6202 | 20.294 |  | 2491 | 433.7505 | 437.238 | 452.8818 |  | 2491 | 0.009442% | 0.00928% | 0.009378% | 0.009265% | 0.01185% | 0.01014% |  | 2491 | 0.00928% | 0.009378% | 2491 | 274 | 0.01195% | 1176 | 0.0121% | 0.01202% |  | 2491 | 0.01185% | 0.01014% | 0.011% |  | 2491 | 3205 | 0.01202% | 0.01178%
| Apr | 14 | 20 | 2492 | 455.3062 | 467.2817 | 485.685 | 0.009718% | 0.009515% | 0.009658% | 0.01192% | 8406 | 0.01206% | 0.01199% |  | 8.4763 | 23.621 | 20.2974 |  | 2492 | 446.8299 | 443.6608 | 465.3876 |  | 2492 | 0.009727% | 0.009417% | 0.009637% | 0.009265% | 0.01185% | 0.01014% |  | 2492 | 0.009417% | 0.009637% | 2492 | 8217 | 0.01195% | 1501 | 0.0121% | 0.01202% |  | 2492 | 0.01185% | 0.01014% | 0.011% |  | 2492 | 8406 | 0.01202% | 0.01127%
| Apr | 14 | 21 | 2493 | 455.1083 | 464.8706 | 482.8624 | 0.009713% | 0.009466% | 0.009602% | 0.01192% | 8411 | 0.01206% | 0.01199% |  | 8.4763 | 23.6218 | 20.3008 |  | 2493 | 446.632 | 441.2488 | 462.5617 |  | 2493 | 0.009722% | 0.009365% | 0.009579% | 0.009265% | 0.01185% | 0.01015% |  | 2493 | 0.009365% | 0.009579% | 2493 | 546 | 0.01195% | 7277 | 0.0121% | 0.01202% |  | 2493 | 0.01185% | 0.01015% | 0.011% |  | 2493 | 8411 | 0.01202% | 0.01126%
| Apr | 14 | 22 | 2494 | 447.9004 | 459.6945 | 471.2722 | 0.009559% | 0.009361% | 0.009371% | 0.01192% | 3206 | 0.01206% | 0.01199% |  | 8.4763 | 23.6227 | 20.3041 |  | 2494 | 439.4242 | 436.0718 | 450.968 |  | 2494 | 0.009565% | 0.009256% | 0.009339% | 0.009265% | 0.01185% | 0.01015% |  | 2494 | 0.009256% | 0.009339% | 2494 | 6427 | 0.01195% | 5066 | 0.0121% | 0.01202% |  | 2494 | 0.01185% | 0.01015% | 0.011% |  | 2494 | 3206 | 0.01202% | 0.01178%
| Apr | 14 | 23 | 2495 | 440.3996 | 452.8054 | 465.327 | 0.009399% | 0.009221% | 0.009253% | 0.01192% | 707 | 0.01206% | 0.01199% |  | 8.4763 | 23.6235 | 20.3075 |  | 2495 | 431.9233 | 429.182 | 445.0195 |  | 2495 | 0.009402% | 0.009109% | 0.009216% | 0.009265% | 0.01185% | 0.01015% |  | 2495 | 0.009109% | 0.009216% | 2495 | 7509 | 0.01195% | 3623 | 0.01209% | 0.01202% |  | 2495 | 0.01185% | 0.01015% | 0.011% |  | 2495 | 707 | 0.01202% | 0.009463%
| Apr | 15 | 0 | 2496 | 436.1225 | 448.7372 | 464.98 | 0.009308% | 0.009138% | 0.009246% | 0.01192% | 1210 | 0.01206% | 0.01199% |  | 8.4763 | 23.6243 | 20.3109 |  | 2496 | 427.6462 | 425.1129 | 444.6691 |  | 2496 | 0.009309% | 0.009023% | 0.009208% | 0.009265% | 0.01185% | 0.01015% |  | 2496 | 0.009023% | 0.009208% | 2496 | 3537 | 0.01195% | 3201 | 0.01209% | 0.01202% |  | 2496 | 0.01185% | 0.01015% | 0.011% |  | 2496 | 1210 | 0.01202% | 0.009858%
| Apr | 15 | 1 | 2497 | 436.8639 | 448.9885 | 465.5521 | 0.009324% | 0.009143% | 0.009257% | 0.01192% | 3766 | 0.01206% | 0.01199% |  | 8.4763 | 23.6252 | 20.3143 |  | 2497 | 428.3876 | 425.3634 | 445.2377 |  | 2497 | 0.009325% | 0.009028% | 0.00922% | 0.009265% | 0.01185% | 0.01015% |  | 2497 | 0.009028% | 0.00922% | 2497 | 1171 | 0.01195% | 1669 | 0.01209% | 0.01202% |  | 2497 | 0.01185% | 0.01015% | 0.011% |  | 2497 | 3766 | 0.01202% | 0.01232%
| Apr | 15 | 2 | 2498 | 436.9713 | 447.527 | 470.8596 | 0.009326% | 0.009113% | 0.009363% | 0.01192% | 3718 | 0.01206% | 0.01199% |  | 8.4763 | 23.626 | 20.3177 |  | 2498 | 428.495 | 423.9009 | 450.5418 |  | 2498 | 0.009327% | 0.008997% | 0.00933% | 0.009265% | 0.01185% | 0.01016% |  | 2498 | 0.008997% | 0.00933% | 2498 | 4466 | 0.01194% | 3726 | 0.01209% | 0.01202% |  | 2498 | 0.01185% | 0.01016% | 0.011% |  | 2498 | 3718 | 0.01202% | 0.01227%
| Apr | 15 | 3 | 2499 | 442.8852 | 450.6177 | 470.4095 | 0.009452% | 0.009176% | 0.009354% | 0.01192% | 2911 | 0.01206% | 0.01199% |  | 8.4762 | 23.6268 | 20.3211 |  | 2499 | 434.4089 | 426.9909 | 450.0883 |  | 2499 | 0.009456% | 0.009063% | 0.009321% | 0.009265% | 0.01186% | 0.01016% |  | 2499 | 0.009063% | 0.009321% | 2499 | 8124 | 0.01194% | 4823 | 0.01209% | 0.01202% |  | 2499 | 0.01186% | 0.01016% | 0.01101% |  | 2499 | 2911 | 0.01202% | 0.01146%
| Apr | 15 | 4 | 2500 | 457.4636 | 454.7232 | 474.0197 | 0.009764% | 0.00926% | 0.009426% | 0.01192% | 4131 | 0.01206% | 0.01199% |  | 8.4762 | 23.6277 | 20.3246 |  | 2500 | 448.9874 | 431.0955 | 453.6951 |  | 2500 | 0.009774% | 0.00915% | 0.009395% | 0.009265% | 0.01186% | 0.01016% |  | 2500 | 0.00915% | 0.009395% | 2500 | 5598 | 0.01194% | 1709 | 0.01209% | 0.01202% |  | 2500 | 0.01186% | 0.01016% | 0.01101% |  | 2500 | 4131 | 0.01202% | 0.01257%
| Apr | 15 | 5 | 2501 | 480.6471 | 462.5339 | 496.4876 | 0.01026% | 0.009419% | 0.009872% | 0.01191% | 3829 | 0.01205% | 0.01198% |  | 8.4762 | 23.6285 | 20.328 |  | 2501 | 472.1708 | 438.9054 | 476.1596 |  | 2501 | 0.01028% | 0.009316% | 0.009861% | 0.009265% | 0.01186% | 0.01016% |  | 2501 | 0.009316% | 0.009861% | 2501 | 8103 | 0.01194% | 3835 | 0.01209% | 0.01202% |  | 2501 | 0.01186% | 0.01016% | 0.01101% |  | 2501 | 3829 | 0.01202% | 0.01237%
| Apr | 15 | 6 | 2502 | 491.9665 | 470.81 | 519.7056 | 0.0105% | 0.009587% | 0.01033% | 0.01191% | 3157 | 0.01205% | 0.01198% |  | 8.4762 | 23.6293 | 20.3314 |  | 2502 | 483.4903 | 447.1807 | 499.3743 |  | 2502 | 0.01052% | 0.009491% | 0.01034% | 0.009265% | 0.01186% | 0.01016% |  | 2502 | 0.009491% | 0.01034% | 2502 | 3940 | 0.01194% | 1513 | 0.01209% | 0.01202% |  | 2502 | 0.01186% | 0.01016% | 0.01101% |  | 2502 | 3157 | 0.01202% | 0.01173%
| Apr | 15 | 7 | 2503 | 480.4473 | 480.3337 | 507.0557 | 0.01025% | 0.009781% | 0.01008% | 0.01191% | 5741 | 0.01205% | 0.01198% |  | 8.4762 | 23.6302 | 20.3348 |  | 2503 | 471.971 | 456.7035 | 486.721 |  | 2503 | 0.01027% | 0.009693% | 0.01008% | 0.009265% | 0.01186% | 0.01016% |  | 2503 | 0.009693% | 0.01008% | 2503 | 1063 | 0.01194% | 4752 | 0.01209% | 0.01201% |  | 2503 | 0.01186% | 0.01016% | 0.01101% |  | 2503 | 5741 | 0.01201% | 0.01229%
| Apr | 15 | 8 | 2504 | 470.1024 | 482.9217 | 482.0279 | 0.01003% | 0.009834% | 0.009585% | 0.01191% | 4305 | 0.01205% | 0.01198% |  | 8.4762 | 23.631 | 20.3382 |  | 2504 | 461.6262 | 459.2907 | 461.6897 |  | 2504 | 0.01005% | 0.009748% | 0.009561% | 0.009265% | 0.01186% | 0.01017% |  | 2504 | 0.009748% | 0.009561% | 2504 | 6257 | 0.01194% | 654 | 0.01209% | 0.01201% |  | 2504 | 0.01186% | 0.01017% | 0.01101% |  | 2504 | 4305 | 0.01201% | 0.01264%
| Apr | 15 | 9 | 2505 | 460.3284 | 479.9054 | 466.4804 | 0.009825% | 0.009773% | 0.009276% | 0.01191% | 4558 | 0.01205% | 0.01198% |  | 8.4762 | 23.6318 | 20.3416 |  | 2505 | 451.8522 | 456.2736 | 446.1388 |  | 2505 | 0.009836% | 0.009684% | 0.009239% | 0.009265% | 0.01186% | 0.01017% |  | 2505 | 0.009684% | 0.009239% | 2505 | 6451 | 0.01194% | 1067 | 0.01209% | 0.01201% |  | 2505 | 0.01186% | 0.01017% | 0.01101% |  | 2505 | 4558 | 0.01201% | 0.01271%
| Apr | 15 | 10 | 2506 | 447.4111 | 471.4059 | 458.1253 | 0.009549% | 0.009599% | 0.00911% | 0.01191% | 6897 | 0.01205% | 0.01198% |  | 8.4762 | 23.6327 | 20.345 |  | 2506 | 438.9348 | 447.7732 | 437.7803 |  | 2506 | 0.009555% | 0.009504% | 0.009066% | 0.009265% | 0.01186% | 0.01017% |  | 2506 | 0.009504% | 0.009066% | 2506 | 3381 | 0.01194% | 4353 | 0.01209% | 0.01201% |  | 2506 | 0.01186% | 0.01017% | 0.01101% |  | 2506 | 6897 | 0.01201% | 0.01194%
| Apr | 15 | 11 | 2507 | 441.0439 | 464.312 | 452.6021 | 0.009413% | 0.009455% | 0.009% | 0.01191% | 5638 | 0.01205% | 0.01198% |  | 8.4762 | 23.6335 | 20.3484 |  | 2507 | 432.5677 | 440.6785 | 432.2536 |  | 2507 | 0.009416% | 0.009353% | 0.008951% | 0.009265% | 0.01186% | 0.01017% |  | 2507 | 0.009353% | 0.008951% | 2507 | 6494 | 0.01194% | 3204 | 0.01209% | 0.01201% |  | 2507 | 0.01186% | 0.01017% | 0.01101% |  | 2507 | 5638 | 0.01201% | 0.01234%
| Apr | 15 | 12 | 2508 | 432.5159 | 460.3555 | 447.7072 | 0.009231% | 0.009374% | 0.008902% | 0.01191% | 4608 | 0.01205% | 0.01198% |  | 8.4762 | 23.6343 | 20.3519 |  | 2508 | 424.0396 | 436.7211 | 427.3553 |  | 2508 | 0.00923% | 0.009269% | 0.00885% | 0.009265% | 0.01186% | 0.01017% |  | 2508 | 0.009269% | 0.00885% | 2508 | 8287 | 0.01194% | 3205 | 0.01209% | 0.01201% |  | 2508 | 0.01186% | 0.01017% | 0.01102% |  | 2508 | 4608 | 0.01201% | 0.01271%
| Apr | 15 | 13 | 2509 | 426.1832 | 455.6542 | 444.6314 | 0.009096% | 0.009279% | 0.008841% | 0.01191% | 5372 | 0.01205% | 0.01198% |  | 8.4762 | 23.6352 | 20.3553 |  | 2509 | 417.7069 | 432.019 | 424.2761 |  | 2509 | 0.009093% | 0.00917% | 0.008786% | 0.009265% | 0.01186% | 0.01017% |  | 2509 | 0.00917% | 0.008786% | 2509 | 6135 | 0.01194% | 708 | 0.01209% | 0.01201% |  | 2509 | 0.01186% | 0.01017% | 0.01102% |  | 2509 | 5372 | 0.01201% | 0.01249%
| Apr | 15 | 14 | 2510 | 420.5629 | 453.7736 | 441.115 | 0.008976% | 0.00924% | 0.008771% | 0.01191% | 4280 | 0.01205% | 0.01198% |  | 8.4762 | 23.636 | 20.3587 |  | 2510 | 412.0866 | 430.1376 | 420.7563 |  | 2510 | 0.00897% | 0.00913% | 0.008713% | 0.009265% | 0.01186% | 0.01018% |  | 2510 | 0.00913% | 0.008713% | 2510 | 8662 | 0.01194% | 1403 | 0.01209% | 0.01201% |  | 2510 | 0.01186% | 0.01018% | 0.01102% |  | 2510 | 4280 | 0.01201% | 0.01264%
| Apr | 15 | 15 | 2511 | 418.6512 | 453.5223 | 437.4391 | 0.008935% | 0.009235% | 0.008698% | 0.01191% | 1558 | 0.01205% | 0.01198% |  | 8.4762 | 23.6368 | 20.3621 |  | 2511 | 410.175 | 429.8854 | 417.077 |  | 2511 | 0.008929% | 0.009124% | 0.008637% | 0.009265% | 0.01186% | 0.01018% |  | 2511 | 0.009124% | 0.008637% | 2511 | 3852 | 0.01194% | 8465 | 0.01209% | 0.01201% |  | 2511 | 0.01186% | 0.01018% | 0.01102% |  | 2511 | 1558 | 0.01201% | 0.01015%
| Apr | 15 | 16 | 2512 | 419.1979 | 459.4338 | 440.9649 | 0.008947% | 0.009356% | 0.008768% | 0.01191% | 351 | 0.01205% | 0.01198% |  | 8.4763 | 23.6377 | 20.3655 |  | 2512 | 410.7217 | 435.7962 | 420.5994 |  | 2512 | 0.008941% | 0.00925% | 0.00871% | 0.009265% | 0.01186% | 0.01018% |  | 2512 | 0.00925% | 0.00871% | 2512 | 176 | 0.01194% | 3157 | 0.01208% | 0.01201% |  | 2512 | 0.01186% | 0.01018% | 0.01102% |  | 2512 | 351 | 0.01201% | 0.009254%
| Apr | 15 | 17 | 2513 | 420.3784 | 464.3586 | 441.4432 | 0.008972% | 0.009456% | 0.008778% | 0.01191% | 5787 | 0.01205% | 0.01198% |  | 8.4763 | 23.6385 | 20.369 |  | 2513 | 411.9021 | 440.7201 | 421.0742 |  | 2513 | 0.008966% | 0.009354% | 0.00872% | 0.009265% | 0.01186% | 0.01018% |  | 2513 | 0.009354% | 0.00872% | 2513 | 7521 | 0.01194% | 3206 | 0.01208% | 0.01201% |  | 2513 | 0.01186% | 0.01018% | 0.01102% |  | 2513 | 5787 | 0.01201% | 0.01226%
| Apr | 15 | 18 | 2514 | 420.9673 | 467.5331 | 440.7492 | 0.008985% | 0.009521% | 0.008764% | 0.01191% | 6739 | 0.01205% | 0.01198% |  | 8.4763 | 23.6393 | 20.3724 |  | 2514 | 412.491 | 443.8938 | 420.3768 |  | 2514 | 0.008979% | 0.009422% | 0.008705% | 0.009265% | 0.01186% | 0.01018% |  | 2514 | 0.009422% | 0.008705% | 2514 | 3691 | 0.01193% | 5760 | 0.01208% | 0.01201% |  | 2514 | 0.01186% | 0.01018% | 0.01102% |  | 2514 | 6739 | 0.01201% | 0.01196%
| Apr | 15 | 19 | 2515 | 424.8569 | 471.4338 | 448.251 | 0.009068% | 0.0096% | 0.008913% | 0.01191% | 8466 | 0.01205% | 0.01198% |  | 8.4763 | 23.6402 | 20.3758 |  | 2515 | 416.3806 | 447.7936 | 427.8752 |  | 2515 | 0.009064% | 0.009504% | 0.008861% | 0.009265% | 0.01186% | 0.01018% |  | 2515 | 0.009504% | 0.008861% | 2515 | 4058 | 0.01193% | 3837 | 0.01208% | 0.01201% |  | 2515 | 0.01186% | 0.01018% | 0.01102% |  | 2515 | 8466 | 0.01201% | 0.01122%
| Apr | 15 | 20 | 2516 | 436.9558 | 478.3135 | 458.2284 | 0.009326% | 0.00974% | 0.009112% | 0.01191% | 3813 | 0.01205% | 0.01198% |  | 8.4763 | 23.641 | 20.3793 |  | 2516 | 428.4795 | 454.6725 | 437.8492 |  | 2516 | 0.009327% | 0.00965% | 0.009067% | 0.009265% | 0.01186% | 0.01019% |  | 2516 | 0.00965% | 0.009067% | 2516 | 583 | 0.01193% | 3788 | 0.01208% | 0.01201% |  | 2516 | 0.01186% | 0.01019% | 0.01102% |  | 2516 | 3813 | 0.01201% | 0.01235%
| Apr | 15 | 21 | 2517 | 438.1101 | 472.8395 | 451.7019 | 0.009351% | 0.009629% | 0.008982% | 0.01191% | 8083 | 0.01205% | 0.01198% |  | 8.4763 | 23.6418 | 20.3827 |  | 2517 | 429.6338 | 449.1977 | 431.3192 |  | 2517 | 0.009352% | 0.009534% | 0.008932% | 0.009265% | 0.01186% | 0.01019% |  | 2517 | 0.009534% | 0.008932% | 2517 | 5723 | 0.01193% | 8313 | 0.01208% | 0.01201% |  | 2517 | 0.01186% | 0.01019% | 0.01103% |  | 2517 | 8083 | 0.01201% | 0.01151%
| Apr | 15 | 22 | 2518 | 434.1564 | 461.3516 | 439.1082 | 0.009266% | 0.009395% | 0.008731% | 0.0119% | 5788 | 0.01205% | 0.01198% |  | 8.4763 | 23.6426 | 20.3861 |  | 2518 | 425.6801 | 437.7089 | 418.7221 |  | 2518 | 0.009266% | 0.00929% | 0.008671% | 0.009265% | 0.01186% | 0.01019% |  | 2518 | 0.00929% | 0.008671% | 2518 | 1018 | 0.01193% | 4174 | 0.01208% | 0.01201% |  | 2518 | 0.01186% | 0.01019% | 0.01103% |  | 2518 | 5788 | 0.01201% | 0.01226%
| Apr | 15 | 23 | 2519 | 431.551 | 452.0328 | 431.4189 | 0.009211% | 0.009205% | 0.008579% | 0.0119% | 3789 | 0.01205% | 0.01198% |  | 8.4763 | 23.6435 | 20.3896 |  | 2519 | 423.0747 | 428.3893 | 411.0293 |  | 2519 | 0.009209% | 0.009092% | 0.008512% | 0.009265% | 0.01186% | 0.01019% |  | 2519 | 0.009092% | 0.008512% | 2519 | 5519 | 0.01193% | 916 | 0.01208% | 0.01201% |  | 2519 | 0.01186% | 0.01019% | 0.01103% |  | 2519 | 3789 | 0.01201% | 0.01233%
| Apr | 16 | 0 | 2520 | 432.2327 | 447.2849 | 429.4309 | 0.009225% | 0.009108% | 0.008539% | 0.0119% | 1444 | 0.01205% | 0.01198% |  | 8.4763 | 23.6443 | 20.393 |  | 2520 | 423.7563 | 423.6406 | 409.0379 |  | 2520 | 0.009224% | 0.008992% | 0.008471% | 0.009265% | 0.01186% | 0.01019% |  | 2520 | 0.008992% | 0.008471% | 2520 | 4060 | 0.01193% | 179 | 0.01208% | 0.01201% |  | 2520 | 0.01186% | 0.01019% | 0.01103% |  | 2520 | 1444 | 0.01201% | 0.01006%
| Apr | 16 | 1 | 2521 | 437.7132 | 445.9536 | 430.2186 | 0.009342% | 0.009081% | 0.008555% | 0.0119% | 4948 | 0.01205% | 0.01198% |  | 8.4763 | 23.6451 | 20.3964 |  | 2521 | 429.2369 | 422.3085 | 409.8222 |  | 2521 | 0.009344% | 0.008963% | 0.008487% | 0.009265% | 0.01186% | 0.01019% |  | 2521 | 0.008963% | 0.008487% | 2521 | 7638 | 0.01193% | 8445 | 0.01208% | 0.01201% |  | 2521 | 0.01186% | 0.01019% | 0.01103% |  | 2521 | 4948 | 0.01201% | 0.01267%
| Apr | 16 | 2 | 2522 | 444.3893 | 444.3896 | 434.8885 | 0.009485% | 0.009049% | 0.008648% | 0.0119% | 1451 | 0.01205% | 0.01197% |  | 8.4764 | 23.646 | 20.3999 |  | 2522 | 435.9129 | 420.7437 | 414.4886 |  | 2522 | 0.009489% | 0.00893% | 0.008583% | 0.009265% | 0.01186% | 0.0102% |  | 2522 | 0.00893% | 0.008583% | 2522 | 6112 | 0.01193% | 6870 | 0.01208% | 0.01201% |  | 2522 | 0.01186% | 0.0102% | 0.01103% |  | 2522 | 1451 | 0.01201% | 0.01006%
| Apr | 16 | 3 | 2523 | 452.4857 | 452.2934 | 439.5865 | 0.009657% | 0.00921% | 0.008741% | 0.0119% | 8382 | 0.01205% | 0.01197% |  | 8.4764 | 23.6468 | 20.4033 |  | 2523 | 444.0094 | 428.6466 | 419.1831 |  | 2523 | 0.009665% | 0.009098% | 0.008681% | 0.009265% | 0.01187% | 0.0102% |  | 2523 | 0.009098% | 0.008681% | 2523 | 3495 | 0.01193% | 8311 | 0.01208% | 0.012% |  | 2523 | 0.01187% | 0.0102% | 0.01103% |  | 2523 | 8382 | 0.012% | 0.01129%
| Apr | 16 | 4 | 2524 | 465.8883 | 467.3376 | 455.9873 | 0.009943% | 0.009517% | 0.009067% | 0.0119% | 3160 | 0.01205% | 0.01197% |  | 8.4764 | 23.6476 | 20.4068 |  | 2524 | 457.4119 | 443.69 | 435.5805 |  | 2524 | 0.009957% | 0.009417% | 0.00902% | 0.009265% | 0.01187% | 0.0102% |  | 2524 | 0.009417% | 0.00902% | 2524 | 6281 | 0.01193% | 5492 | 0.01208% | 0.012% |  | 2524 | 0.01187% | 0.0102% | 0.01103% |  | 2524 | 3160 | 0.012% | 0.01173%
| Apr | 16 | 5 | 2525 | 480.5135 | 488.7681 | 482.4311 | 0.01026% | 0.009953% | 0.009593% | 0.0119% | 973 | 0.01205% | 0.01197% |  | 8.4764 | 23.6484 | 20.4102 |  | 2525 | 472.0371 | 465.1197 | 462.0209 |  | 2525 | 0.01028% | 0.009872% | 0.009568% | 0.009265% | 0.01187% | 0.0102% |  | 2525 | 0.009872% | 0.009568% | 2525 | 968 | 0.01193% | 4632 | 0.01208% | 0.012% |  | 2525 | 0.01187% | 0.0102% | 0.01103% |  | 2525 | 973 | 0.012% | 0.00966%
| Apr | 16 | 6 | 2526 | 484.478 | 513.2614 | 501.842 | 0.01034% | 0.01045% | 0.009979% | 0.0119% | 1249 | 0.01205% | 0.01197% |  | 8.4764 | 23.6493 | 20.4137 |  | 2526 | 476.0016 | 489.6122 | 481.4283 |  | 2526 | 0.01036% | 0.01039% | 0.00997% | 0.009265% | 0.01187% | 0.0102% |  | 2526 | 0.01039% | 0.00997% | 2526 | 6799 | 0.01193% | 1441 | 0.01208% | 0.012% |  | 2526 | 0.01187% | 0.0102% | 0.01103% |  | 2526 | 1249 | 0.012% | 0.009892%
| Apr | 16 | 7 | 2527 | 480.3613 | 522.8782 | 507.6934 | 0.01025% | 0.01065% | 0.0101% | 0.0119% | 4781 | 0.01205% | 0.01197% |  | 8.4765 | 23.6501 | 20.4171 |  | 2527 | 471.8848 | 499.2281 | 487.2763 |  | 2527 | 0.01027% | 0.0106% | 0.01009% | 0.009265% | 0.01187% | 0.0102% |  | 2527 | 0.0106% | 0.01009% | 2527 | 3518 | 0.01193% | 1295 | 0.01208% | 0.012% |  | 2527 | 0.01187% | 0.0102% | 0.01104% |  | 2527 | 4781 | 0.012% | 0.01271%
| Apr | 16 | 8 | 2528 | 475.3675 | 516.9573 | 492.5398 | 0.01015% | 0.01053% | 0.009794% | 0.0119% | 3200 | 0.01205% | 0.01197% |  | 8.4765 | 23.6509 | 20.4206 |  | 2528 | 466.891 | 493.3064 | 472.1192 |  | 2528 | 0.01016% | 0.01047% | 0.009777% | 0.009265% | 0.01187% | 0.01021% |  | 2528 | 0.01047% | 0.009777% | 2528 | 5190 | 0.01193% | 5258 | 0.01208% | 0.012% |  | 2528 | 0.01187% | 0.01021% | 0.01104% |  | 2528 | 3200 | 0.012% | 0.01177%
| Apr | 16 | 9 | 2529 | 465.2655 | 510.4593 | 471.1128 | 0.00993% | 0.01039% | 0.009368% | 0.0119% | 181 | 0.01204% | 0.01197% |  | 8.4765 | 23.6517 | 20.424 |  | 2529 | 456.789 | 486.8075 | 450.6887 |  | 2529 | 0.009943% | 0.01033% | 0.009333% | 0.009265% | 0.01187% | 0.01021% |  | 2529 | 0.01033% | 0.009333% | 2529 | 5937 | 0.01193% | 5138 | 0.01208% | 0.012% |  | 2529 | 0.01187% | 0.01021% | 0.01104% |  | 2529 | 181 | 0.012% | 0.009185%
| Apr | 16 | 10 | 2530 | 451.13 | 517.879 | 460.8916 | 0.009628% | 0.01055% | 0.009165% | 0.0119% | 4925 | 0.01204% | 0.01197% |  | 8.4765 | 23.6526 | 20.4275 |  | 2530 | 442.6535 | 494.2264 | 440.4641 |  | 2530 | 0.009636% | 0.01049% | 0.009121% | 0.009265% | 0.01187% | 0.01021% |  | 2530 | 0.01049% | 0.009121% | 2530 | 5622 | 0.01193% | 3160 | 0.01208% | 0.012% |  | 2530 | 0.01187% | 0.01021% | 0.01104% |  | 2530 | 4925 | 0.012% | 0.01267%
| Apr | 16 | 11 | 2531 | 438.8841 | 517.6369 | 456.2123 | 0.009367% | 0.01054% | 0.009072% | 0.0119% | 350 | 0.01204% | 0.01197% |  | 8.4765 | 23.6534 | 20.4309 |  | 2531 | 430.4076 | 493.9835 | 435.7814 |  | 2531 | 0.009369% | 0.01048% | 0.009024% | 0.009265% | 0.01187% | 0.01021% |  | 2531 | 0.01048% | 0.009024% | 2531 | 6084 | 0.01193% | 1594 | 0.01208% | 0.012% |  | 2531 | 0.01187% | 0.01021% | 0.01104% |  | 2531 | 350 | 0.012% | 0.009254%
| Apr | 16 | 12 | 2532 | 427.3852 | 515.4678 | 452.4614 | 0.009122% | 0.0105% | 0.008997% | 0.0119% | 4705 | 0.01204% | 0.01197% |  | 8.4766 | 23.6542 | 20.4344 |  | 2532 | 418.9086 | 491.8136 | 432.027 |  | 2532 | 0.009119% | 0.01044% | 0.008947% | 0.009265% | 0.01187% | 0.01021% |  | 2532 | 0.01044% | 0.008947% | 2532 | 8651 | 0.01193% | 935 | 0.01207% | 0.012% |  | 2532 | 0.01187% | 0.01021% | 0.01104% |  | 2532 | 4705 | 0.012% | 0.01271%
| Apr | 16 | 13 | 2533 | 421.2394 | 512.7866 | 453.6617 | 0.00899% | 0.01044% | 0.009021% | 0.0119% | 8430 | 0.01204% | 0.01197% |  | 8.4766 | 23.655 | 20.4378 |  | 2533 | 412.7628 | 489.1316 | 433.2239 |  | 2533 | 0.008985% | 0.01038% | 0.008971% | 0.009265% | 0.01187% | 0.01022% |  | 2533 | 0.01038% | 0.008971% | 2533 | 1196 | 0.01192% | 8391 | 0.01207% | 0.012% |  | 2533 | 0.01187% | 0.01022% | 0.01104% |  | 2533 | 8430 | 0.012% | 0.01125%
| Apr | 16 | 14 | 2534 | 415.549 | 509.6587 | 449.6295 | 0.008869% | 0.01038% | 0.008941% | 0.0119% | 189 | 0.01204% | 0.01197% |  | 8.4766 | 23.6559 | 20.4413 |  | 2534 | 407.0724 | 486.0028 | 429.1882 |  | 2534 | 0.008861% | 0.01032% | 0.008888% | 0.009265% | 0.01187% | 0.01022% |  | 2534 | 0.01032% | 0.008888% | 2534 | 4398 | 0.01192% | 1831 | 0.01207% | 0.012% |  | 2534 | 0.01187% | 0.01022% | 0.01104% |  | 2534 | 189 | 0.012% | 0.009188%
| Apr | 16 | 15 | 2535 | 410.8086 | 509.2863 | 449.3482 | 0.008768% | 0.01037% | 0.008935% | 0.0119% | 8480 | 0.01204% | 0.01197% |  | 8.4766 | 23.6567 | 20.4448 |  | 2535 | 402.332 | 485.6296 | 428.9034 |  | 2535 | 0.008758% | 0.01031% | 0.008882% | 0.009265% | 0.01187% | 0.01022% |  | 2535 | 0.01031% | 0.008882% | 2535 | 6895 | 0.01192% | 1072 | 0.01207% | 0.012% |  | 2535 | 0.01187% | 0.01022% | 0.01104% |  | 2535 | 8480 | 0.012% | 0.0112%
| Apr | 16 | 16 | 2536 | 407.4188 | 506.5493 | 451.3924 | 0.008695% | 0.01032% | 0.008976% | 0.0119% | 3561 | 0.01204% | 0.01197% |  | 8.4767 | 23.6575 | 20.4482 |  | 2536 | 398.9421 | 482.8918 | 430.9442 |  | 2536 | 0.008684% | 0.01025% | 0.008924% | 0.009265% | 0.01187% | 0.01022% |  | 2536 | 0.01025% | 0.008924% | 2536 | 3623 | 0.01192% | 1030 | 0.01207% | 0.012% |  | 2536 | 0.01187% | 0.01022% | 0.01105% |  | 2536 | 3561 | 0.012% | 0.01213%
| Apr | 16 | 17 | 2537 | 411.323 | 505.4321 | 453.5773 | 0.008779% | 0.01029% | 0.009019% | 0.0119% | 4012 | 0.01204% | 0.01197% |  | 8.4767 | 23.6583 | 20.4517 |  | 2537 | 402.8463 | 481.7738 | 433.1256 |  | 2537 | 0.008769% | 0.01023% | 0.008969% | 0.009265% | 0.01187% | 0.01022% |  | 2537 | 0.01023% | 0.008969% | 2537 | 1173 | 0.01192% | 3200 | 0.01207% | 0.012% |  | 2537 | 0.01187% | 0.01022% | 0.01105% |  | 2537 | 4012 | 0.012% | 0.0125%
| Apr | 16 | 18 | 2538 | 414.7111 | 506.931 | 457.8158 | 0.008851% | 0.01032% | 0.009103% | 0.0119% | 8215 | 0.01204% | 0.01197% |  | 8.4767 | 23.6591 | 20.4552 |  | 2538 | 406.2344 | 483.2718 | 437.3607 |  | 2538 | 0.008843% | 0.01026% | 0.009057% | 0.009265% | 0.01187% | 0.01022% |  | 2538 | 0.01026% | 0.009057% | 2538 | 7557 | 0.01192% | 1673 | 0.01207% | 0.01199% |  | 2538 | 0.01187% | 0.01022% | 0.01105% |  | 2538 | 8215 | 0.01199% | 0.01142%
| Apr | 16 | 19 | 2539 | 422.0133 | 514.2948 | 461.3229 | 0.009007% | 0.01047% | 0.009173% | 0.01189% | 3801 | 0.01204% | 0.01197% |  | 8.4768 | 23.66 | 20.4586 |  | 2539 | 413.5365 | 490.6348 | 440.8643 |  | 2539 | 0.009002% | 0.01041% | 0.00913% | 0.009265% | 0.01187% | 0.01023% |  | 2539 | 0.01041% | 0.00913% | 2539 | 3836 | 0.01192% | 4013 | 0.01207% | 0.01199% |  | 2539 | 0.01187% | 0.01023% | 0.01105% |  | 2539 | 3801 | 0.01199% | 0.01234%
| Apr | 16 | 20 | 2540 | 429.8844 | 521.2583 | 464.7925 | 0.009175% | 0.01061% | 0.009242% | 0.01189% | 5765 | 0.01204% | 0.01197% |  | 8.4768 | 23.6608 | 20.4621 |  | 2540 | 421.4076 | 497.5975 | 444.3304 |  | 2540 | 0.009173% | 0.01056% | 0.009201% | 0.009265% | 0.01187% | 0.01023% |  | 2540 | 0.01056% | 0.009201% | 2540 | 1239 | 0.01192% | 1512 | 0.01207% | 0.01199% |  | 2540 | 0.01187% | 0.01023% | 0.01105% |  | 2540 | 5765 | 0.01199% | 0.01227%
| Apr | 16 | 21 | 2541 | 424.4224 | 517.3949 | 455.1058 | 0.009058% | 0.01054% | 0.00905% | 0.01189% | 4728 | 0.01204% | 0.01197% |  | 8.4768 | 23.6616 | 20.4656 |  | 2541 | 415.9455 | 493.7332 | 434.6402 |  | 2541 | 0.009054% | 0.01048% | 0.009001% | 0.009265% | 0.01187% | 0.01023% |  | 2541 | 0.01048% | 0.009001% | 2541 | 6493 | 0.01192% | 2935 | 0.01207% | 0.01199% |  | 2541 | 0.01187% | 0.01023% | 0.01105% |  | 2541 | 4728 | 0.01199% | 0.01271%
| Apr | 16 | 22 | 2542 | 414.5013 | 503.3189 | 443.0185 | 0.008847% | 0.01025% | 0.008809% | 0.01189% | 6968 | 0.01204% | 0.01197% |  | 8.4769 | 23.6624 | 20.4691 |  | 2542 | 406.0244 | 479.6564 | 422.5495 |  | 2542 | 0.008838% | 0.01018% | 0.00875% | 0.009265% | 0.01187% | 0.01023% |  | 2542 | 0.01018% | 0.00875% | 2542 | 4325 | 0.01192% | 3158 | 0.01207% | 0.01199% |  | 2542 | 0.01187% | 0.01023% | 0.01105% |  | 2542 | 6968 | 0.01199% | 0.01194%
| Apr | 16 | 23 | 2543 | 408.2836 | 492.5478 | 431.9721 | 0.008714% | 0.01003% | 0.00859% | 0.01189% | 1302 | 0.01204% | 0.01197% |  | 8.4769 | 23.6632 | 20.4725 |  | 2543 | 399.8067 | 468.8845 | 411.4996 |  | 2543 | 0.008703% | 0.009952% | 0.008522% | 0.009265% | 0.01187% | 0.01023% |  | 2543 | 0.009952% | 0.008522% | 2543 | 7738 | 0.01192% | 5280 | 0.01207% | 0.01199% |  | 2543 | 0.01187% | 0.01023% | 0.01105% |  | 2543 | 1302 | 0.01199% | 0.009938%
| Apr | 17 | 0 | 2544 | 404.7137 | 489.2987 | 428.2681 | 0.008638% | 0.009964% | 0.008516% | 0.01189% | 1677 | 0.01204% | 0.01197% |  | 8.4769 | 23.6641 | 20.476 |  | 2544 | 396.2368 | 465.6347 | 407.7921 |  | 2544 | 0.008625% | 0.009883% | 0.008445% | 0.009265% | 0.01187% | 0.01023% |  | 2544 | 0.009883% | 0.008445% | 2544 | 538 | 0.01191% | 4010 | 0.01207% | 0.01199% |  | 2544 | 0.01187% | 0.01023% | 0.01105% |  | 2544 | 1677 | 0.01199% | 0.01025%
| Apr | 17 | 1 | 2545 | 406.3777 | 489.6339 | 427.6961 | 0.008673% | 0.009971% | 0.008505% | 0.01189% | 1291 | 0.01204% | 0.01197% |  | 8.477 | 23.6649 | 20.4795 |  | 2545 | 397.9007 | 465.969 | 407.2166 |  | 2545 | 0.008661% | 0.00989% | 0.008433% | 0.009265% | 0.01187% | 0.01024% |  | 2545 | 0.00989% | 0.008433% | 2545 | 3599 | 0.01191% | 224 | 0.01207% | 0.01199% |  | 2545 | 0.01187% | 0.01024% | 0.01106% |  | 2545 | 1291 | 0.01199% | 0.009928%
| Apr | 17 | 2 | 2546 | 409.7594 | 491.0676 | 429.3278 | 0.008745% | 0.01% | 0.008537% | 0.01189% | 5185 | 0.01204% | 0.01196% |  | 8.477 | 23.6657 | 20.483 |  | 2546 | 401.2824 | 467.4018 | 408.8448 |  | 2546 | 0.008735% | 0.009921% | 0.008467% | 0.009265% | 0.01187% | 0.01024% |  | 2546 | 0.009921% | 0.008467% | 2546 | 3773 | 0.01191% | 8264 | 0.01206% | 0.01199% |  | 2546 | 0.01187% | 0.01024% | 0.01106% |  | 2546 | 5185 | 0.01199% | 0.01258%
| Apr | 17 | 3 | 2547 | 409.3823 | 495.7037 | 432.4504 | 0.008737% | 0.01009% | 0.008599% | 0.01189% | 8080 | 0.01204% | 0.01196% |  | 8.477 | 23.6665 | 20.4865 |  | 2547 | 400.9052 | 472.0372 | 411.9639 |  | 2547 | 0.008727% | 0.01002% | 0.008531% | 0.009266% | 0.01188% | 0.01024% |  | 2547 | 0.01002% | 0.008531% | 2547 | 5678 | 0.01191% | 5660 | 0.01206% | 0.01199% |  | 2547 | 0.01188% | 0.01024% | 0.01106% |  | 2547 | 8080 | 0.01199% | 0.01152%
| Apr | 17 | 4 | 2548 | 416.0075 | 504.557 | 444.6596 | 0.008879% | 0.01027% | 0.008842% | 0.01189% | 3158 | 0.01204% | 0.01196% |  | 8.4771 | 23.6673 | 20.4899 |  | 2548 | 407.5304 | 480.8897 | 424.1696 |  | 2548 | 0.008871% | 0.01021% | 0.008784% | 0.009266% | 0.01188% | 0.01024% |  | 2548 | 0.01021% | 0.008784% | 2548 | 5960 | 0.01191% | 1163 | 0.01206% | 0.01199% |  | 2548 | 0.01188% | 0.01024% | 0.01106% |  | 2548 | 3158 | 0.01199% | 0.01173%
| Apr | 17 | 5 | 2549 | 436.4205 | 527.4491 | 463.8829 | 0.009314% | 0.01074% | 0.009224% | 0.01189% | 4522 | 0.01204% | 0.01196% |  | 8.4771 | 23.6682 | 20.4934 |  | 2549 | 427.9434 | 503.781 | 443.3895 |  | 2549 | 0.009315% | 0.01069% | 0.009182% | 0.009266% | 0.01188% | 0.01024% |  | 2549 | 0.01069% | 0.009182% | 2549 | 6091 | 0.01191% | 4160 | 0.01206% | 0.01199% |  | 2549 | 0.01188% | 0.01024% | 0.01106% |  | 2549 | 4522 | 0.01199% | 0.0127%
| Apr | 17 | 6 | 2550 | 455.7383 | 550.155 | 486.0882 | 0.009727% | 0.0112% | 0.009666% | 0.01189% | 4679 | 0.01204% | 0.01196% |  | 8.4772 | 23.669 | 20.4969 |  | 2550 | 447.2611 | 526.4861 | 465.5913 |  | 2550 | 0.009736% | 0.01117% | 0.009642% | 0.009266% | 0.01188% | 0.01024% |  | 2550 | 0.01117% | 0.009642% | 2550 | 344 | 0.01191% | 927 | 0.01206% | 0.01199% |  | 2550 | 0.01188% | 0.01024% | 0.01106% |  | 2550 | 4679 | 0.01199% | 0.01272%
| Apr | 17 | 7 | 2551 | 462.4695 | 549.5965 | 496.2156 | 0.00987% | 0.01119% | 0.009867% | 0.01189% | 366 | 0.01204% | 0.01196% |  | 8.4772 | 23.6698 | 20.5004 |  | 2551 | 453.9923 | 525.9267 | 475.7152 |  | 2551 | 0.009882% | 0.01116% | 0.009851% | 0.009266% | 0.01188% | 0.01025% |  | 2551 | 0.01116% | 0.009851% | 2551 | 1292 | 0.01191% | 5470 | 0.01206% | 0.01199% |  | 2551 | 0.01188% | 0.01025% | 0.01106% |  | 2551 | 366 | 0.01199% | 0.009261%
| Apr | 17 | 8 | 2552 | 455.9464 | 537.2055 | 488.0481 | 0.009731% | 0.01094% | 0.009705% | 0.01189% | 5189 | 0.01204% | 0.01196% |  | 8.4773 | 23.6706 | 20.5039 |  | 2552 | 447.4692 | 513.5349 | 467.5442 |  | 2552 | 0.00974% | 0.0109% | 0.009682% | 0.009266% | 0.01188% | 0.01025% |  | 2552 | 0.0109% | 0.009682% | 2552 | 3917 | 0.01191% | 3140 | 0.01206% | 0.01199% |  | 2552 | 0.01188% | 0.01025% | 0.01106% |  | 2552 | 5189 | 0.01199% | 0.01258%
| Apr | 17 | 9 | 2553 | 445.9156 | 526.2948 | 478.6333 | 0.009517% | 0.01072% | 0.009517% | 0.01189% | 4949 | 0.01204% | 0.01196% |  | 8.4773 | 23.6714 | 20.5074 |  | 2553 | 437.4383 | 502.6233 | 458.1259 |  | 2553 | 0.009522% | 0.01067% | 0.009487% | 0.009266% | 0.01188% | 0.01025% |  | 2553 | 0.01067% | 0.009487% | 2553 | 2191 | 0.01191% | 5599 | 0.01206% | 0.01199% |  | 2553 | 0.01188% | 0.01025% | 0.01106% |  | 2553 | 4949 | 0.01199% | 0.01267%
| Apr | 17 | 10 | 2554 | 442.5039 | 519.7781 | 468.5809 | 0.009444% | 0.01058% | 0.009318% | 0.01189% | 8217 | 0.01204% | 0.01196% |  | 8.4773 | 23.6722 | 20.5109 |  | 2554 | 434.0265 | 496.1058 | 448.07 |  | 2554 | 0.009448% | 0.01053% | 0.009279% | 0.009266% | 0.01188% | 0.01025% |  | 2554 | 0.01053% | 0.009279% | 2554 | 1224 | 0.01191% | 8059 | 0.01206% | 0.01198% |  | 2554 | 0.01188% | 0.01025% | 0.01106% |  | 2554 | 8217 | 0.01198% | 0.01142%
| Apr | 17 | 11 | 2555 | 440.5353 | 514.332 | 465.1019 | 0.009402% | 0.01047% | 0.009248% | 0.01188% | 174 | 0.01204% | 0.01196% |  | 8.4774 | 23.6731 | 20.5144 |  | 2555 | 432.0579 | 490.659 | 444.5876 |  | 2555 | 0.009405% | 0.01041% | 0.009207% | 0.009266% | 0.01188% | 0.01025% |  | 2555 | 0.01041% | 0.009207% | 2555 | 1204 | 0.01191% | 4946 | 0.01206% | 0.01198% |  | 2555 | 0.01188% | 0.01025% | 0.01107% |  | 2555 | 174 | 0.01198% | 0.009183%
| Apr | 17 | 12 | 2556 | 437.893 | 509.7983 | 459.8319 | 0.009346% | 0.01038% | 0.009144% | 0.01188% | 5260 | 0.01204% | 0.01196% |  | 8.4774 | 23.6739 | 20.5179 |  | 2556 | 429.4155 | 486.1244 | 439.3141 |  | 2556 | 0.009347% | 0.01032% | 0.009097% | 0.009266% | 0.01188% | 0.01026% |  | 2556 | 0.01032% | 0.009097% | 2556 | 545 | 0.01191% | 4281 | 0.01206% | 0.01198% |  | 2556 | 0.01188% | 0.01026% | 0.01107% |  | 2556 | 5260 | 0.01198% | 0.01255%
| Apr | 17 | 13 | 2557 | 437.9635 | 508.2529 | 456.5874 | 0.009347% | 0.01035% | 0.009079% | 0.01188% | 1467 | 0.01203% | 0.01196% |  | 8.4775 | 23.6747 | 20.5214 |  | 2557 | 429.486 | 484.5782 | 436.066 |  | 2557 | 0.009349% | 0.01029% | 0.00903% | 0.009266% | 0.01188% | 0.01026% |  | 2557 | 0.01029% | 0.00903% | 2557 | 5188 | 0.01191% | 1397 | 0.01206% | 0.01198% |  | 2557 | 0.01188% | 0.01026% | 0.01107% |  | 2557 | 1467 | 0.01198% | 0.01008%
| Apr | 17 | 14 | 2558 | 436.0173 | 508.9697 | 453.521 | 0.009306% | 0.01036% | 0.009018% | 0.01188% | 3428 | 0.01203% | 0.01196% |  | 8.4775 | 23.6755 | 20.5249 |  | 2558 | 427.5398 | 485.2942 | 432.9962 |  | 2558 | 0.009307% | 0.0103% | 0.008967% | 0.009266% | 0.01188% | 0.01026% |  | 2558 | 0.0103% | 0.008967% | 2558 | 1291 | 0.01191% | 180 | 0.01206% | 0.01198% |  | 2558 | 0.01188% | 0.01026% | 0.01107% |  | 2558 | 3428 | 0.01198% | 0.01201%
| Apr | 17 | 15 | 2559 | 438.0399 | 508.9791 | 456.8781 | 0.009349% | 0.01036% | 0.009085% | 0.01188% | 7915 | 0.01203% | 0.01196% |  | 8.4776 | 23.6763 | 20.5284 |  | 2559 | 429.5624 | 485.3027 | 436.3497 |  | 2559 | 0.009351% | 0.0103% | 0.009036% | 0.009266% | 0.01188% | 0.01026% |  | 2559 | 0.0103% | 0.009036% | 2559 | 8503 | 0.01191% | 5259 | 0.01206% | 0.01198% |  | 2559 | 0.01188% | 0.01026% | 0.01107% |  | 2559 | 7915 | 0.01198% | 0.01162%
| Apr | 17 | 16 | 2560 | 440.0381 | 507.5733 | 457.2251 | 0.009392% | 0.01034% | 0.009092% | 0.01188% | 5988 | 0.01203% | 0.01196% |  | 8.4776 | 23.6771 | 20.5319 |  | 2560 | 431.5605 | 483.8962 | 436.6932 |  | 2560 | 0.009394% | 0.01027% | 0.009043% | 0.009266% | 0.01188% | 0.01026% |  | 2560 | 0.01027% | 0.009043% | 2560 | 46 | 0.01191% | 6872 | 0.01206% | 0.01198% |  | 2560 | 0.01188% | 0.01026% | 0.01107% |  | 2560 | 5988 | 0.01198% | 0.01217%
| Apr | 17 | 17 | 2561 | 441.994 | 504.9387 | 459.2693 | 0.009433% | 0.01028% | 0.009132% | 0.01188% | 4463 | 0.01203% | 0.01196% |  | 8.4777 | 23.678 | 20.5354 |  | 2561 | 433.5163 | 481.2608 | 438.7339 |  | 2561 | 0.009437% | 0.01021% | 0.009085% | 0.009266% | 0.01188% | 0.01026% |  | 2561 | 0.01021% | 0.009085% | 2561 | 6090 | 0.01191% | 3161 | 0.01206% | 0.01198% |  | 2561 | 0.01188% | 0.01026% | 0.01107% |  | 2561 | 4463 | 0.01198% | 0.01269%
| Apr | 17 | 18 | 2562 | 444.0744 | 501.9783 | 462.5982 | 0.009478% | 0.01022% | 0.009199% | 0.01188% | 392 | 0.01203% | 0.01196% |  | 8.4777 | 23.6788 | 20.5389 |  | 2562 | 435.5966 | 478.2995 | 442.0593 |  | 2562 | 0.009482% | 0.01015% | 0.009154% | 0.009266% | 0.01188% | 0.01027% |  | 2562 | 0.01015% | 0.009154% | 2562 | 2970 | 0.0119% | 8076 | 0.01205% | 0.01198% |  | 2562 | 0.01188% | 0.01027% | 0.01107% |  | 2562 | 392 | 0.01198% | 0.009274%
| Apr | 17 | 19 | 2563 | 442.3887 | 508.225 | 463.5828 | 0.009442% | 0.01035% | 0.009218% | 0.01188% | 8441 | 0.01203% | 0.01196% |  | 8.4778 | 23.6796 | 20.5424 |  | 2563 | 433.9109 | 484.5454 | 443.0404 |  | 2563 | 0.009445% | 0.01028% | 0.009175% | 0.009266% | 0.01188% | 0.01027% |  | 2563 | 0.01028% | 0.009175% | 2563 | 5551 | 0.0119% | 273 | 0.01205% | 0.01198% |  | 2563 | 0.01188% | 0.01027% | 0.01107% |  | 2563 | 8441 | 0.01198% | 0.01124%
| Apr | 17 | 20 | 2564 | 449.8107 | 523.6322 | 470.9627 | 0.0096% | 0.01066% | 0.009365% | 0.01188% | 3140 | 0.01203% | 0.01196% |  | 8.4778 | 23.6804 | 20.5459 |  | 2564 | 441.3329 | 499.9518 | 450.4168 |  | 2564 | 0.009607% | 0.01061% | 0.009327% | 0.009266% | 0.01188% | 0.01027% |  | 2564 | 0.01061% | 0.009327% | 2564 | 6497 | 0.0119% | 8406 | 0.01205% | 0.01198% |  | 2564 | 0.01188% | 0.01027% | 0.01108% |  | 2564 | 3140 | 0.01198% | 0.01171%
| Apr | 17 | 21 | 2565 | 440.899 | 520.6346 | 463.4515 | 0.00941% | 0.0106% | 0.009216% | 0.01188% | 3419 | 0.01203% | 0.01196% |  | 8.4779 | 23.6812 | 20.5494 |  | 2565 | 432.4211 | 496.9534 | 442.9021 |  | 2565 | 0.009413% | 0.01055% | 0.009172% | 0.009266% | 0.01188% | 0.01027% |  | 2565 | 0.01055% | 0.009172% | 2565 | 248 | 0.0119% | 3207 | 0.01205% | 0.01198% |  | 2565 | 0.01188% | 0.01027% | 0.01108% |  | 2565 | 3419 | 0.01198% | 0.012%
| Apr | 17 | 22 | 2566 | 426.5261 | 508.2436 | 450.5672 | 0.009103% | 0.01035% | 0.008959% | 0.01188% | 4011 | 0.01203% | 0.01196% |  | 8.478 | 23.682 | 20.5529 |  | 2566 | 418.0481 | 484.5616 | 430.0143 |  | 2566 | 0.0091% | 0.01028% | 0.008905% | 0.009267% | 0.01188% | 0.01027% |  | 2566 | 0.01028% | 0.008905% | 2566 | 3892 | 0.0119% | 1193 | 0.01205% | 0.01198% |  | 2566 | 0.01188% | 0.01027% | 0.01108% |  | 2566 | 4011 | 0.01198% | 0.0125%
| Apr | 17 | 23 | 2567 | 417.7975 | 498.8317 | 439.8865 | 0.008917% | 0.01016% | 0.008747% | 0.01188% | 1511 | 0.01203% | 0.01196% |  | 8.478 | 23.6828 | 20.5565 |  | 2567 | 409.3195 | 475.1489 | 419.3301 |  | 2567 | 0.00891% | 0.01008% | 0.008684% | 0.009267% | 0.01188% | 0.01027% |  | 2567 | 0.01008% | 0.008684% | 2567 | 3272 | 0.0119% | 1260 | 0.01205% | 0.01198% |  | 2567 | 0.01188% | 0.01027% | 0.01108% |  | 2567 | 1511 | 0.01198% | 0.01011%
| Apr | 18 | 0 | 2568 | 412.1555 | 496.4671 | 435.1792 | 0.008797% | 0.01011% | 0.008653% | 0.01188% | 911 | 0.01203% | 0.01195% |  | 8.4781 | 23.6836 | 20.56 |  | 2568 | 403.6774 | 472.7834 | 414.6192 |  | 2568 | 0.008787% | 0.01003% | 0.008586% | 0.009267% | 0.01188% | 0.01028% |  | 2568 | 0.01003% | 0.008586% | 2568 | 5375 | 0.0119% | 754 | 0.01205% | 0.01198% |  | 2568 | 0.01188% | 0.01028% | 0.01108% |  | 2568 | 911 | 0.01198% | 0.009611%
| Apr | 18 | 1 | 2569 | 409.947 | 499.2599 | 439.4739 | 0.008749% | 0.01017% | 0.008739% | 0.01188% | 3864 | 0.01203% | 0.01195% |  | 8.4781 | 23.6845 | 20.5635 |  | 2569 | 401.4689 | 475.5755 | 418.9104 |  | 2569 | 0.008739% | 0.01009% | 0.008675% | 0.009267% | 0.01188% | 0.01028% |  | 2569 | 0.01009% | 0.008675% | 2569 | 6446 | 0.0119% | 8411 | 0.01205% | 0.01198% |  | 2569 | 0.01188% | 0.01028% | 0.01108% |  | 2569 | 3864 | 0.01198% | 0.0124%
| Apr | 18 | 2 | 2570 | 415.9398 | 502.4624 | 439.924 | 0.008877% | 0.01023% | 0.008748% | 0.01188% | 1307 | 0.01203% | 0.01195% |  | 8.4782 | 23.6853 | 20.567 |  | 2570 | 407.4616 | 478.7771 | 419.357 |  | 2570 | 0.00887% | 0.01016% | 0.008684% | 0.009267% | 0.01188% | 0.01028% |  | 2570 | 0.01016% | 0.008684% | 2570 | 90 | 0.0119% | 7448 | 0.01205% | 0.01198% |  | 2570 | 0.01188% | 0.01028% | 0.01108% |  | 2570 | 1307 | 0.01198% | 0.009942%
| Apr | 18 | 3 | 2571 | 420.0578 | 511.4181 | 443.7406 | 0.008965% | 0.01041% | 0.008824% | 0.01188% | 3207 | 0.01203% | 0.01195% |  | 8.4783 | 23.6861 | 20.5705 |  | 2571 | 411.5795 | 487.7321 | 423.17 |  | 2571 | 0.008959% | 0.01035% | 0.008763% | 0.009267% | 0.01189% | 0.01028% |  | 2571 | 0.01035% | 0.008763% | 2571 | 8311 | 0.0119% | 272 | 0.01205% | 0.01197% |  | 2571 | 0.01189% | 0.01028% | 0.01108% |  | 2571 | 3207 | 0.01197% | 0.01178%
| Apr | 18 | 4 | 2572 | 424.518 | 521.7424 | 454.787 | 0.00906% | 0.01062% | 0.009043% | 0.01188% | 1248 | 0.01203% | 0.01195% |  | 8.4783 | 23.6869 | 20.5741 |  | 2572 | 416.0397 | 498.0555 | 434.2129 |  | 2572 | 0.009056% | 0.01057% | 0.008992% | 0.009267% | 0.01189% | 0.01028% |  | 2572 | 0.01057% | 0.008992% | 2572 | 6944 | 0.0119% | 667 | 0.01205% | 0.01197% |  | 2572 | 0.01189% | 0.01028% | 0.01108% |  | 2572 | 1248 | 0.01197% | 0.009891%
| Apr | 18 | 5 | 2573 | 444.9941 | 542.4002 | 476.0639 | 0.009497% | 0.01105% | 0.009466% | 0.01188% | 5623 | 0.01203% | 0.01195% |  | 8.4784 | 23.6877 | 20.5776 |  | 2573 | 436.5157 | 518.7125 | 455.4864 |  | 2573 | 0.009502% | 0.01101% | 0.009432% | 0.009267% | 0.01189% | 0.01028% |  | 2573 | 0.01101% | 0.009432% | 2573 | 4402 | 0.0119% | 1460 | 0.01205% | 0.01197% |  | 2573 | 0.01189% | 0.01028% | 0.01109% |  | 2573 | 5623 | 0.01197% | 0.01235%
| Apr | 18 | 6 | 2574 | 463.9583 | 563.4956 | 495.2685 | 0.009902% | 0.01147% | 0.009848% | 0.01188% | 357 | 0.01203% | 0.01195% |  | 8.4784 | 23.6885 | 20.5811 |  | 2574 | 455.4799 | 539.8071 | 474.6874 |  | 2574 | 0.009915% | 0.01146% | 0.00983% | 0.009267% | 0.01189% | 0.01029% |  | 2574 | 0.01146% | 0.00983% | 2574 | 6137 | 0.0119% | 1266 | 0.01205% | 0.01197% |  | 2574 | 0.01189% | 0.01029% | 0.01109% |  | 2574 | 357 | 0.01197% | 0.009257%
| Apr | 18 | 7 | 2575 | 473.6866 | 564.8548 | 499.4789 | 0.01011% | 0.0115% | 0.009932% | 0.01188% | 247 | 0.01203% | 0.01195% |  | 8.4785 | 23.6893 | 20.5846 |  | 2575 | 465.2081 | 541.1654 | 478.8943 |  | 2575 | 0.01013% | 0.01149% | 0.009917% | 0.009267% | 0.01189% | 0.01029% |  | 2575 | 0.01149% | 0.009917% | 2575 | 8274 | 0.0119% | 153 | 0.01205% | 0.01197% |  | 2575 | 0.01189% | 0.01029% | 0.01109% |  | 2575 | 247 | 0.01197% | 0.00921%
| Apr | 18 | 8 | 2576 | 467.875 | 546.2637 | 492.5585 | 0.009986% | 0.01112% | 0.009794% | 0.01188% | 3161 | 0.01203% | 0.01195% |  | 8.4786 | 23.6901 | 20.5882 |  | 2576 | 459.3965 | 522.5735 | 471.9703 |  | 2576 | 0.01% | 0.01109% | 0.009774% | 0.009267% | 0.01189% | 0.01029% |  | 2576 | 0.01109% | 0.009774% | 2576 | 6279 | 0.0119% | 326 | 0.01205% | 0.01197% |  | 2576 | 0.01189% | 0.01029% | 0.01109% |  | 2576 | 3161 | 0.01197% | 0.01173%
| Apr | 18 | 9 | 2577 | 455.9848 | 531.3126 | 482.7687 | 0.009732% | 0.01082% | 0.0096% | 0.01187% | 7914 | 0.01203% | 0.01195% |  | 8.4786 | 23.6909 | 20.5917 |  | 2577 | 447.5061 | 507.6216 | 462.177 |  | 2577 | 0.009741% | 0.01077% | 0.009571% | 0.009267% | 0.01189% | 0.01029% |  | 2577 | 0.01077% | 0.009571% | 2577 | 5449 | 0.0119% | 658 | 0.01205% | 0.01197% |  | 2577 | 0.01189% | 0.01029% | 0.01109% |  | 2577 | 7914 | 0.01197% | 0.01162%
| Apr | 18 | 10 | 2578 | 450.206 | 518.6051 | 477.2173 | 0.009609% | 0.01056% | 0.009489% | 0.01187% | 4151 | 0.01203% | 0.01195% |  | 8.4787 | 23.6917 | 20.5952 |  | 2578 | 441.7273 | 494.9133 | 456.6221 |  | 2578 | 0.009615% | 0.0105% | 0.009456% | 0.009267% | 0.01189% | 0.01029% |  | 2578 | 0.0105% | 0.009456% | 2578 | 2023 | 0.0119% | 4904 | 0.01205% | 0.01197% |  | 2578 | 0.01189% | 0.01029% | 0.01109% |  | 2578 | 4151 | 0.01197% | 0.01258%
| Apr | 18 | 11 | 2579 | 443.3316 | 511.1202 | 472.1255 | 0.009462% | 0.01041% | 0.009388% | 0.01187% | 5957 | 0.01203% | 0.01195% |  | 8.4788 | 23.6926 | 20.5988 |  | 2579 | 434.8528 | 487.4277 | 451.5267 |  | 2579 | 0.009466% | 0.01035% | 0.00935% | 0.009267% | 0.01189% | 0.0103% |  | 2579 | 0.01035% | 0.00935% | 2579 | 8215 | 0.01189% | 6088 | 0.01205% | 0.01197% |  | 2579 | 0.01189% | 0.0103% | 0.01109% |  | 2579 | 5957 | 0.01197% | 0.01218%
| Apr | 18 | 12 | 2580 | 439.6209 | 505.8976 | 472.6319 | 0.009383% | 0.0103% | 0.009398% | 0.01187% | 5866 | 0.01203% | 0.01195% |  | 8.4788 | 23.6934 | 20.6023 |  | 2580 | 431.1421 | 482.2042 | 452.0296 |  | 2580 | 0.009385% | 0.01023% | 0.009361% | 0.009267% | 0.01189% | 0.0103% |  | 2580 | 0.01023% | 0.009361% | 2580 | 4494 | 0.01189% | 3985 | 0.01205% | 0.01197% |  | 2580 | 0.01189% | 0.0103% | 0.01109% |  | 2580 | 5866 | 0.01197% | 0.01222%
| Apr | 18 | 13 | 2581 | 439.4149 | 505.9535 | 467.7651 | 0.009378% | 0.0103% | 0.009301% | 0.01187% | 5281 | 0.01203% | 0.01195% |  | 8.4789 | 23.6942 | 20.6058 |  | 2581 | 430.936 | 482.2593 | 447.1592 |  | 2581 | 0.009381% | 0.01024% | 0.00926% | 0.009268% | 0.01189% | 0.0103% |  | 2581 | 0.01024% | 0.00926% | 2581 | 3604 | 0.01189% | 327 | 0.01205% | 0.01197% |  | 2581 | 0.01189% | 0.0103% | 0.01109% |  | 2581 | 5281 | 0.01197% | 0.01254%
| Apr | 18 | 14 | 2582 | 440.5657 | 503.803 | 466.9868 | 0.009403% | 0.01026% | 0.009286% | 0.01187% | 4279 | 0.01202% | 0.01195% |  | 8.479 | 23.695 | 20.6094 |  | 2582 | 432.0867 | 480.108 | 446.3774 |  | 2582 | 0.009406% | 0.01019% | 0.009244% | 0.009268% | 0.01189% | 0.0103% |  | 2582 | 0.01019% | 0.009244% | 2582 | 5674 | 0.01189% | 3869 | 0.01205% | 0.01197% |  | 2582 | 0.01189% | 0.0103% | 0.0111% |  | 2582 | 4279 | 0.01197% | 0.01264%
| Apr | 18 | 15 | 2583 | 440.0299 | 503.2258 | 466.7711 | 0.009391% | 0.01025% | 0.009282% | 0.01187% | 1390 | 0.01202% | 0.01195% |  | 8.4791 | 23.6958 | 20.6129 |  | 2583 | 431.5508 | 479.53 | 446.1582 |  | 2583 | 0.009394% | 0.01018% | 0.009239% | 0.009268% | 0.01189% | 0.0103% |  | 2583 | 0.01018% | 0.009239% | 2583 | 6060 | 0.01189% | 1382 | 0.01205% | 0.01197% |  | 2583 | 0.01189% | 0.0103% | 0.0111% |  | 2583 | 1390 | 0.01197% | 0.01001%
| Apr | 18 | 16 | 2584 | 444.167 | 501.6897 | 470.3907 | 0.00948% | 0.01022% | 0.009354% | 0.01187% | 5649 | 0.01202% | 0.01195% |  | 8.4791 | 23.6966 | 20.6165 |  | 2584 | 435.6879 | 477.9931 | 449.7742 |  | 2584 | 0.009484% | 0.01015% | 0.009314% | 0.009268% | 0.01189% | 0.0103% |  | 2584 | 0.01015% | 0.009314% | 2584 | 2948 | 0.01189% | 1316 | 0.01205% | 0.01197% |  | 2584 | 0.01189% | 0.0103% | 0.0111% |  | 2584 | 5649 | 0.01197% | 0.01234%
| Apr | 18 | 17 | 2585 | 443.1339 | 504.7991 | 467.9245 | 0.009458% | 0.01028% | 0.009304% | 0.01187% | 716 | 0.01202% | 0.01195% |  | 8.4792 | 23.6974 | 20.62 |  | 2585 | 434.6547 | 481.1017 | 447.3045 |  | 2585 | 0.009462% | 0.01021% | 0.009263% | 0.009268% | 0.01189% | 0.01031% |  | 2585 | 0.01021% | 0.009263% | 2585 | 7630 | 0.01189% | 710 | 0.01205% | 0.01197% |  | 2585 | 0.01189% | 0.01031% | 0.0111% |  | 2585 | 716 | 0.01197% | 0.009469%
| Apr | 18 | 18 | 2586 | 440.5905 | 509.0349 | 469.8093 | 0.009403% | 0.01037% | 0.009342% | 0.01187% | 1272 | 0.01202% | 0.01195% |  | 8.4793 | 23.6982 | 20.6236 |  | 2586 | 432.1112 | 485.3367 | 449.1858 |  | 2586 | 0.009406% | 0.0103% | 0.009302% | 0.009268% | 0.01189% | 0.01031% |  | 2586 | 0.0103% | 0.009302% | 2586 | 3494 | 0.01189% | 3718 | 0.01205% | 0.01197% |  | 2586 | 0.01189% | 0.01031% | 0.0111% |  | 2586 | 1272 | 0.01197% | 0.009912%
| Apr | 18 | 19 | 2587 | 444.6955 | 511.1761 | 467.0993 | 0.009491% | 0.01041% | 0.009288% | 0.01187% | 5528 | 0.01202% | 0.01195% |  | 8.4794 | 23.699 | 20.6271 |  | 2587 | 436.2162 | 487.4771 | 446.4722 |  | 2587 | 0.009496% | 0.01035% | 0.009246% | 0.009268% | 0.01189% | 0.01031% |  | 2587 | 0.01035% | 0.009246% | 2587 | 7508 | 0.01189% | 3812 | 0.01205% | 0.01197% |  | 2587 | 0.01189% | 0.01031% | 0.0111% |  | 2587 | 5528 | 0.01197% | 0.01241%
| Apr | 18 | 20 | 2588 | 456.8734 | 524.5632 | 473.232 | 0.009751% | 0.01068% | 0.00941% | 0.01187% | 8420 | 0.01202% | 0.01195% |  | 8.4794 | 23.6998 | 20.6307 |  | 2588 | 448.394 | 500.8634 | 452.6013 |  | 2588 | 0.009761% | 0.01063% | 0.009373% | 0.009268% | 0.01189% | 0.01031% |  | 2588 | 0.01063% | 0.009373% | 2588 | 8185 | 0.01189% | 4800 | 0.01205% | 0.01197% |  | 2588 | 0.01189% | 0.01031% | 0.0111% |  | 2588 | 8420 | 0.01197% | 0.01125%
| Apr | 18 | 21 | 2589 | 449.7093 | 518.512 | 464.905 | 0.009598% | 0.01056% | 0.009244% | 0.01187% | 4132 | 0.01202% | 0.01195% |  | 8.4795 | 23.7006 | 20.6342 |  | 2589 | 441.2298 | 494.8114 | 444.2708 |  | 2589 | 0.009605% | 0.0105% | 0.0092% | 0.009268% | 0.01189% | 0.01031% |  | 2589 | 0.0105% | 0.0092% | 2589 | 3768 | 0.01189% | 1284 | 0.01205% | 0.01197% |  | 2589 | 0.01189% | 0.01031% | 0.0111% |  | 2589 | 4132 | 0.01197% | 0.01257%
| Apr | 18 | 22 | 2590 | 436.1419 | 506.7262 | 452.2739 | 0.009309% | 0.01032% | 0.008993% | 0.01187% | 7834 | 0.01202% | 0.01195% |  | 8.4796 | 23.7014 | 20.6378 |  | 2590 | 427.6623 | 483.0247 | 431.6361 |  | 2590 | 0.009309% | 0.01025% | 0.008938% | 0.009268% | 0.01189% | 0.01031% |  | 2590 | 0.01025% | 0.008938% | 2590 | 89 | 0.01189% | 1538 | 0.01205% | 0.01197% |  | 2590 | 0.01189% | 0.01031% | 0.0111% |  | 2590 | 7834 | 0.01197% | 0.01167%
| Apr | 18 | 23 | 2591 | 427.6734 | 498.2824 | 438.3299 | 0.009128% | 0.01015% | 0.008716% | 0.01187% | 8239 | 0.01202% | 0.01195% |  | 8.4797 | 23.7022 | 20.6413 |  | 2591 | 419.1937 | 474.5802 | 417.6886 |  | 2591 | 0.009125% | 0.01007% | 0.00865% | 0.009268% | 0.01189% | 0.01032% |  | 2591 | 0.01007% | 0.00865% | 2591 | 1237 | 0.01189% | 726 | 0.01205% | 0.01197% |  | 2591 | 0.01189% | 0.01032% | 0.0111% |  | 2591 | 8239 | 0.01197% | 0.0114%
| Apr | 19 | 0 | 2592 | 423.8517 | 498.0962 | 430.9219 | 0.009046% | 0.01014% | 0.008569% | 0.01187% | 2935 | 0.01202% | 0.01195% |  | 8.4797 | 23.703 | 20.6449 |  | 2592 | 415.3719 | 474.3932 | 410.277 |  | 2592 | 0.009042% | 0.01007% | 0.008496% | 0.009268% | 0.01189% | 0.01032% |  | 2592 | 0.01007% | 0.008496% | 2592 | 5974 | 0.01189% | 1459 | 0.01205% | 0.01197% |  | 2592 | 0.01189% | 0.01032% | 0.01111% |  | 2592 | 2935 | 0.01197% | 0.01148%
| Apr | 19 | 1 | 2593 | 426.9341 | 500.4981 | 430.6968 | 0.009112% | 0.01019% | 0.008564% | 0.01187% | 7245 | 0.01202% | 0.01194% |  | 8.4798 | 23.7038 | 20.6484 |  | 2593 | 418.4542 | 476.7943 | 410.0484 |  | 2593 | 0.009109% | 0.01012% | 0.008491% | 0.009269% | 0.01189% | 0.01032% |  | 2593 | 0.01012% | 0.008491% | 2593 | 5676 | 0.01189% | 3766 | 0.01205% | 0.01197% |  | 2593 | 0.01189% | 0.01032% | 0.01111% |  | 2593 | 7245 | 0.01197% | 0.01189%
| Apr | 19 | 2 | 2594 | 432.505 | 499.4461 | 428.587 | 0.009231% | 0.01017% | 0.008522% | 0.01187% | 4498 | 0.01202% | 0.01194% |  | 8.4799 | 23.7046 | 20.652 |  | 2594 | 424.0251 | 475.7415 | 407.935 |  | 2594 | 0.00923% | 0.0101% | 0.008448% | 0.009269% | 0.01189% | 0.01032% |  | 2594 | 0.0101% | 0.008448% | 2594 | 3985 | 0.01188% | 4921 | 0.01205% | 0.01196% |  | 2594 | 0.01189% | 0.01032% | 0.01111% |  | 2594 | 4498 | 0.01196% | 0.0127%
| Apr | 19 | 3 | 2595 | 437.0335 | 505.7487 | 430.6781 | 0.009328% | 0.0103% | 0.008564% | 0.01187% | 6087 | 0.01202% | 0.01194% |  | 8.48 | 23.7054 | 20.6556 |  | 2595 | 428.5535 | 482.0432 | 410.0225 |  | 2595 | 0.009329% | 0.01023% | 0.008491% | 0.009269% | 0.01189% | 0.01032% |  | 2595 | 0.01023% | 0.008491% | 2595 | 6085 | 0.01188% | 4591 | 0.01205% | 0.01196% |  | 2595 | 0.01189% | 0.01032% | 0.01111% |  | 2595 | 6087 | 0.01196% | 0.01213%
| Apr | 19 | 4 | 2596 | 450.7301 | 519.3219 | 438.3299 | 0.00962% | 0.01058% | 0.008716% | 0.01187% | 1175 | 0.01202% | 0.01194% |  | 8.4801 | 23.7062 | 20.6591 |  | 2596 | 442.25 | 495.6157 | 417.6708 |  | 2596 | 0.009627% | 0.01052% | 0.008649% | 0.009269% | 0.0119% | 0.01033% |  | 2596 | 0.01052% | 0.008649% | 2596 | 8138 | 0.01188% | 4848 | 0.01205% | 0.01196% |  | 2596 | 0.0119% | 0.01033% | 0.01111% |  | 2596 | 1175 | 0.01196% | 0.009827%
| Apr | 19 | 5 | 2597 | 479.5186 | 543.3963 | 452.3583 | 0.01023% | 0.01107% | 0.008995% | 0.01187% | 1614 | 0.01202% | 0.01194% |  | 8.4802 | 23.707 | 20.6627 |  | 2597 | 471.0384 | 519.6893 | 431.6956 |  | 2597 | 0.01025% | 0.01103% | 0.00894% | 0.009269% | 0.0119% | 0.01033% |  | 2597 | 0.01103% | 0.00894% | 2597 | 8218 | 0.01188% | 1528 | 0.01205% | 0.01196% |  | 2597 | 0.0119% | 0.01033% | 0.01111% |  | 2597 | 1614 | 0.01196% | 0.0102%
| Apr | 19 | 6 | 2598 | 501.7344 | 561.9036 | 465.4395 | 0.01071% | 0.01144% | 0.009255% | 0.01187% | 4133 | 0.01202% | 0.01194% |  | 8.4802 | 23.7078 | 20.6663 |  | 2598 | 493.2542 | 538.1958 | 444.7733 |  | 2598 | 0.01074% | 0.01142% | 0.009211% | 0.009269% | 0.0119% | 0.01033% |  | 2598 | 0.01142% | 0.009211% | 2598 | 4391 | 0.01188% | 711 | 0.01204% | 0.01196% |  | 2598 | 0.0119% | 0.01033% | 0.01111% |  | 2598 | 4133 | 0.01196% | 0.01257%
| Apr | 19 | 7 | 2599 | 502.9165 | 558.6639 | 474.7042 | 0.01073% | 0.01138% | 0.009439% | 0.01187% | 5573 | 0.01202% | 0.01194% |  | 8.4803 | 23.7086 | 20.6698 |  | 2599 | 494.4362 | 534.9553 | 454.0344 |  | 2599 | 0.01076% | 0.01135% | 0.009402% | 0.009269% | 0.0119% | 0.01033% |  | 2599 | 0.01135% | 0.009402% | 2599 | 91 | 0.01188% | 4567 | 0.01204% | 0.01196% |  | 2599 | 0.0119% | 0.01033% | 0.01111% |  | 2599 | 5573 | 0.01196% | 0.01238%
| Apr | 19 | 8 | 2600 | 488.8676 | 538.0899 | 472.8851 | 0.01043% | 0.01096% | 0.009403% | 0.01187% | 6740 | 0.01202% | 0.01194% |  | 8.4804 | 23.7094 | 20.6734 |  | 2600 | 480.3872 | 514.3805 | 452.2117 |  | 2600 | 0.01046% | 0.01092% | 0.009365% | 0.009269% | 0.0119% | 0.01033% |  | 2600 | 0.01092% | 0.009365% | 2600 | 5452 | 0.01188% | 3561 | 0.01204% | 0.01196% |  | 2600 | 0.0119% | 0.01033% | 0.01111% |  | 2600 | 6740 | 0.01196% | 0.01196%
| Apr | 19 | 9 | 2601 | 460.4787 | 525.6245 | 474.5448 | 0.009828% | 0.0107% | 0.009436% | 0.01187% | 5261 | 0.01202% | 0.01194% |  | 8.4805 | 23.7103 | 20.677 |  | 2601 | 451.9982 | 501.9142 | 453.8679 |  | 2601 | 0.009839% | 0.01065% | 0.009399% | 0.009269% | 0.0119% | 0.01033% |  | 2601 | 0.01065% | 0.009399% | 2601 | 1195 | 0.01188% | 3428 | 0.01204% | 0.01196% |  | 2601 | 0.0119% | 0.01033% | 0.01112% |  | 2601 | 5261 | 0.01196% | 0.01255%
| Apr | 19 | 10 | 2602 | 463.2018 | 520.0108 | 474.5261 | 0.009886% | 0.01059% | 0.009436% | 0.01186% | 1443 | 0.01202% | 0.01194% |  | 8.4806 | 23.7111 | 20.6805 |  | 2602 | 454.7212 | 496.2998 | 453.8455 |  | 2602 | 0.009898% | 0.01053% | 0.009398% | 0.009269% | 0.0119% | 0.01034% |  | 2602 | 0.01053% | 0.009398% | 2602 | 7927 | 0.01188% | 30 | 0.01204% | 0.01196% |  | 2602 | 0.0119% | 0.01034% | 0.01112% |  | 2602 | 1443 | 0.01196% | 0.01006%
| Apr | 19 | 11 | 2603 | 454.5044 | 515.8774 | 473.9541 | 0.0097% | 0.01051% | 0.009424% | 0.01186% | 4472 | 0.01202% | 0.01194% |  | 8.4807 | 23.7119 | 20.6841 |  | 2603 | 446.0237 | 492.1656 | 453.2699 |  | 2603 | 0.009709% | 0.01045% | 0.009387% | 0.009269% | 0.0119% | 0.01034% |  | 2603 | 0.01045% | 0.009387% | 2603 | 3856 | 0.01188% | 6897 | 0.01204% | 0.01196% |  | 2603 | 0.0119% | 0.01034% | 0.01112% |  | 2603 | 4472 | 0.01196% | 0.01269%
| Apr | 19 | 12 | 2604 | 453.2811 | 516.2032 | 472.2568 | 0.009674% | 0.01051% | 0.009391% | 0.01186% | 1324 | 0.01202% | 0.01194% |  | 8.4808 | 23.7127 | 20.6877 |  | 2604 | 444.8003 | 492.4906 | 451.5691 |  | 2604 | 0.009682% | 0.01045% | 0.009351% | 0.00927% | 0.0119% | 0.01034% |  | 2604 | 0.01045% | 0.009351% | 2604 | 5189 | 0.01188% | 1228 | 0.01204% | 0.01196% |  | 2604 | 0.0119% | 0.01034% | 0.01112% |  | 2604 | 1324 | 0.01196% | 0.009957%
| Apr | 19 | 13 | 2605 | 452.6762 | 514.4624 | 468.4496 | 0.009661% | 0.01048% | 0.009315% | 0.01186% | 1222 | 0.01202% | 0.01194% |  | 8.4809 | 23.7135 | 20.6913 |  | 2605 | 444.1954 | 490.7489 | 447.7583 |  | 2605 | 0.009669% | 0.01042% | 0.009272% | 0.00927% | 0.0119% | 0.01034% |  | 2605 | 0.01042% | 0.009272% | 2605 | 1286 | 0.01188% | 5697 | 0.01204% | 0.01196% |  | 2605 | 0.0119% | 0.01034% | 0.01112% |  | 2605 | 1222 | 0.01196% | 0.009868%
| Apr | 19 | 14 | 2606 | 449.9709 | 514.6299 | 468.6747 | 0.009604% | 0.01048% | 0.009319% | 0.01186% | 730 | 0.01202% | 0.01194% |  | 8.481 | 23.7142 | 20.6949 |  | 2606 | 441.49 | 490.9157 | 447.9798 |  | 2606 | 0.00961% | 0.01042% | 0.009277% | 0.00927% | 0.0119% | 0.01034% |  | 2606 | 0.01042% | 0.009277% | 2606 | 6255 | 0.01188% | 5021 | 0.01204% | 0.01196% |  | 2606 | 0.0119% | 0.01034% | 0.01112% |  | 2606 | 730 | 0.01196% | 0.009478%
| Apr | 19 | 15 | 2607 | 450.1178 | 511.6323 | 468.5246 | 0.009607% | 0.01042% | 0.009316% | 0.01186% | 4733 | 0.01202% | 0.01194% |  | 8.4811 | 23.715 | 20.6984 |  | 2607 | 441.6367 | 487.9172 | 447.8262 |  | 2607 | 0.009614% | 0.01036% | 0.009274% | 0.00927% | 0.0119% | 0.01035% |  | 2607 | 0.01036% | 0.009274% | 2607 | 6013 | 0.01188% | 717 | 0.01204% | 0.01196% |  | 2607 | 0.0119% | 0.01035% | 0.01112% |  | 2607 | 4733 | 0.01196% | 0.01271%
| Apr | 19 | 16 | 2608 | 449.6989 | 513.7548 | 468.2621 | 0.009598% | 0.01046% | 0.009311% | 0.01186% | 324 | 0.01201% | 0.01194% |  | 8.4812 | 23.7158 | 20.702 |  | 2608 | 441.2178 | 490.039 | 447.5601 |  | 2608 | 0.009604% | 0.0104% | 0.009268% | 0.00927% | 0.0119% | 0.01035% |  | 2608 | 0.0104% | 0.009268% | 2608 | 4512 | 0.01188% | 8466 | 0.01204% | 0.01196% |  | 2608 | 0.0119% | 0.01035% | 0.01112% |  | 2608 | 324 | 0.01196% | 0.009242%
| Apr | 19 | 17 | 2609 | 449.8225 | 511.7719 | 466.4429 | 0.009601% | 0.01042% | 0.009275% | 0.01186% | 5543 | 0.01201% | 0.01194% |  | 8.4812 | 23.7166 | 20.7056 |  | 2609 | 441.3413 | 488.0553 | 445.7373 |  | 2609 | 0.009607% | 0.01036% | 0.009231% | 0.00927% | 0.0119% | 0.01035% |  | 2609 | 0.01036% | 0.009231% | 2609 | 6083 | 0.01188% | 1525 | 0.01204% | 0.01196% |  | 2609 | 0.0119% | 0.01035% | 0.01112% |  | 2609 | 5543 | 0.01196% | 0.0124%
| Apr | 19 | 18 | 2610 | 449.5677 | 509.2211 | 465.2801 | 0.009595% | 0.01037% | 0.009252% | 0.01186% | 5448 | 0.01201% | 0.01194% |  | 8.4813 | 23.7174 | 20.7092 |  | 2610 | 441.0863 | 485.5037 | 444.5709 |  | 2610 | 0.009602% | 0.0103% | 0.009206% | 0.00927% | 0.0119% | 0.01035% |  | 2610 | 0.0103% | 0.009206% | 2610 | 1180 | 0.01188% | 1634 | 0.01204% | 0.01196% |  | 2610 | 0.0119% | 0.01035% | 0.01113% |  | 2610 | 5448 | 0.01196% | 0.01245%
| Apr | 19 | 19 | 2611 | 454.3461 | 509.1466 | 463.7141 | 0.009697% | 0.01037% | 0.009221% | 0.01186% | 513 | 0.01201% | 0.01194% |  | 8.4814 | 23.7182 | 20.7128 |  | 2611 | 445.8646 | 485.4284 | 443.0013 |  | 2611 | 0.009706% | 0.0103% | 0.009174% | 0.00927% | 0.0119% | 0.01035% |  | 2611 | 0.0103% | 0.009174% | 2611 | 5646 | 0.01188% | 5676 | 0.01204% | 0.01196% |  | 2611 | 0.0119% | 0.01035% | 0.01113% |  | 2611 | 513 | 0.01196% | 0.00934%
| Apr | 19 | 20 | 2612 | 459.0777 | 514.4158 | 465.824 | 0.009798% | 0.01048% | 0.009263% | 0.01186% | 3541 | 0.01201% | 0.01194% |  | 8.4815 | 23.719 | 20.7164 |  | 2612 | 450.5961 | 490.6968 | 445.1076 |  | 2612 | 0.009809% | 0.01041% | 0.009217% | 0.00927% | 0.0119% | 0.01035% |  | 2612 | 0.01041% | 0.009217% | 2612 | 1042 | 0.01188% | 1461 | 0.01204% | 0.01196% |  | 2612 | 0.0119% | 0.01035% | 0.01113% |  | 2612 | 3541 | 0.01196% | 0.01211%
| Apr | 19 | 21 | 2613 | 450.8035 | 510.9806 | 458.4441 | 0.009621% | 0.01041% | 0.009116% | 0.01186% | 3773 | 0.01201% | 0.01193% |  | 8.4816 | 23.7198 | 20.72 |  | 2613 | 442.3219 | 487.2608 | 437.7241 |  | 2613 | 0.009628% | 0.01034% | 0.009065% | 0.009271% | 0.0119% | 0.01036% |  | 2613 | 0.01034% | 0.009065% | 2613 | 6278 | 0.01188% | 8083 | 0.01204% | 0.01196% |  | 2613 | 0.0119% | 0.01036% | 0.01113% |  | 2613 | 3773 | 0.01196% | 0.01232%
| Apr | 19 | 22 | 2614 | 435.9707 | 494.9682 | 450.3047 | 0.009305% | 0.01008% | 0.008954% | 0.01185% | 8052 | 0.01201% | 0.01193% |  | 8.4817 | 23.7206 | 20.7236 |  | 2614 | 427.4889 | 471.2476 | 429.5811 |  | 2614 | 0.009306% | 0.01% | 0.008896% | 0.009271% | 0.0119% | 0.01036% |  | 2614 | 0.01% | 0.008896% | 2614 | 4439 | 0.01188% | 1025 | 0.01204% | 0.01196% |  | 2614 | 0.0119% | 0.01036% | 0.01113% |  | 2614 | 8052 | 0.01196% | 0.01153%
| Apr | 19 | 23 | 2615 | 424.6304 | 484.1878 | 439.0145 | 0.009063% | 0.00986% | 0.00873% | 0.01185% | 5808 | 0.01201% | 0.01193% |  | 8.4818 | 23.7214 | 20.7272 |  | 2615 | 416.1485 | 460.4664 | 418.2873 |  | 2615 | 0.009059% | 0.009773% | 0.008662% | 0.009271% | 0.0119% | 0.01036% |  | 2615 | 0.009773% | 0.008662% | 2615 | 8188 | 0.01187% | 3419 | 0.01204% | 0.01196% |  | 2615 | 0.0119% | 0.01036% | 0.01113% |  | 2615 | 5808 | 0.01196% | 0.01225%
| Apr | 20 | 0 | 2616 | 419.9165 | 483.4244 | 429.5809 | 0.008962% | 0.009844% | 0.008542% | 0.01185% | 901 | 0.01201% | 0.01193% |  | 8.4819 | 23.7222 | 20.7308 |  | 2616 | 411.4345 | 459.7022 | 408.8502 |  | 2616 | 0.008956% | 0.009757% | 0.008467% | 0.009271% | 0.0119% | 0.01036% |  | 2616 | 0.009757% | 0.008467% | 2616 | 4059 | 0.01187% | 3829 | 0.01204% | 0.01196% |  | 2616 | 0.0119% | 0.01036% | 0.01113% |  | 2616 | 901 | 0.01196% | 0.009603%
| Apr | 20 | 1 | 2617 | 419.6437 | 484.1878 | 426.1114 | 0.008956% | 0.00986% | 0.008473% | 0.01185% | 4270 | 0.01201% | 0.01193% |  | 8.4821 | 23.723 | 20.7343 |  | 2617 | 411.1617 | 460.4648 | 405.377 |  | 2617 | 0.00895% | 0.009773% | 0.008395% | 0.009271% | 0.0119% | 0.01036% |  | 2617 | 0.009773% | 0.008395% | 2617 | 8111 | 0.01187% | 8382 | 0.01204% | 0.01196% |  | 2617 | 0.0119% | 0.01036% | 0.01113% |  | 2617 | 4270 | 0.01196% | 0.01263%
| Apr | 20 | 2 | 2618 | 420.9266 | 492.7526 | 426.2145 | 0.008984% | 0.01003% | 0.008475% | 0.01185% | 489 | 0.01201% | 0.01193% |  | 8.4822 | 23.7238 | 20.7379 |  | 2618 | 412.4444 | 469.0288 | 405.4766 |  | 2618 | 0.008978% | 0.009955% | 0.008397% | 0.009271% | 0.0119% | 0.01037% |  | 2618 | 0.009955% | 0.008397% | 2618 | 8684 | 0.01187% | 3032 | 0.01204% | 0.01195% |  | 2618 | 0.0119% | 0.01037% | 0.01113% |  | 2618 | 489 | 0.01195% | 0.009326%
| Apr | 20 | 3 | 2619 | 421.2691 | 498.4407 | 429.5153 | 0.008991% | 0.01015% | 0.008541% | 0.01185% | 4709 | 0.01201% | 0.01193% |  | 8.4823 | 23.7246 | 20.7416 |  | 2619 | 412.7868 | 474.7161 | 408.7738 |  | 2619 | 0.008986% | 0.01008% | 0.008465% | 0.009271% | 0.0119% | 0.01037% |  | 2619 | 0.01008% | 0.008465% | 2619 | 6113 | 0.01187% | 3054 | 0.01204% | 0.01195% |  | 2619 | 0.0119% | 0.01037% | 0.01114% |  | 2619 | 4709 | 0.01195% | 0.01271%
| Apr | 20 | 4 | 2620 | 430.4997 | 509.2211 | 432.9192 | 0.009188% | 0.01037% | 0.008608% | 0.01185% | 8458 | 0.01201% | 0.01193% |  | 8.4824 | 23.7254 | 20.7452 |  | 2620 | 422.0173 | 485.4957 | 412.1741 |  | 2620 | 0.009186% | 0.0103% | 0.008535% | 0.009271% | 0.0119% | 0.01037% |  | 2620 | 0.0103% | 0.008535% | 2620 | 7506 | 0.01187% | 6739 | 0.01204% | 0.01195% |  | 2620 | 0.0119% | 0.01037% | 0.01114% |  | 2620 | 8458 | 0.01195% | 0.01122%
| Apr | 20 | 5 | 2621 | 452.6691 | 533.4165 | 438.2924 | 0.009661% | 0.01086% | 0.008715% | 0.01185% | 8250 | 0.01201% | 0.01193% |  | 8.4825 | 23.7262 | 20.7488 |  | 2621 | 444.1866 | 509.6903 | 417.5436 |  | 2621 | 0.009669% | 0.01082% | 0.008647% | 0.009271% | 0.01191% | 0.01037% |  | 2621 | 0.01082% | 0.008647% | 2621 | 6092 | 0.01187% | 8430 | 0.01204% | 0.01195% |  | 2621 | 0.01191% | 0.01037% | 0.01114% |  | 2621 | 8250 | 0.01195% | 0.01139%
| Apr | 20 | 6 | 2622 | 471.1391 | 547.6601 | 445.5316 | 0.01006% | 0.01115% | 0.008859% | 0.01185% | 583 | 0.01201% | 0.01193% |  | 8.4826 | 23.727 | 20.7524 |  | 2622 | 462.6565 | 523.9331 | 424.7793 |  | 2622 | 0.01007% | 0.01112% | 0.008797% | 0.009272% | 0.01191% | 0.01037% |  | 2622 | 0.01112% | 0.008797% | 2622 | 391 | 0.01187% | 1347 | 0.01204% | 0.01195% |  | 2622 | 0.01191% | 0.01037% | 0.01114% |  | 2622 | 583 | 0.01195% | 0.009382%
| Apr | 20 | 7 | 2623 | 480.4943 | 555.7128 | 453.3335 | 0.01026% | 0.01132% | 0.009014% | 0.01185% | 1410 | 0.01201% | 0.01193% |  | 8.4827 | 23.7278 | 20.756 |  | 2623 | 472.0116 | 531.985 | 432.5775 |  | 2623 | 0.01027% | 0.01129% | 0.008958% | 0.009272% | 0.01191% | 0.01037% |  | 2623 | 0.01129% | 0.008958% | 2623 | 5984 | 0.01187% | 8480 | 0.01204% | 0.01195% |  | 2623 | 0.01191% | 0.01037% | 0.01114% |  | 2623 | 1410 | 0.01195% | 0.01003%
| Apr | 20 | 8 | 2624 | 473.3381 | 545.1744 | 463.5359 | 0.0101% | 0.0111% | 0.009217% | 0.01185% | 3156 | 0.01201% | 0.01193% |  | 8.4828 | 23.7286 | 20.7596 |  | 2624 | 464.8553 | 521.4459 | 442.7764 |  | 2624 | 0.01012% | 0.01107% | 0.009169% | 0.009272% | 0.01191% | 0.01038% |  | 2624 | 0.01107% | 0.009169% | 2624 | 3936 | 0.01187% | 5481 | 0.01204% | 0.01195% |  | 2624 | 0.01191% | 0.01038% | 0.01114% |  | 2624 | 3156 | 0.01195% | 0.01173%
| Apr | 20 | 9 | 2625 | 465.9816 | 530.0558 | 463.4703 | 0.009945% | 0.01079% | 0.009216% | 0.01185% | 8249 | 0.01201% | 0.01193% |  | 8.4829 | 23.7294 | 20.7632 |  | 2625 | 457.4987 | 506.3264 | 442.7071 |  | 2625 | 0.009959% | 0.01075% | 0.009168% | 0.009272% | 0.01191% | 0.01038% |  | 2625 | 0.01075% | 0.009168% | 2625 | 5673 | 0.01187% | 739 | 0.01204% | 0.01195% |  | 2625 | 0.01191% | 0.01038% | 0.01114% |  | 2625 | 8249 | 0.01195% | 0.01139%
| Apr | 20 | 10 | 2626 | 457.2594 | 526.8254 | 459.635 | 0.009759% | 0.01073% | 0.00914% | 0.01185% | 4638 | 0.01201% | 0.01193% |  | 8.483 | 23.7302 | 20.7668 |  | 2626 | 448.7764 | 503.0952 | 438.8682 |  | 2626 | 0.009769% | 0.01068% | 0.009088% | 0.009272% | 0.01191% | 0.01038% |  | 2626 | 0.01068% | 0.009088% | 2626 | 2946 | 0.01187% | 5431 | 0.01204% | 0.01195% |  | 2626 | 0.01191% | 0.01038% | 0.01114% |  | 2626 | 4638 | 0.01195% | 0.01271%
| Apr | 20 | 11 | 2627 | 454.3934 | 529.8975 | 456.4749 | 0.009698% | 0.01079% | 0.009077% | 0.01185% | 5160 | 0.01201% | 0.01193% |  | 8.4831 | 23.731 | 20.7704 |  | 2627 | 445.9103 | 506.1666 | 435.7045 |  | 2627 | 0.009707% | 0.01074% | 0.009023% | 0.009272% | 0.01191% | 0.01038% |  | 2627 | 0.01074% | 0.009023% | 2627 | 752 | 0.01187% | 8215 | 0.01204% | 0.01195% |  | 2627 | 0.01191% | 0.01038% | 0.01114% |  | 2627 | 5160 | 0.01195% | 0.01259%
| Apr | 20 | 12 | 2628 | 452.5636 | 523.2319 | 452.4239 | 0.009659% | 0.01065% | 0.008996% | 0.01185% | 1317 | 0.01201% | 0.01193% |  | 8.4832 | 23.7317 | 20.774 |  | 2628 | 444.0803 | 499.5002 | 431.6499 |  | 2628 | 0.009667% | 0.0106% | 0.008939% | 0.009272% | 0.01191% | 0.01038% |  | 2628 | 0.0106% | 0.008939% | 2628 | 3493 | 0.01187% | 3789 | 0.01203% | 0.01195% |  | 2628 | 0.01191% | 0.01038% | 0.01115% |  | 2628 | 1317 | 0.01195% | 0.009951%
| Apr | 20 | 13 | 2629 | 447.1654 | 522.1613 | 449.9764 | 0.009544% | 0.01063% | 0.008948% | 0.01185% | 4924 | 0.01201% | 0.01193% |  | 8.4834 | 23.7325 | 20.7777 |  | 2629 | 438.682 | 498.4288 | 429.1988 |  | 2629 | 0.009549% | 0.01058% | 0.008888% | 0.009272% | 0.01191% | 0.01038% |  | 2629 | 0.01058% | 0.008888% | 2629 | 4877 | 0.01187% | 3156 | 0.01203% | 0.01195% |  | 2629 | 0.01191% | 0.01038% | 0.01115% |  | 2629 | 4924 | 0.01195% | 0.01267%
| Apr | 20 | 14 | 2630 | 445.135 | 521.3142 | 445.2691 | 0.0095% | 0.01062% | 0.008854% | 0.01184% | 8056 | 0.012% | 0.01192% |  | 8.4835 | 23.7333 | 20.7813 |  | 2630 | 436.6515 | 497.5808 | 424.4878 |  | 2630 | 0.009505% | 0.01056% | 0.00879% | 0.009273% | 0.01191% | 0.01039% |  | 2630 | 0.01056% | 0.00879% | 2630 | 8228 | 0.01187% | 3813 | 0.01203% | 0.01195% |  | 2630 | 0.01191% | 0.01039% | 0.01115% |  | 2630 | 8056 | 0.01195% | 0.01153%
| Apr | 20 | 15 | 2631 | 442.0458 | 523.716 | 444.9034 | 0.009435% | 0.01066% | 0.008847% | 0.01184% | 3054 | 0.012% | 0.01192% |  | 8.4836 | 23.7341 | 20.7849 |  | 2631 | 433.5622 | 499.9819 | 424.1185 |  | 2631 | 0.009438% | 0.01061% | 0.008783% | 0.009273% | 0.01191% | 0.01039% |  | 2631 | 0.01061% | 0.008783% | 2631 | 6305 | 0.01186% | 1219 | 0.01203% | 0.01195% |  | 2631 | 0.01191% | 0.01039% | 0.01115% |  | 2631 | 3054 | 0.01195% | 0.01161%
| Apr | 20 | 16 | 2632 | 438.3854 | 521.0628 | 444.2188 | 0.009356% | 0.01061% | 0.008833% | 0.01184% | 1043 | 0.012% | 0.01192% |  | 8.4837 | 23.7349 | 20.7885 |  | 2632 | 429.9017 | 497.3279 | 423.4303 |  | 2632 | 0.009358% | 0.01056% | 0.008769% | 0.009273% | 0.01191% | 0.01039% |  | 2632 | 0.01056% | 0.008769% | 2632 | 3855 | 0.01186% | 4853 | 0.01203% | 0.01195% |  | 2632 | 0.01191% | 0.01039% | 0.01115% |  | 2632 | 1043 | 0.01195% | 0.009716%
| Apr | 20 | 17 | 2633 | 438.2164 | 521.7517 | 444.2657 | 0.009353% | 0.01062% | 0.008834% | 0.01184% | 4371 | 0.012% | 0.01192% |  | 8.4838 | 23.7357 | 20.7921 |  | 2633 | 429.7326 | 498.016 | 423.4736 |  | 2633 | 0.009354% | 0.01057% | 0.008769% | 0.009273% | 0.01191% | 0.01039% |  | 2633 | 0.01057% | 0.008769% | 2633 | 1266 | 0.01186% | 8080 | 0.01203% | 0.01195% |  | 2633 | 0.01191% | 0.01039% | 0.01115% |  | 2633 | 4371 | 0.01195% | 0.01267%
| Apr | 20 | 18 | 2634 | 441.5465 | 521.9844 | 444.3782 | 0.009424% | 0.01063% | 0.008836% | 0.01184% | 1760 | 0.012% | 0.01192% |  | 8.484 | 23.7365 | 20.7958 |  | 2634 | 433.0625 | 498.248 | 423.5825 |  | 2634 | 0.009427% | 0.01058% | 0.008772% | 0.009273% | 0.01191% | 0.01039% |  | 2634 | 0.01058% | 0.008772% | 2634 | 223 | 0.01186% | 1343 | 0.01203% | 0.01195% |  | 2634 | 0.01191% | 0.01039% | 0.01115% |  | 2634 | 1760 | 0.01195% | 0.01032%
| Apr | 20 | 19 | 2635 | 442.29 | 524.2839 | 441.0024 | 0.00944% | 0.01068% | 0.008769% | 0.01184% | 3032 | 0.012% | 0.01192% |  | 8.4841 | 23.7373 | 20.7994 |  | 2635 | 433.8059 | 500.5466 | 420.203 |  | 2635 | 0.009443% | 0.01062% | 0.008702% | 0.009273% | 0.01191% | 0.0104% |  | 2635 | 0.01062% | 0.008702% | 2635 | 4180 | 0.01186% | 297 | 0.01203% | 0.01195% |  | 2635 | 0.01191% | 0.0104% | 0.01115% |  | 2635 | 3032 | 0.01195% | 0.01159%
| Apr | 20 | 20 | 2636 | 453.6813 | 529.5624 | 446.6569 | 0.009683% | 0.01078% | 0.008882% | 0.01184% | 352 | 0.012% | 0.01192% |  | 8.4842 | 23.7381 | 20.803 |  | 2636 | 445.1972 | 505.8243 | 425.8539 |  | 2636 | 0.009691% | 0.01074% | 0.008819% | 0.009273% | 0.01191% | 0.0104% |  | 2636 | 0.01074% | 0.008819% | 2636 | 6067 | 0.01186% | 5285 | 0.01203% | 0.01195% |  | 2636 | 0.01191% | 0.0104% | 0.01115% |  | 2636 | 352 | 0.01195% | 0.009255%
| Apr | 20 | 21 | 2637 | 450.8958 | 523.9953 | 443.478 | 0.009623% | 0.01067% | 0.008818% | 0.01184% | 325 | 0.012% | 0.01192% |  | 8.4843 | 23.7389 | 20.8067 |  | 2637 | 442.4115 | 500.2564 | 422.6714 |  | 2637 | 0.00963% | 0.01062% | 0.008753% | 0.009273% | 0.01191% | 0.0104% |  | 2637 | 0.01062% | 0.008753% | 2637 | 5451 | 0.01186% | 6968 | 0.01203% | 0.01195% |  | 2637 | 0.01191% | 0.0104% | 0.01116% |  | 2637 | 325 | 0.01195% | 0.009242%
| Apr | 20 | 22 | 2638 | 436.189 | 510.6175 | 434.8416 | 0.00931% | 0.0104% | 0.008647% | 0.01184% | 4486 | 0.012% | 0.01192% |  | 8.4844 | 23.7396 | 20.8103 |  | 2638 | 427.7045 | 486.8779 | 414.0313 |  | 2638 | 0.00931% | 0.01033% | 0.008574% | 0.009274% | 0.01191% | 0.0104% |  | 2638 | 0.01033% | 0.008574% | 2638 | 3574 | 0.01186% | 8217 | 0.01203% | 0.01195% |  | 2638 | 0.01191% | 0.0104% | 0.01116% |  | 2638 | 4486 | 0.01195% | 0.01269%
| Apr | 20 | 23 | 2639 | 425.2922 | 499.8278 | 428.0993 | 0.009077% | 0.01018% | 0.008513% | 0.01184% | 5209 | 0.012% | 0.01192% |  | 8.4846 | 23.7404 | 20.8139 |  | 2639 | 416.8076 | 476.0874 | 407.2854 |  | 2639 | 0.009073% | 0.0101% | 0.008434% | 0.009274% | 0.01191% | 0.0104% |  | 2639 | 0.0101% | 0.008434% | 2639 | 1247 | 0.01186% | 925 | 0.01203% | 0.01195% |  | 2639 | 0.01191% | 0.0104% | 0.01116% |  | 2639 | 5209 | 0.01195% | 0.01257%
| Apr | 21 | 0 | 2640 | 424.5264 | 492.7246 | 425.2487 | 0.009061% | 0.01003% | 0.008456% | 0.01184% | 1247 | 0.012% | 0.01192% |  | 8.4847 | 23.7412 | 20.8176 |  | 2640 | 416.0417 | 468.9834 | 404.4311 |  | 2640 | 0.009056% | 0.009954% | 0.008375% | 0.009274% | 0.01191% | 0.0104% |  | 2640 | 0.009954% | 0.008375% | 2640 | 2964 | 0.01186% | 3801 | 0.01203% | 0.01194% |  | 2640 | 0.01191% | 0.0104% | 0.01116% |  | 2640 | 1247 | 0.01194% | 0.00989%
| Apr | 21 | 1 | 2641 | 428.9756 | 490.6579 | 426.7959 | 0.009156% | 0.009991% | 0.008487% | 0.01184% | 1442 | 0.012% | 0.01192% |  | 8.4848 | 23.742 | 20.8212 |  | 2641 | 420.4908 | 466.9159 | 405.9747 |  | 2641 | 0.009153% | 0.00991% | 0.008407% | 0.009274% | 0.01191% | 0.01041% |  | 2641 | 0.00991% | 0.008407% | 2641 | 3692 | 0.01186% | 1536 | 0.01203% | 0.01194% |  | 2641 | 0.01191% | 0.01041% | 0.01116% |  | 2641 | 1442 | 0.01194% | 0.01006%
| Apr | 21 | 2 | 2642 | 436.4797 | 488.163 | 428.2869 | 0.009316% | 0.009941% | 0.008516% | 0.01184% | 8337 | 0.012% | 0.01192% |  | 8.4849 | 23.7428 | 20.8248 |  | 2642 | 427.9948 | 464.4202 | 407.462 |  | 2642 | 0.009317% | 0.009857% | 0.008438% | 0.009274% | 0.01191% | 0.01041% |  | 2642 | 0.009857% | 0.008438% | 2642 | 3559 | 0.01186% | 1076 | 0.01203% | 0.01194% |  | 2642 | 0.01191% | 0.01041% | 0.01116% |  | 2642 | 8337 | 0.01194% | 0.01132%
| Apr | 21 | 3 | 2643 | 441.302 | 490.4345 | 429.5341 | 0.009419% | 0.009987% | 0.008541% | 0.01184% | 7937 | 0.012% | 0.01192% |  | 8.4851 | 23.7436 | 20.8285 |  | 2643 | 432.8169 | 466.6909 | 408.7056 |  | 2643 | 0.009422% | 0.009905% | 0.008464% | 0.009274% | 0.01191% | 0.01041% |  | 2643 | 0.009905% | 0.008464% | 2643 | 2947 | 0.01186% | 5507 | 0.01203% | 0.01194% |  | 2643 | 0.01191% | 0.01041% | 0.01116% |  | 2643 | 7937 | 0.01194% | 0.01161%
| Apr | 21 | 4 | 2644 | 453.5059 | 496.2064 | 435.1979 | 0.009679% | 0.0101% | 0.008654% | 0.01184% | 7835 | 0.012% | 0.01192% |  | 8.4852 | 23.7444 | 20.8321 |  | 2644 | 445.0207 | 472.462 | 414.3658 |  | 2644 | 0.009687% | 0.01003% | 0.008581% | 0.009274% | 0.01191% | 0.01041% |  | 2644 | 0.01003% | 0.008581% | 2644 | 3853 | 0.01186% | 1587 | 0.01203% | 0.01194% |  | 2644 | 0.01191% | 0.01041% | 0.01116% |  | 2644 | 7835 | 0.01194% | 0.01167%
| Apr | 21 | 5 | 2645 | 477.277 | 507.6292 | 442.8122 | 0.01019% | 0.01034% | 0.008805% | 0.01184% | 4753 | 0.012% | 0.01192% |  | 8.4853 | 23.7452 | 20.8358 |  | 2645 | 468.7917 | 483.884 | 421.9765 |  | 2645 | 0.0102% | 0.01027% | 0.008738% | 0.009275% | 0.01191% | 0.01041% |  | 2645 | 0.01027% | 0.008738% | 2645 | 3498 | 0.01186% | 536 | 0.01203% | 0.01194% |  | 2645 | 0.01191% | 0.01041% | 0.01116% |  | 2645 | 4753 | 0.01194% | 0.01271%
| Apr | 21 | 6 | 2646 | 495.4705 | 515.3095 | 450.736 | 0.01057% | 0.01049% | 0.008963% | 0.01184% | 7244 | 0.012% | 0.01192% |  | 8.4855 | 23.7459 | 20.8394 |  | 2646 | 486.9851 | 491.5636 | 429.8966 |  | 2646 | 0.0106% | 0.01043% | 0.008902% | 0.009275% | 0.01192% | 0.01042% |  | 2646 | 0.01043% | 0.008902% | 2646 | 5675 | 0.01186% | 5142 | 0.01203% | 0.01194% |  | 2646 | 0.01192% | 0.01042% | 0.01117% |  | 2646 | 7244 | 0.01194% | 0.01189%
| Apr | 21 | 7 | 2647 | 494.7602 | 526.0341 | 454.5807 | 0.01056% | 0.01071% | 0.009039% | 0.01184% | 5568 | 0.012% | 0.01192% |  | 8.4856 | 23.7467 | 20.843 |  | 2647 | 486.2746 | 502.2874 | 433.7376 |  | 2647 | 0.01059% | 0.01066% | 0.008982% | 0.009275% | 0.01192% | 0.01042% |  | 2647 | 0.01066% | 0.008982% | 2647 | 1260 | 0.01186% | 4655 | 0.01203% | 0.01194% |  | 2647 | 0.01192% | 0.01042% | 0.01117% |  | 2647 | 5568 | 0.01194% | 0.01238%
| Apr | 21 | 8 | 2648 | 482.7104 | 531.1729 | 453.2491 | 0.0103% | 0.01082% | 0.009013% | 0.01184% | 7938 | 0.012% | 0.01192% |  | 8.4857 | 23.7475 | 20.8467 |  | 2648 | 474.2247 | 507.4254 | 432.4024 |  | 2648 | 0.01032% | 0.01077% | 0.008954% | 0.009275% | 0.01192% | 0.01042% |  | 2648 | 0.01077% | 0.008954% | 2648 | 6989 | 0.01186% | 35 | 0.01203% | 0.01194% |  | 2648 | 0.01192% | 0.01042% | 0.01117% |  | 2648 | 7938 | 0.01194% | 0.01161%
| Apr | 21 | 9 | 2649 | 474.1796 | 529.9627 | 447.4821 | 0.01012% | 0.01079% | 0.008898% | 0.01184% | 1062 | 0.012% | 0.01192% |  | 8.4858 | 23.7483 | 20.8503 |  | 2649 | 465.6938 | 506.2144 | 426.6318 |  | 2649 | 0.01014% | 0.01074% | 0.008835% | 0.009275% | 0.01192% | 0.01042% |  | 2649 | 0.01074% | 0.008835% | 2649 | 7577 | 0.01186% | 4131 | 0.01203% | 0.01194% |  | 2649 | 0.01192% | 0.01042% | 0.01117% |  | 2649 | 1062 | 0.01194% | 0.009732%
| Apr | 21 | 10 | 2650 | 468.5187 | 526.9371 | 445.1097 | 0.01% | 0.01073% | 0.008851% | 0.01184% | 4923 | 0.012% | 0.01192% |  | 8.486 | 23.7491 | 20.854 |  | 2650 | 460.0328 | 503.188 | 424.2557 |  | 2650 | 0.01001% | 0.01068% | 0.008786% | 0.009275% | 0.01192% | 0.01042% |  | 2650 | 0.01068% | 0.008786% | 2650 | 1250 | 0.01186% | 709 | 0.01203% | 0.01194% |  | 2650 | 0.01192% | 0.01042% | 0.01117% |  | 2650 | 4923 | 0.01194% | 0.01268%
| Apr | 21 | 11 | 2651 | 465.3357 | 523.2319 | 443.1779 | 0.009932% | 0.01065% | 0.008812% | 0.01184% | 328 | 0.01199% | 0.01192% |  | 8.4861 | 23.7499 | 20.8576 |  | 2651 | 456.8495 | 499.482 | 422.3203 |  | 2651 | 0.009945% | 0.0106% | 0.008746% | 0.009275% | 0.01192% | 0.01042% |  | 2651 | 0.0106% | 0.008746% | 2651 | 8135 | 0.01186% | 7915 | 0.01203% | 0.01194% |  | 2651 | 0.01192% | 0.01042% | 0.01117% |  | 2651 | 328 | 0.01194% | 0.009244%
| Apr | 21 | 12 | 2652 | 463.5087 | 519.9922 | 440.843 | 0.009893% | 0.01059% | 0.008766% | 0.01184% | 1539 | 0.01199% | 0.01192% |  | 8.4862 | 23.7507 | 20.8612 |  | 2652 | 455.0225 | 496.2415 | 419.9818 |  | 2652 | 0.009905% | 0.01053% | 0.008697% | 0.009276% | 0.01192% | 0.01043% |  | 2652 | 0.01053% | 0.008697% | 2652 | 8346 | 0.01186% | 5741 | 0.01203% | 0.01194% |  | 2652 | 0.01192% | 0.01043% | 0.01117% |  | 2652 | 1539 | 0.01194% | 0.01014%
| Apr | 21 | 13 | 2653 | 457.6657 | 513.2242 | 438.5831 | 0.009768% | 0.01045% | 0.008721% | 0.01184% | 5551 | 0.01199% | 0.01192% |  | 8.4864 | 23.7515 | 20.8649 |  | 2653 | 449.1793 | 489.4727 | 417.7182 |  | 2653 | 0.009778% | 0.01039% | 0.00865% | 0.009276% | 0.01192% | 0.01043% |  | 2653 | 0.01039% | 0.00865% | 2653 | 3525 | 0.01185% | 5517 | 0.01202% | 0.01194% |  | 2653 | 0.01192% | 0.01043% | 0.01117% |  | 2653 | 5551 | 0.01194% | 0.01239%
| Apr | 21 | 14 | 2654 | 453.2805 | 510.9713 | 434.1008 | 0.009674% | 0.01041% | 0.008632% | 0.01184% | 6583 | 0.01199% | 0.01191% |  | 8.4865 | 23.7522 | 20.8685 |  | 2654 | 444.794 | 487.2191 | 413.2323 |  | 2654 | 0.009682% | 0.01034% | 0.008557% | 0.009276% | 0.01192% | 0.01043% |  | 2654 | 0.01034% | 0.008557% | 2654 | 6134 | 0.01185% | 8441 | 0.01202% | 0.01194% |  | 2654 | 0.01192% | 0.01043% | 0.01117% |  | 2654 | 6583 | 0.01194% | 0.01199%
| Apr | 21 | 15 | 2655 | 460.3505 | 510.3569 | 432.0753 | 0.009825% | 0.01039% | 0.008592% | 0.01184% | 4439 | 0.01199% | 0.01191% |  | 8.4866 | 23.753 | 20.8722 |  | 2655 | 451.8638 | 486.6038 | 411.2031 |  | 2655 | 0.009836% | 0.01033% | 0.008515% | 0.009276% | 0.01192% | 0.01043% |  | 2655 | 0.01033% | 0.008515% | 2655 | 1029 | 0.01185% | 1552 | 0.01202% | 0.01194% |  | 2655 | 0.01192% | 0.01043% | 0.01118% |  | 2655 | 4439 | 0.01194% | 0.01268%
| Apr | 21 | 16 | 2656 | 459.2318 | 513.699 | 430.303 | 0.009801% | 0.01046% | 0.008556% | 0.01184% | 1416 | 0.01199% | 0.01191% |  | 8.4868 | 23.7538 | 20.8758 |  | 2656 | 450.745 | 489.9452 | 409.4272 |  | 2656 | 0.009812% | 0.0104% | 0.008479% | 0.009276% | 0.01192% | 0.01043% |  | 2656 | 0.0104% | 0.008479% | 2656 | 5497 | 0.01185% | 298 | 0.01202% | 0.01194% |  | 2656 | 0.01192% | 0.01043% | 0.01118% |  | 2656 | 1416 | 0.01194% | 0.01004%
| Apr | 21 | 17 | 2657 | 456.1395 | 517.0783 | 431.9159 | 0.009735% | 0.01053% | 0.008588% | 0.01183% | 4947 | 0.01199% | 0.01191% |  | 8.4869 | 23.7546 | 20.8794 |  | 2657 | 447.6526 | 493.3237 | 411.0364 |  | 2657 | 0.009744% | 0.01047% | 0.008512% | 0.009276% | 0.01192% | 0.01044% |  | 2657 | 0.01047% | 0.008512% | 2657 | 6422 | 0.01185% | 5787 | 0.01202% | 0.01194% |  | 2657 | 0.01192% | 0.01044% | 0.01118% |  | 2657 | 4947 | 0.01194% | 0.01267%
| Apr | 21 | 18 | 2658 | 453.4929 | 517.0597 | 434.1383 | 0.009679% | 0.01053% | 0.008633% | 0.01183% | 8338 | 0.01199% | 0.01191% |  | 8.4871 | 23.7554 | 20.8831 |  | 2658 | 445.0058 | 493.3043 | 413.2552 |  | 2658 | 0.009687% | 0.01047% | 0.008558% | 0.009276% | 0.01192% | 0.01044% |  | 2658 | 0.01047% | 0.008558% | 2658 | 1238 | 0.01185% | 1504 | 0.01202% | 0.01194% |  | 2658 | 0.01192% | 0.01044% | 0.01118% |  | 2658 | 8338 | 0.01194% | 0.01132%
| Apr | 21 | 19 | 2659 | 453.4551 | 518.9309 | 437.0265 | 0.009678% | 0.01057% | 0.00869% | 0.01183% | 6110 | 0.01199% | 0.01191% |  | 8.4872 | 23.7562 | 20.8867 |  | 2659 | 444.9679 | 495.1748 | 416.1398 |  | 2659 | 0.009686% | 0.01051% | 0.008618% | 0.009277% | 0.01192% | 0.01044% |  | 2659 | 0.01051% | 0.008618% | 2659 | 8272 | 0.01185% | 731 | 0.01202% | 0.01194% |  | 2659 | 0.01192% | 0.01044% | 0.01118% |  | 2659 | 6110 | 0.01194% | 0.01212%
| Apr | 21 | 20 | 2660 | 461.3776 | 525.0473 | 444.2657 | 0.009847% | 0.01069% | 0.008834% | 0.01183% | 8098 | 0.01199% | 0.01191% |  | 8.4873 | 23.757 | 20.8903 |  | 2660 | 452.8903 | 501.2903 | 423.3754 |  | 2660 | 0.009858% | 0.01064% | 0.008767% | 0.009277% | 0.01192% | 0.01044% |  | 2660 | 0.01064% | 0.008767% | 2660 | 3912 | 0.01185% | 5016 | 0.01202% | 0.01194% |  | 2660 | 0.01192% | 0.01044% | 0.01118% |  | 2660 | 8098 | 0.01194% | 0.0115%
| Apr | 21 | 21 | 2661 | 456.5918 | 524.6749 | 439.5208 | 0.009745% | 0.01068% | 0.00874% | 0.01183% | 1318 | 0.01199% | 0.01191% |  | 8.4875 | 23.7577 | 20.894 |  | 2661 | 448.1043 | 500.9172 | 418.6268 |  | 2661 | 0.009754% | 0.01063% | 0.008669% | 0.009277% | 0.01192% | 0.01044% |  | 2661 | 0.01063% | 0.008669% | 2661 | 31 | 0.01185% | 1670 | 0.01202% | 0.01194% |  | 2661 | 0.01192% | 0.01044% | 0.01118% |  | 2661 | 1318 | 0.01194% | 0.009952%
| Apr | 21 | 22 | 2662 | 446.7229 | 516.6687 | 426.6084 | 0.009534% | 0.01052% | 0.008483% | 0.01183% | 4757 | 0.01199% | 0.01191% |  | 8.4876 | 23.7585 | 20.8976 |  | 2662 | 438.2353 | 492.9102 | 405.7107 |  | 2662 | 0.009539% | 0.01046% | 0.008402% | 0.009277% | 0.01192% | 0.01044% |  | 2662 | 0.01046% | 0.008402% | 2662 | 84 | 0.01185% | 5638 | 0.01202% | 0.01194% |  | 2662 | 0.01192% | 0.01044% | 0.01118% |  | 2662 | 4757 | 0.01194% | 0.01271%
| Apr | 21 | 23 | 2663 | 434.8081 | 512.4701 | 415.9464 | 0.00928% | 0.01044% | 0.008271% | 0.01183% | 8077 | 0.01199% | 0.01191% |  | 8.4878 | 23.7593 | 20.9013 |  | 2663 | 426.3203 | 488.7108 | 395.0452 |  | 2663 | 0.00928% | 0.01037% | 0.008181% | 0.009277% | 0.01192% | 0.01045% |  | 2663 | 0.01037% | 0.008181% | 2663 | 3628 | 0.01185% | 5788 | 0.01202% | 0.01194% |  | 2663 | 0.01192% | 0.01045% | 0.01118% |  | 2663 | 8077 | 0.01194% | 0.01152%
| Apr | 22 | 0 | 2664 | 430.7635 | 511.5019 | 410.8733 | 0.009194% | 0.01042% | 0.00817% | 0.01183% | 5454 | 0.01199% | 0.01191% |  | 8.4879 | 23.7601 | 20.9049 |  | 2664 | 422.2756 | 487.7418 | 389.9684 |  | 2664 | 0.009192% | 0.01035% | 0.008076% | 0.009277% | 0.01192% | 0.01045% |  | 2664 | 0.01035% | 0.008076% | 2664 | 8219 | 0.01185% | 4305 | 0.01202% | 0.01193% |  | 2664 | 0.01192% | 0.01045% | 0.01119% |  | 2664 | 5454 | 0.01193% | 0.01245%
| Apr | 22 | 1 | 2665 | 428.1183 | 511.1109 | 412.1205 | 0.009137% | 0.01041% | 0.008195% | 0.01183% | 3418 | 0.01199% | 0.01191% |  | 8.488 | 23.7609 | 20.9085 |  | 2665 | 419.6303 | 487.35 | 391.212 |  | 2665 | 0.009134% | 0.01034% | 0.008101% | 0.009278% | 0.01192% | 0.01045% |  | 2665 | 0.01034% | 0.008101% | 2665 | 4351 | 0.01185% | 7914 | 0.01202% | 0.01193% |  | 2665 | 0.01192% | 0.01045% | 0.01119% |  | 2665 | 3418 | 0.01193% | 0.012%
| Apr | 22 | 2 | 2666 | 428.9685 | 514.6486 | 412.2518 | 0.009155% | 0.01048% | 0.008197% | 0.01183% | 5615 | 0.01199% | 0.01191% |  | 8.4882 | 23.7617 | 20.9122 |  | 2666 | 420.4803 | 490.8869 | 391.3396 |  | 2666 | 0.009153% | 0.01042% | 0.008104% | 0.009278% | 0.01192% | 0.01045% |  | 2666 | 0.01042% | 0.008104% | 2666 | 3246 | 0.01185% | 1071 | 0.01202% | 0.01193% |  | 2666 | 0.01192% | 0.01045% | 0.01119% |  | 2666 | 5615 | 0.01193% | 0.01236%
| Apr | 22 | 3 | 2667 | 430.2753 | 517.9441 | 415.9183 | 0.009183% | 0.01055% | 0.00827% | 0.01183% | 4447 | 0.01199% | 0.01191% |  | 8.4883 | 23.7625 | 20.9158 |  | 2667 | 421.787 | 494.1817 | 395.0025 |  | 2667 | 0.009181% | 0.01049% | 0.00818% | 0.009278% | 0.01192% | 0.01045% |  | 2667 | 0.01049% | 0.00818% | 2667 | 5679 | 0.01185% | 4012 | 0.01202% | 0.01193% |  | 2667 | 0.01192% | 0.01045% | 0.01119% |  | 2667 | 4447 | 0.01193% | 0.01269%
| Apr | 22 | 4 | 2668 | 435.0061 | 523.7719 | 430.725 | 0.009284% | 0.01067% | 0.008565% | 0.01183% | 4922 | 0.01199% | 0.01191% |  | 8.4885 | 23.7633 | 20.9194 |  | 2668 | 426.5176 | 500.0086 | 409.8055 |  | 2668 | 0.009284% | 0.01061% | 0.008486% | 0.009278% | 0.01192% | 0.01046% |  | 2668 | 0.01061% | 0.008486% | 2668 | 7548 | 0.01185% | 4664 | 0.01202% | 0.01193% |  | 2668 | 0.01192% | 0.01046% | 0.01119% |  | 2668 | 4922 | 0.01193% | 0.01268%
| Apr | 22 | 5 | 2669 | 447.035 | 534.4871 | 451.1299 | 0.009541% | 0.01088% | 0.008971% | 0.01183% | 5710 | 0.01199% | 0.01191% |  | 8.4886 | 23.764 | 20.9231 |  | 2669 | 438.5463 | 510.7231 | 430.2068 |  | 2669 | 0.009546% | 0.01084% | 0.008909% | 0.009278% | 0.01192% | 0.01046% |  | 2669 | 0.01084% | 0.008909% | 2669 | 3772 | 0.01185% | 8420 | 0.01202% | 0.01193% |  | 2669 | 0.01192% | 0.01046% | 0.01119% |  | 2669 | 5710 | 0.01193% | 0.0123%
| Apr | 22 | 6 | 2670 | 450.0761 | 537.2241 | 467.0993 | 0.009606% | 0.01094% | 0.009288% | 0.01183% | 8263 | 0.01199% | 0.01191% |  | 8.4888 | 23.7648 | 20.9267 |  | 2670 | 441.5874 | 513.4593 | 446.1726 |  | 2670 | 0.009612% | 0.0109% | 0.00924% | 0.009278% | 0.01192% | 0.01046% |  | 2670 | 0.0109% | 0.00924% | 2670 | 8670 | 0.01185% | 3013 | 0.01202% | 0.01193% |  | 2670 | 0.01192% | 0.01046% | 0.01119% |  | 2670 | 8263 | 0.01193% | 0.01138%
| Apr | 22 | 7 | 2671 | 452.7931 | 534.1054 | 476.3265 | 0.009664% | 0.01088% | 0.009472% | 0.01183% | 7473 | 0.01199% | 0.01191% |  | 8.4889 | 23.7656 | 20.9304 |  | 2671 | 444.3041 | 510.3398 | 455.3961 |  | 2671 | 0.009672% | 0.01083% | 0.009431% | 0.009278% | 0.01192% | 0.01046% |  | 2671 | 0.01083% | 0.009431% | 2671 | 5677 | 0.01185% | 8239 | 0.01202% | 0.01193% |  | 2671 | 0.01192% | 0.01046% | 0.01119% |  | 2671 | 7473 | 0.01193% | 0.01183%
| Apr | 22 | 8 | 2672 | 452.7765 | 531.9084 | 478.9521 | 0.009664% | 0.01083% | 0.009524% | 0.01183% | 5935 | 0.01199% | 0.01191% |  | 8.4891 | 23.7664 | 20.934 |  | 2672 | 444.2875 | 508.142 | 458.0181 |  | 2672 | 0.009671% | 0.01079% | 0.009485% | 0.009279% | 0.01193% | 0.01046% |  | 2672 | 0.01079% | 0.009485% | 2672 | 3916 | 0.01185% | 666 | 0.01202% | 0.01193% |  | 2672 | 0.01193% | 0.01046% | 0.01119% |  | 2672 | 5935 | 0.01193% | 0.01219%
| Apr | 22 | 9 | 2673 | 448.0911 | 524.3677 | 478.2582 | 0.009564% | 0.01068% | 0.00951% | 0.01183% | 4992 | 0.01199% | 0.01191% |  | 8.4892 | 23.7672 | 20.9376 |  | 2673 | 439.6019 | 500.6005 | 457.3206 |  | 2673 | 0.009569% | 0.01063% | 0.00947% | 0.009279% | 0.01193% | 0.01046% |  | 2673 | 0.01063% | 0.00947% | 2673 | 6014 | 0.01185% | 1659 | 0.01202% | 0.01193% |  | 2673 | 0.01193% | 0.01046% | 0.0112% |  | 2673 | 4992 | 0.01193% | 0.01265%
| Apr | 22 | 10 | 2674 | 443.3605 | 517.6276 | 477.2549 | 0.009463% | 0.01054% | 0.00949% | 0.01183% | 3155 | 0.01199% | 0.01191% |  | 8.4894 | 23.768 | 20.9413 |  | 2674 | 434.8711 | 493.8596 | 456.3136 |  | 2674 | 0.009466% | 0.01048% | 0.00945% | 0.009279% | 0.01193% | 0.01047% |  | 2674 | 0.01048% | 0.00945% | 2674 | 560 | 0.01185% | 4280 | 0.01202% | 0.01193% |  | 2674 | 0.01193% | 0.01047% | 0.0112% |  | 2674 | 3155 | 0.01193% | 0.01172%
| Apr | 22 | 11 | 2675 | 440.4216 | 509.1932 | 476.936 | 0.0094% | 0.01037% | 0.009484% | 0.01182% | 8398 | 0.01198% | 0.0119% |  | 8.4895 | 23.7688 | 20.9449 |  | 2675 | 431.9321 | 485.4244 | 455.9911 |  | 2675 | 0.009402% | 0.0103% | 0.009443% | 0.009279% | 0.01193% | 0.01047% |  | 2675 | 0.0103% | 0.009443% | 2675 | 6492 | 0.01185% | 3021 | 0.01202% | 0.01193% |  | 2675 | 0.01193% | 0.01047% | 0.0112% |  | 2675 | 8398 | 0.01193% | 0.01127%
| Apr | 22 | 12 | 2676 | 438.4969 | 502.8627 | 480.3587 | 0.009359% | 0.01024% | 0.009552% | 0.01182% | 5683 | 0.01198% | 0.0119% |  | 8.4897 | 23.7695 | 20.9485 |  | 2676 | 430.0072 | 479.0932 | 459.4102 |  | 2676 | 0.00936% | 0.01017% | 0.009514% | 0.009279% | 0.01193% | 0.01047% |  | 2676 | 0.01017% | 0.009514% | 2676 | 105 | 0.01184% | 7834 | 0.01201% | 0.01193% |  | 2676 | 0.01193% | 0.01047% | 0.0112% |  | 2676 | 5683 | 0.01193% | 0.01232%
| Apr | 22 | 13 | 2677 | 435.3434 | 497.1932 | 482.8156 | 0.009291% | 0.01012% | 0.009601% | 0.01182% | 6777 | 0.01198% | 0.0119% |  | 8.4898 | 23.7703 | 20.9522 |  | 2677 | 426.8536 | 473.4229 | 461.8634 |  | 2677 | 0.009292% | 0.01005% | 0.009564% | 0.009279% | 0.01193% | 0.01047% |  | 2677 | 0.01005% | 0.009564% | 2677 | 282 | 0.01184% | 3541 | 0.01201% | 0.01193% |  | 2677 | 0.01193% | 0.01047% | 0.0112% |  | 2677 | 6777 | 0.01193% | 0.01196%
| Apr | 22 | 14 | 2678 | 430.7022 | 493.1343 | 484.194 | 0.009192% | 0.01004% | 0.009628% | 0.01182% | 1440 | 0.01198% | 0.0119% |  | 8.49 | 23.7711 | 20.9558 |  | 2678 | 422.2122 | 469.3631 | 463.2382 |  | 2678 | 0.009191% | 0.009962% | 0.009593% | 0.00928% | 0.01193% | 0.01047% |  | 2678 | 0.009962% | 0.009593% | 2678 | 6303 | 0.01184% | 5765 | 0.01201% | 0.01193% |  | 2678 | 0.01193% | 0.01047% | 0.0112% |  | 2678 | 1440 | 0.01193% | 0.01006%
| Apr | 22 | 15 | 2679 | 426.6557 | 491.9985 | 489.9141 | 0.009106% | 0.01002% | 0.009742% | 0.01182% | 5761 | 0.01198% | 0.0119% |  | 8.4901 | 23.7719 | 20.9594 |  | 2679 | 418.1656 | 468.2266 | 468.9547 |  | 2679 | 0.009103% | 0.009938% | 0.009711% | 0.00928% | 0.01193% | 0.01048% |  | 2679 | 0.009938% | 0.009711% | 2679 | 7556 | 0.01184% | 4558 | 0.01201% | 0.01193% |  | 2679 | 0.01193% | 0.01048% | 0.0112% |  | 2679 | 5761 | 0.01193% | 0.01228%
| Apr | 22 | 16 | 2680 | 429.0228 | 492.6688 | 487.8605 | 0.009157% | 0.01003% | 0.009701% | 0.01182% | 416 | 0.01198% | 0.0119% |  | 8.4903 | 23.7727 | 20.9631 |  | 2680 | 420.5326 | 468.8961 | 466.8974 |  | 2680 | 0.009154% | 0.009952% | 0.009669% | 0.00928% | 0.01193% | 0.01048% |  | 2680 | 0.009952% | 0.009669% | 2680 | 5925 | 0.01184% | 3864 | 0.01201% | 0.01193% |  | 2680 | 0.01193% | 0.01048% | 0.0112% |  | 2680 | 416 | 0.01193% | 0.009286%
| Apr | 22 | 17 | 2681 | 429.5961 | 494.7634 | 492.3616 | 0.009169% | 0.01008% | 0.00979% | 0.01182% | 7939 | 0.01198% | 0.0119% |  | 8.4904 | 23.7735 | 20.9667 |  | 2681 | 421.1057 | 470.99 | 471.3949 |  | 2681 | 0.009167% | 0.009997% | 0.009762% | 0.00928% | 0.01193% | 0.01048% |  | 2681 | 0.009997% | 0.009762% | 2681 | 177 | 0.01184% | 3155 | 0.01201% | 0.01193% |  | 2681 | 0.01193% | 0.01048% | 0.0112% |  | 2681 | 7939 | 0.01193% | 0.01161%
| Apr | 22 | 18 | 2682 | 426.3032 | 496.253 | 497.4159 | 0.009099% | 0.01011% | 0.009891% | 0.01182% | 1570 | 0.01198% | 0.0119% |  | 8.4906 | 23.7743 | 20.9704 |  | 2682 | 417.8126 | 472.4787 | 476.4456 |  | 2682 | 0.009095% | 0.01003% | 0.009866% | 0.00928% | 0.01193% | 0.01048% |  | 2682 | 0.01003% | 0.009866% | 2682 | 7519 | 0.01184% | 1466 | 0.01201% | 0.01193% |  | 2682 | 0.01193% | 0.01048% | 0.01121% |  | 2682 | 1570 | 0.01193% | 0.01016%
| Apr | 22 | 19 | 2683 | 426.1069 | 498.5896 | 501.7295 | 0.009094% | 0.01015% | 0.009977% | 0.01182% | 4706 | 0.01198% | 0.0119% |  | 8.4907 | 23.775 | 20.974 |  | 2683 | 417.6162 | 474.8146 | 480.7555 |  | 2683 | 0.009091% | 0.01008% | 0.009956% | 0.00928% | 0.01193% | 0.01048% |  | 2683 | 0.01008% | 0.009956% | 2683 | 4467 | 0.01184% | 5372 | 0.01201% | 0.01193% |  | 2683 | 0.01193% | 0.01048% | 0.01121% |  | 2683 | 4706 | 0.01193% | 0.01271%
| Apr | 22 | 20 | 2684 | 430.6058 | 511.5578 | 505.0115 | 0.00919% | 0.01042% | 0.01004% | 0.01182% | 8241 | 0.01198% | 0.0119% |  | 8.4909 | 23.7758 | 20.9776 |  | 2684 | 422.1149 | 487.782 | 484.0339 |  | 2684 | 0.009189% | 0.01035% | 0.01002% | 0.009281% | 0.01193% | 0.01048% |  | 2684 | 0.01035% | 0.01002% | 2684 | 7788 | 0.01184% | 2934 | 0.01201% | 0.01192% |  | 2684 | 0.01193% | 0.01048% | 0.01121% |  | 2684 | 8241 | 0.01192% | 0.0114%
| Apr | 22 | 21 | 2685 | 430.2176 | 510.2917 | 494.8466 | 0.009182% | 0.01039% | 0.00984% | 0.01182% | 3013 | 0.01198% | 0.0119% |  | 8.491 | 23.7766 | 20.9813 |  | 2685 | 421.7266 | 486.5151 | 473.8653 |  | 2685 | 0.00918% | 0.01033% | 0.009813% | 0.009281% | 0.01193% | 0.01049% |  | 2685 | 0.01033% | 0.009813% | 2685 | 8646 | 0.01184% | 5988 | 0.01201% | 0.01192% |  | 2685 | 0.01193% | 0.01049% | 0.01121% |  | 2685 | 3013 | 0.01192% | 0.01157%
| Apr | 22 | 22 | 2686 | 423.4117 | 500.8239 | 478.0238 | 0.009037% | 0.0102% | 0.009505% | 0.01182% | 3670 | 0.01198% | 0.0119% |  | 8.4912 | 23.7774 | 20.9849 |  | 2686 | 414.9205 | 477.0465 | 457.0389 |  | 2686 | 0.009032% | 0.01013% | 0.009465% | 0.009281% | 0.01193% | 0.01049% |  | 2686 | 0.01013% | 0.009465% | 2686 | 3224 | 0.01184% | 7245 | 0.01201% | 0.01192% |  | 2686 | 0.01193% | 0.01049% | 0.01121% |  | 2686 | 3670 | 0.01192% | 0.01223%
| Apr | 22 | 23 | 2687 | 416.2207 | 492.4919 | 467.5775 | 0.008883% | 0.01003% | 0.009298% | 0.01182% | 3021 | 0.01198% | 0.0119% |  | 8.4914 | 23.7782 | 20.9885 |  | 2687 | 407.7294 | 468.7137 | 446.589 |  | 2687 | 0.008875% | 0.009948% | 0.009248% | 0.009281% | 0.01193% | 0.01049% |  | 2687 | 0.009948% | 0.009248% | 2687 | 1566 | 0.01184% | 4608 | 0.01201% | 0.01192% |  | 2687 | 0.01193% | 0.01049% | 0.01121% |  | 2687 | 3021 | 0.01192% | 0.01158%
| Apr | 23 | 0 | 2688 | 411.5199 | 490.8721 | 459.2037 | 0.008783% | 0.009996% | 0.009131% | 0.01182% | 3208 | 0.01198% | 0.0119% |  | 8.4915 | 23.779 | 20.9922 |  | 2688 | 403.0284 | 467.0931 | 438.2115 |  | 2688 | 0.008773% | 0.009914% | 0.009075% | 0.009281% | 0.01193% | 0.01049% |  | 2688 | 0.009914% | 0.009075% | 2688 | 1350 | 0.01184% | 370 | 0.01201% | 0.01192% |  | 2688 | 0.01193% | 0.01049% | 0.01121% |  | 2688 | 3208 | 0.01192% | 0.01178%
| Apr | 23 | 1 | 2689 | 411.5051 | 492.073 | 457.5158 | 0.008783% | 0.01002% | 0.009097% | 0.01182% | 3986 | 0.01198% | 0.0119% |  | 8.4917 | 23.7798 | 20.9958 |  | 2689 | 403.0134 | 468.2932 | 436.52 |  | 2689 | 0.008773% | 0.009939% | 0.00904% | 0.009281% | 0.01193% | 0.01049% |  | 2689 | 0.009939% | 0.00904% | 2689 | 3654 | 0.01184% | 4011 | 0.01201% | 0.01192% |  | 2689 | 0.01193% | 0.01049% | 0.01121% |  | 2689 | 3986 | 0.01192% | 0.01249%
| Apr | 23 | 2 | 2690 | 410.55 | 496.765 | 455.9685 | 0.008762% | 0.01012% | 0.009067% | 0.01182% | 6115 | 0.01198% | 0.0119% |  | 8.4918 | 23.7806 | 20.9994 |  | 2690 | 402.0581 | 472.9844 | 434.9691 |  | 2690 | 0.008752% | 0.01004% | 0.009008% | 0.009282% | 0.01193% | 0.0105% |  | 2690 | 0.01004% | 0.009008% | 2690 | 5616 | 0.01184% | 1618 | 0.01201% | 0.01192% |  | 2690 | 0.01193% | 0.0105% | 0.01121% |  | 2690 | 6115 | 0.01192% | 0.01211%
| Apr | 23 | 3 | 2691 | 411.9059 | 506.3631 | 456.2873 | 0.008791% | 0.01031% | 0.009073% | 0.01181% | 4852 | 0.01198% | 0.0119% |  | 8.492 | 23.7813 | 21.0031 |  | 2691 | 403.4139 | 482.5817 | 435.2843 |  | 2691 | 0.008781% | 0.01024% | 0.009014% | 0.009282% | 0.01193% | 0.0105% |  | 2691 | 0.01024% | 0.009014% | 2691 | 1197 | 0.01183% | 8052 | 0.012% | 0.01192% |  | 2691 | 0.01193% | 0.0105% | 0.01122% |  | 2691 | 4852 | 0.01192% | 0.01269%
| Apr | 23 | 4 | 2692 | 416.751 | 519.9364 | 461.9981 | 0.008895% | 0.01059% | 0.009187% | 0.01181% | 5213 | 0.01198% | 0.0119% |  | 8.4922 | 23.7821 | 21.0067 |  | 2692 | 408.2589 | 496.1542 | 440.9914 |  | 2692 | 0.008887% | 0.01053% | 0.009132% | 0.009282% | 0.01193% | 0.0105% |  | 2692 | 0.01053% | 0.009132% | 2692 | 1305 | 0.01183% | 1301 | 0.012% | 0.01192% |  | 2692 | 0.01193% | 0.0105% | 0.01122% |  | 2692 | 5213 | 0.01192% | 0.01257%
| Apr | 23 | 5 | 2693 | 424.1963 | 539.8401 | 481.4371 | 0.009054% | 0.01099% | 0.009573% | 0.01181% | 4372 | 0.01198% | 0.01189% |  | 8.4923 | 23.7829 | 21.0103 |  | 2693 | 415.704 | 516.0572 | 460.4268 |  | 2693 | 0.009049% | 0.01095% | 0.009535% | 0.009282% | 0.01193% | 0.0105% |  | 2693 | 0.01095% | 0.009535% | 2693 | 8261 | 0.01183% | 668 | 0.012% | 0.01192% |  | 2693 | 0.01193% | 0.0105% | 0.01122% |  | 2693 | 4372 | 0.01192% | 0.01267%
| Apr | 23 | 6 | 2694 | 430.2057 | 556.1131 | 496.2625 | 0.009182% | 0.01132% | 0.009868% | 0.01181% | 179 | 0.01198% | 0.01189% |  | 8.4925 | 23.7837 | 21.014 |  | 2694 | 421.7132 | 532.3294 | 475.2486 |  | 2694 | 0.00918% | 0.0113% | 0.009842% | 0.009282% | 0.01193% | 0.0105% |  | 2694 | 0.0113% | 0.009842% | 2694 | 7555 | 0.01183% | 6740 | 0.012% | 0.01192% |  | 2694 | 0.01193% | 0.0105% | 0.01122% |  | 2694 | 179 | 0.01192% | 0.009184%
| Apr | 23 | 7 | 2695 | 437.226 | 560.1162 | 505.6491 | 0.009332% | 0.01141% | 0.01005% | 0.01181% | 5852 | 0.01198% | 0.01189% |  | 8.4926 | 23.7845 | 21.0176 |  | 2695 | 428.7333 | 536.3317 | 484.6315 |  | 2695 | 0.009333% | 0.01138% | 0.01004% | 0.009283% | 0.01193% | 0.0105% |  | 2695 | 0.01138% | 0.01004% | 2695 | 3372 | 0.01183% | 975 | 0.012% | 0.01192% |  | 2695 | 0.01193% | 0.0105% | 0.01122% |  | 2695 | 5852 | 0.01192% | 0.01223%
| Apr | 23 | 8 | 2696 | 440.0714 | 549.5778 | 507.0088 | 0.009392% | 0.01119% | 0.01008% | 0.01181% | 6582 | 0.01198% | 0.01189% |  | 8.4928 | 23.7853 | 21.0212 |  | 2696 | 431.5786 | 525.7926 | 485.9876 |  | 2696 | 0.009395% | 0.01116% | 0.01006% | 0.009283% | 0.01193% | 0.01051% |  | 2696 | 0.01116% | 0.01006% | 2696 | 1285 | 0.01183% | 8458 | 0.012% | 0.01192% |  | 2696 | 0.01193% | 0.01051% | 0.01122% |  | 2696 | 6582 | 0.01192% | 0.01199%
| Apr | 23 | 9 | 2697 | 437.295 | 542.8471 | 508.181 | 0.009333% | 0.01105% | 0.0101% | 0.01181% | 4708 | 0.01198% | 0.01189% |  | 8.493 | 23.7861 | 21.0249 |  | 2697 | 428.802 | 519.061 | 487.1561 |  | 2697 | 0.009334% | 0.01102% | 0.01009% | 0.009283% | 0.01194% | 0.01051% |  | 2697 | 0.01102% | 0.01009% | 2697 | 3990 | 0.01183% | 3208 | 0.012% | 0.01192% |  | 2697 | 0.01194% | 0.01051% | 0.01122% |  | 2697 | 4708 | 0.01192% | 0.01271%
| Apr | 23 | 10 | 2698 | 432.6236 | 537.1031 | 508.5373 | 0.009233% | 0.01094% | 0.01011% | 0.01181% | 8054 | 0.01197% | 0.01189% |  | 8.4931 | 23.7868 | 21.0285 |  | 2698 | 424.1305 | 513.3163 | 487.5088 |  | 2698 | 0.009232% | 0.0109% | 0.0101% | 0.009283% | 0.01194% | 0.01051% |  | 2698 | 0.0109% | 0.0101% | 2698 | 8526 | 0.01183% | 5957 | 0.012% | 0.01192% |  | 2698 | 0.01194% | 0.01051% | 0.01122% |  | 2698 | 8054 | 0.01192% | 0.01153%
| Apr | 23 | 11 | 2699 | 424.4519 | 532.9883 | 509.5782 | 0.009059% | 0.01085% | 0.01013% | 0.01181% | 5323 | 0.01197% | 0.01189% |  | 8.4933 | 23.7876 | 21.0321 |  | 2699 | 415.9586 | 509.2007 | 488.5461 |  | 2699 | 0.009055% | 0.01081% | 0.01012% | 0.009283% | 0.01194% | 0.01051% |  | 2699 | 0.01081% | 0.01012% | 2699 | 544 | 0.01183% | 8250 | 0.012% | 0.01191% |  | 2699 | 0.01194% | 0.01051% | 0.01122% |  | 2699 | 5323 | 0.01191% | 0.01252%
| Apr | 23 | 12 | 2700 | 421.3045 | 535.0922 | 511.4818 | 0.008992% | 0.0109% | 0.01017% | 0.01181% | 4369 | 0.01197% | 0.01189% |  | 8.4935 | 23.7884 | 21.0358 |  | 2700 | 412.811 | 511.3038 | 490.446 |  | 2700 | 0.008986% | 0.01085% | 0.01016% | 0.009283% | 0.01194% | 0.01051% |  | 2700 | 0.01085% | 0.01016% | 2700 | 5893 | 0.01183% | 4948 | 0.012% | 0.01191% |  | 2700 | 0.01194% | 0.01051% | 0.01123% |  | 2700 | 4369 | 0.01191% | 0.01267%
| Apr | 23 | 13 | 2701 | 418.5553 | 536.7493 | 511.9975 | 0.008933% | 0.01093% | 0.01018% | 0.01181% | 712 | 0.01197% | 0.01189% |  | 8.4936 | 23.7892 | 21.0394 |  | 2701 | 410.0617 | 512.9601 | 490.9581 |  | 2701 | 0.008926% | 0.01089% | 0.01017% | 0.009284% | 0.01194% | 0.01052% |  | 2701 | 0.01089% | 0.01017% | 2701 | 3492 | 0.01183% | 1475 | 0.012% | 0.01191% |  | 2701 | 0.01194% | 0.01052% | 0.01123% |  | 2701 | 712 | 0.01191% | 0.009466%
| Apr | 23 | 14 | 2702 | 415.9256 | 532.3552 | 516.6299 | 0.008877% | 0.01084% | 0.01027% | 0.01181% | 974 | 0.01197% | 0.01189% |  | 8.4938 | 23.79 | 21.043 |  | 2702 | 407.4318 | 508.5653 | 495.5869 |  | 2702 | 0.008869% | 0.01079% | 0.01026% | 0.009284% | 0.01194% | 0.01052% |  | 2702 | 0.01079% | 0.01026% | 2702 | 5425 | 0.01183% | 3773 | 0.012% | 0.01191% |  | 2702 | 0.01194% | 0.01052% | 0.01123% |  | 2702 | 974 | 0.01191% | 0.009661%
| Apr | 23 | 15 | 2703 | 414.7378 | 532.6904 | 522.3594 | 0.008852% | 0.01085% | 0.01039% | 0.01181% | 1204 | 0.01197% | 0.01189% |  | 8.494 | 23.7908 | 21.0467 |  | 2703 | 406.2438 | 508.8996 | 501.3127 |  | 2703 | 0.008843% | 0.0108% | 0.01038% | 0.009284% | 0.01194% | 0.01052% |  | 2703 | 0.0108% | 0.01038% | 2703 | 3239 | 0.01183% | 4781 | 0.012% | 0.01191% |  | 2703 | 0.01194% | 0.01052% | 0.01123% |  | 2703 | 1204 | 0.01191% | 0.009852%
| Apr | 23 | 16 | 2704 | 417.472 | 534.0123 | 520.3433 | 0.00891% | 0.01087% | 0.01035% | 0.01181% | 1709 | 0.01197% | 0.01189% |  | 8.4941 | 23.7916 | 21.0503 |  | 2704 | 408.9779 | 510.2208 | 499.293 |  | 2704 | 0.008903% | 0.01083% | 0.01034% | 0.009284% | 0.01194% | 0.01052% |  | 2704 | 0.01083% | 0.01034% | 2704 | 585 | 0.01183% | 8249 | 0.012% | 0.01191% |  | 2704 | 0.01194% | 0.01052% | 0.01123% |  | 2704 | 1709 | 0.01191% | 0.01028%
| Apr | 23 | 17 | 2705 | 421.1181 | 532.4949 | 520.6996 | 0.008988% | 0.01084% | 0.01035% | 0.01181% | 1669 | 0.01197% | 0.01189% |  | 8.4943 | 23.7923 | 21.0539 |  | 2705 | 412.6238 | 508.7025 | 499.6457 |  | 2705 | 0.008982% | 0.0108% | 0.01035% | 0.009284% | 0.01194% | 0.01052% |  | 2705 | 0.0108% | 0.01035% | 2705 | 5816 | 0.01183% | 5866 | 0.012% | 0.01191% |  | 2705 | 0.01194% | 0.01052% | 0.01123% |  | 2705 | 1669 | 0.01191% | 0.01024%
| Apr | 23 | 18 | 2706 | 423.5347 | 534.1892 | 519.0399 | 0.009039% | 0.01088% | 0.01032% | 0.01181% | 5284 | 0.01197% | 0.01189% |  | 8.4945 | 23.7931 | 21.0576 |  | 2706 | 415.0402 | 510.3961 | 497.9823 |  | 2706 | 0.009035% | 0.01083% | 0.01031% | 0.009285% | 0.01194% | 0.01052% |  | 2706 | 0.01083% | 0.01031% | 2706 | 7498 | 0.01183% | 4925 | 0.012% | 0.01191% |  | 2706 | 0.01194% | 0.01052% | 0.01123% |  | 2706 | 5284 | 0.01191% | 0.01254%
| Apr | 23 | 19 | 2707 | 428.3095 | 535.716 | 518.6929 | 0.009141% | 0.01091% | 0.01031% | 0.01181% | 1501 | 0.01197% | 0.01189% |  | 8.4947 | 23.7939 | 21.0612 |  | 2707 | 419.8148 | 511.9221 | 497.6317 |  | 2707 | 0.009138% | 0.01087% | 0.01031% | 0.009285% | 0.01194% | 0.01053% |  | 2707 | 0.01087% | 0.01031% | 2707 | 6068 | 0.01183% | 4705 | 0.012% | 0.01191% |  | 2707 | 0.01194% | 0.01053% | 0.01123% |  | 2707 | 1501 | 0.01191% | 0.01011%
| Apr | 23 | 20 | 2708 | 435.0828 | 539.9797 | 522.8376 | 0.009286% | 0.011% | 0.0104% | 0.01181% | 738 | 0.01197% | 0.01189% |  | 8.4948 | 23.7947 | 21.0648 |  | 2708 | 426.5879 | 516.185 | 501.7728 |  | 2708 | 0.009286% | 0.01096% | 0.01039% | 0.009285% | 0.01194% | 0.01053% |  | 2708 | 0.01096% | 0.01039% | 2708 | 8116 | 0.01183% | 3418 | 0.012% | 0.01191% |  | 2708 | 0.01194% | 0.01053% | 0.01123% |  | 2708 | 738 | 0.01191% | 0.009484%
| Apr | 23 | 21 | 2709 | 429.4988 | 531.7501 | 516.6487 | 0.009167% | 0.01083% | 0.01027% | 0.01181% | 5188 | 0.01197% | 0.01189% |  | 8.495 | 23.7955 | 21.0685 |  | 2709 | 421.0038 | 507.9546 | 495.5802 |  | 2709 | 0.009164% | 0.01078% | 0.01026% | 0.009285% | 0.01194% | 0.01053% |  | 2709 | 0.01078% | 0.01026% | 2709 | 3848 | 0.01183% | 223 | 0.012% | 0.01191% |  | 2709 | 0.01194% | 0.01053% | 0.01124% |  | 2709 | 5188 | 0.01191% | 0.01258%
| Apr | 23 | 22 | 2710 | 418.2747 | 516.0729 | 501.6169 | 0.008927% | 0.01051% | 0.009974% | 0.01181% | 4387 | 0.01197% | 0.01189% |  | 8.4952 | 23.7963 | 21.0721 |  | 2710 | 409.7795 | 492.2766 | 480.5448 |  | 2710 | 0.00892% | 0.01045% | 0.009951% | 0.009285% | 0.01194% | 0.01053% |  | 2710 | 0.01045% | 0.009951% | 2710 | 3854 | 0.01183% | 3031 | 0.012% | 0.01191% |  | 2710 | 0.01194% | 0.01053% | 0.01124% |  | 2710 | 4387 | 0.01191% | 0.01267%
| Apr | 23 | 23 | 2711 | 410.8257 | 506.2793 | 486.0507 | 0.008768% | 0.01031% | 0.009665% | 0.0118% | 8078 | 0.01197% | 0.01189% |  | 8.4953 | 23.7971 | 21.0757 |  | 2711 | 402.3303 | 482.4822 | 464.975 |  | 2711 | 0.008758% | 0.01024% | 0.009629% | 0.009286% | 0.01194% | 0.01053% |  | 2711 | 0.01024% | 0.009629% | 2711 | 7688 | 0.01182% | 8056 | 0.012% | 0.01191% |  | 2711 | 0.01194% | 0.01053% | 0.01124% |  | 2711 | 8078 | 0.01191% | 0.01152%
| Apr | 24 | 0 | 2712 | 406.1757 | 506.5772 | 479.993 | 0.008669% | 0.01032% | 0.009544% | 0.0118% | 3210 | 0.01197% | 0.01189% |  | 8.4955 | 23.7978 | 21.0794 |  | 2712 | 397.6801 | 482.7794 | 458.9136 |  | 2712 | 0.008657% | 0.01025% | 0.009503% | 0.009286% | 0.01194% | 0.01054% |  | 2712 | 0.01025% | 0.009503% | 2712 | 8457 | 0.01182% | 4522 | 0.012% | 0.01191% |  | 2712 | 0.01194% | 0.01054% | 0.01124% |  | 2712 | 3210 | 0.01191% | 0.01178%
| Apr | 24 | 1 | 2713 | 405.5242 | 505.2832 | 479.1303 | 0.008655% | 0.01029% | 0.009527% | 0.0118% | 2934 | 0.01197% | 0.01189% |  | 8.4957 | 23.7986 | 21.083 |  | 2713 | 397.0285 | 481.4846 | 458.0473 |  | 2713 | 0.008642% | 0.01022% | 0.009485% | 0.009286% | 0.01194% | 0.01054% |  | 2713 | 0.01022% | 0.009485% | 2713 | 3439 | 0.01182% | 6087 | 0.012% | 0.01191% |  | 2713 | 0.01194% | 0.01054% | 0.01124% |  | 2713 | 2934 | 0.01191% | 0.01148%
| Apr | 24 | 2 | 2714 | 408.0445 | 507.8247 | 477.6299 | 0.008709% | 0.01034% | 0.009497% | 0.0118% | 940 | 0.01197% | 0.01189% |  | 8.4959 | 23.7994 | 21.0866 |  | 2714 | 399.5486 | 484.0253 | 456.5433 |  | 2714 | 0.008697% | 0.01027% | 0.009454% | 0.009286% | 0.01194% | 0.01054% |  | 2714 | 0.01027% | 0.009454% | 2714 | 7757 | 0.01182% | 5185 | 0.012% | 0.01191% |  | 2714 | 0.01194% | 0.01054% | 0.01124% |  | 2714 | 940 | 0.01191% | 0.009634%
| Apr | 24 | 3 | 2715 | 411.0984 | 514.4903 | 478.7552 | 0.008774% | 0.01048% | 0.00952% | 0.0118% | 5973 | 0.01197% | 0.01189% |  | 8.496 | 23.8002 | 21.0903 |  | 2715 | 402.6024 | 490.6901 | 457.665 |  | 2715 | 0.008764% | 0.01041% | 0.009478% | 0.009286% | 0.01194% | 0.01054% |  | 2715 | 0.01041% | 0.009478% | 2715 | 6490 | 0.01182% | 4728 | 0.012% | 0.01191% |  | 2715 | 0.01194% | 0.01054% | 0.01124% |  | 2715 | 5973 | 0.01191% | 0.01217%
| Apr | 24 | 4 | 2716 | 419.71 | 525.2428 | 492.6523 | 0.008958% | 0.0107% | 0.009796% | 0.0118% | 976 | 0.01197% | 0.01189% |  | 8.4962 | 23.801 | 21.0939 |  | 2716 | 411.2137 | 501.4418 | 471.5584 |  | 2716 | 0.008951% | 0.01064% | 0.009765% | 0.009286% | 0.01194% | 0.01054% |  | 2716 | 0.01064% | 0.009765% | 2716 | 5428 | 0.01182% | 4151 | 0.01199% | 0.01191% |  | 2716 | 0.01194% | 0.01054% | 0.01124% |  | 2716 | 976 | 0.01191% | 0.009662%
| Apr | 24 | 5 | 2717 | 439.5926 | 544.7276 | 509.0531 | 0.009382% | 0.01109% | 0.01012% | 0.0118% | 6089 | 0.01197% | 0.01189% |  | 8.4964 | 23.8018 | 21.0975 |  | 2717 | 431.0962 | 520.9258 | 487.9556 |  | 2717 | 0.009384% | 0.01106% | 0.0101% | 0.009287% | 0.01194% | 0.01054% |  | 2717 | 0.01106% | 0.0101% | 2717 | 3771 | 0.01182% | 1156 | 0.01199% | 0.01191% |  | 2717 | 0.01194% | 0.01054% | 0.01124% |  | 2717 | 6089 | 0.01191% | 0.01212%
| Apr | 24 | 6 | 2718 | 452.853 | 560.8237 | 525.5383 | 0.009665% | 0.01142% | 0.01045% | 0.0118% | 1089 | 0.01197% | 0.01189% |  | 8.4966 | 23.8026 | 21.1012 |  | 2718 | 444.3564 | 537.0212 | 504.4371 |  | 2718 | 0.009673% | 0.0114% | 0.01045% | 0.009287% | 0.01194% | 0.01055% |  | 2718 | 0.0114% | 0.01045% | 2718 | 967 | 0.01182% | 5623 | 0.01199% | 0.01191% |  | 2718 | 0.01194% | 0.01055% | 0.01125% |  | 2718 | 1089 | 0.01191% | 0.009754%
| Apr | 24 | 7 | 2719 | 466.3064 | 559.7345 | 528.5015 | 0.009952% | 0.0114% | 0.01051% | 0.0118% | 6064 | 0.01197% | 0.01188% |  | 8.4968 | 23.8033 | 21.1048 |  | 2719 | 457.8096 | 535.9312 | 507.3967 |  | 2719 | 0.009966% | 0.01138% | 0.01051% | 0.009287% | 0.01194% | 0.01055% |  | 2719 | 0.01138% | 0.01051% | 2719 | 7510 | 0.01182% | 4132 | 0.01199% | 0.01191% |  | 2719 | 0.01194% | 0.01055% | 0.01125% |  | 2719 | 6064 | 0.01191% | 0.01213%
| Apr | 24 | 8 | 2720 | 466.6083 | 554.1767 | 523.1377 | 0.009959% | 0.01128% | 0.0104% | 0.0118% | 5139 | 0.01197% | 0.01188% |  | 8.4969 | 23.8041 | 21.1084 |  | 2720 | 458.1113 | 530.3726 | 502.0293 |  | 2720 | 0.009972% | 0.01126% | 0.0104% | 0.009287% | 0.01194% | 0.01055% |  | 2720 | 0.01126% | 0.0104% | 2720 | 8187 | 0.01182% | 5189 | 0.01199% | 0.01191% |  | 2720 | 0.01194% | 0.01055% | 0.01125% |  | 2720 | 5139 | 0.01191% | 0.0126%
| Apr | 24 | 9 | 2721 | 461.2502 | 544.1318 | 524.0285 | 0.009844% | 0.01108% | 0.01042% | 0.0118% | 5784 | 0.01197% | 0.01188% |  | 8.4971 | 23.8049 | 21.112 |  | 2721 | 452.7531 | 520.3269 | 502.9165 |  | 2721 | 0.009855% | 0.01104% | 0.01041% | 0.009287% | 0.01194% | 0.01055% |  | 2721 | 0.01104% | 0.01041% | 2721 | 5758 | 0.01182% | 4679 | 0.01199% | 0.01191% |  | 2721 | 0.01194% | 0.01055% | 0.01125% |  | 2721 | 5784 | 0.01191% | 0.01226%
| Apr | 24 | 10 | 2722 | 454.7842 | 541.8416 | 526.6542 | 0.009706% | 0.01103% | 0.01047% | 0.0118% | 1176 | 0.01196% | 0.01188% |  | 8.4973 | 23.8057 | 21.1157 |  | 2722 | 446.2869 | 518.0359 | 505.5385 |  | 2722 | 0.009715% | 0.011% | 0.01047% | 0.009288% | 0.01195% | 0.01055% |  | 2722 | 0.011% | 0.01047% | 2722 | 3600 | 0.01182% | 5260 | 0.01199% | 0.01191% |  | 2722 | 0.01195% | 0.01055% | 0.01125% |  | 2722 | 1176 | 0.01191% | 0.009828%
| Apr | 24 | 11 | 2723 | 452.9499 | 541.7485 | 525.4633 | 0.009667% | 0.01103% | 0.01045% | 0.0118% | 1513 | 0.01196% | 0.01188% |  | 8.4975 | 23.8065 | 21.1193 |  | 2723 | 444.4524 | 517.9421 | 504.344 |  | 2723 | 0.009675% | 0.01099% | 0.01044% | 0.009288% | 0.01195% | 0.01056% |  | 2723 | 0.01099% | 0.01044% | 2723 | 3517 | 0.01182% | 585 | 0.01199% | 0.0119% |  | 2723 | 0.01195% | 0.01056% | 0.01125% |  | 2723 | 1513 | 0.0119% | 0.01012%
| Apr | 24 | 12 | 2724 | 449.8175 | 545.1651 | 538.0382 | 0.0096% | 0.0111% | 0.0107% | 0.0118% | 4849 | 0.01196% | 0.01188% |  | 8.4977 | 23.8073 | 21.1229 |  | 2724 | 441.3198 | 521.3579 | 516.9152 |  | 2724 | 0.009607% | 0.01107% | 0.0107% | 0.009288% | 0.01195% | 0.01056% |  | 2724 | 0.01107% | 0.0107% | 2724 | 776 | 0.01182% | 5649 | 0.01199% | 0.0119% |  | 2724 | 0.01195% | 0.01056% | 0.01125% |  | 2724 | 4849 | 0.0119% | 0.01269%
| Apr | 24 | 13 | 2725 | 448.7491 | 549.3917 | 535.3469 | 0.009578% | 0.01119% | 0.01065% | 0.0118% | 7470 | 0.01196% | 0.01188% |  | 8.4979 | 23.8081 | 21.1266 |  | 2725 | 440.2513 | 525.5836 | 514.2203 |  | 2725 | 0.009583% | 0.01116% | 0.01065% | 0.009288% | 0.01195% | 0.01056% |  | 2725 | 0.01116% | 0.01065% | 2725 | 4424 | 0.01182% | 8337 | 0.01199% | 0.0119% |  | 2725 | 0.01195% | 0.01056% | 0.01125% |  | 2725 | 7470 | 0.0119% | 0.01183%
| Apr | 24 | 14 | 2726 | 447.9755 | 552.9479 | 536.3784 | 0.009561% | 0.01126% | 0.01067% | 0.0118% | 8336 | 0.01196% | 0.01188% |  | 8.498 | 23.8088 | 21.1302 |  | 2726 | 439.4775 | 529.1391 | 515.2482 |  | 2726 | 0.009567% | 0.01123% | 0.01067% | 0.009288% | 0.01195% | 0.01056% |  | 2726 | 0.01123% | 0.01067% | 2726 | 7571 | 0.01182% | 4463 | 0.01199% | 0.0119% |  | 2726 | 0.01195% | 0.01056% | 0.01125% |  | 2726 | 8336 | 0.0119% | 0.01132%
| Apr | 24 | 15 | 2727 | 444.9211 | 553.6461 | 538.3851 | 0.009496% | 0.01127% | 0.01071% | 0.0118% | 6065 | 0.01196% | 0.01188% |  | 8.4982 | 23.8096 | 21.1338 |  | 2727 | 436.4229 | 529.8365 | 517.2513 |  | 2727 | 0.0095% | 0.01125% | 0.01071% | 0.009289% | 0.01195% | 0.01056% |  | 2727 | 0.01125% | 0.01071% | 2727 | 7952 | 0.01182% | 1323 | 0.01199% | 0.0119% |  | 2727 | 0.01195% | 0.01056% | 0.01125% |  | 2727 | 6065 | 0.0119% | 0.01213%
| Apr | 24 | 16 | 2728 | 446.159 | 553.2737 | 538.8352 | 0.009522% | 0.01127% | 0.01071% | 0.0118% | 654 | 0.01196% | 0.01188% |  | 8.4984 | 23.8104 | 21.1375 |  | 2728 | 437.6606 | 529.4633 | 517.6978 |  | 2728 | 0.009527% | 0.01124% | 0.01072% | 0.009289% | 0.01195% | 0.01056% |  | 2728 | 0.01124% | 0.01072% | 2728 | 6931 | 0.01182% | 3210 | 0.01199% | 0.0119% |  | 2728 | 0.01195% | 0.01056% | 0.01126% |  | 2728 | 654 | 0.0119% | 0.009427%
| Apr | 24 | 17 | 2729 | 451.0761 | 554.7167 | 540.5044 | 0.009627% | 0.0113% | 0.01075% | 0.0118% | 3031 | 0.01196% | 0.01188% |  | 8.4986 | 23.8112 | 21.1411 |  | 2729 | 442.5775 | 530.9055 | 519.3633 |  | 2729 | 0.009634% | 0.01127% | 0.01076% | 0.009289% | 0.01195% | 0.01057% |  | 2729 | 0.01127% | 0.01076% | 2729 | 3891 | 0.01182% | 4949 | 0.01199% | 0.0119% |  | 2729 | 0.01195% | 0.01057% | 0.01126% |  | 2729 | 3031 | 0.0119% | 0.01159%
| Apr | 24 | 18 | 2730 | 452.5051 | 551.4956 | 540.9732 | 0.009658% | 0.01123% | 0.01076% | 0.0118% | 4756 | 0.01196% | 0.01188% |  | 8.4988 | 23.812 | 21.1447 |  | 2730 | 444.0063 | 527.6836 | 519.8285 |  | 2730 | 0.009665% | 0.0112% | 0.01076% | 0.009289% | 0.01195% | 0.01057% |  | 2730 | 0.0112% | 0.01076% | 2730 | 547 | 0.01182% | 1672 | 0.01199% | 0.0119% |  | 2730 | 0.01195% | 0.01057% | 0.01126% |  | 2730 | 4756 | 0.0119% | 0.01271%
| Apr | 24 | 19 | 2731 | 454.5348 | 548.861 | 541.8359 | 0.009701% | 0.01118% | 0.01077% | 0.0118% | 8055 | 0.01196% | 0.01188% |  | 8.499 | 23.8128 | 21.1484 |  | 2731 | 446.0359 | 525.0483 | 520.6876 |  | 2731 | 0.009709% | 0.01114% | 0.01078% | 0.009289% | 0.01195% | 0.01057% |  | 2731 | 0.01114% | 0.01078% | 2731 | 3888 | 0.01182% | 7937 | 0.01199% | 0.0119% |  | 2731 | 0.01195% | 0.01057% | 0.01126% |  | 2731 | 8055 | 0.0119% | 0.01153%
| Apr | 24 | 20 | 2732 | 461.426 | 553.7764 | 548.6626 | 0.009848% | 0.01128% | 0.01091% | 0.0118% | 7258 | 0.01196% | 0.01188% |  | 8.4992 | 23.8135 | 21.152 |  | 2732 | 452.9268 | 529.9629 | 527.5106 |  | 2732 | 0.009859% | 0.01125% | 0.01092% | 0.00929% | 0.01195% | 0.01057% |  | 2732 | 0.01125% | 0.01092% | 2732 | 6993 | 0.01181% | 4279 | 0.01199% | 0.0119% |  | 2732 | 0.01195% | 0.01057% | 0.01126% |  | 2732 | 7258 | 0.0119% | 0.01189%
| Apr | 24 | 21 | 2733 | 458.4485 | 518.7447 | 545.5024 | 0.009785% | 0.01056% | 0.01085% | 0.0118% | 1831 | 0.01196% | 0.01188% |  | 8.4994 | 23.8143 | 21.1556 |  | 2733 | 449.9491 | 494.9304 | 524.3468 |  | 2733 | 0.009794% | 0.0105% | 0.01086% | 0.00929% | 0.01195% | 0.01057% |  | 2733 | 0.0105% | 0.01086% | 2733 | 1086 | 0.01181% | 7835 | 0.01199% | 0.0119% |  | 2733 | 0.01195% | 0.01057% | 0.01126% |  | 2733 | 1831 | 0.0119% | 0.01038%
| Apr | 24 | 22 | 2734 | 449.6321 | 511.6881 | 531.0615 | 0.009596% | 0.01042% | 0.01056% | 0.0118% | 4318 | 0.01196% | 0.01188% |  | 8.4995 | 23.8151 | 21.1592 |  | 2734 | 441.1326 | 487.873 | 509.9022 |  | 2734 | 0.009603% | 0.01036% | 0.01056% | 0.00929% | 0.01195% | 0.01058% |  | 2734 | 0.01036% | 0.01056% | 2734 | 258 | 0.01181% | 5528 | 0.01199% | 0.0119% |  | 2734 | 0.01195% | 0.01058% | 0.01126% |  | 2734 | 4318 | 0.0119% | 0.01265%
| Apr | 24 | 23 | 2735 | 442.4318 | 497.156 | 518.1303 | 0.009443% | 0.01012% | 0.0103% | 0.0118% | 4534 | 0.01196% | 0.01188% |  | 8.4997 | 23.8159 | 21.1629 |  | 2735 | 433.932 | 473.3401 | 496.9674 |  | 2735 | 0.009446% | 0.01005% | 0.01029% | 0.00929% | 0.01195% | 0.01058% |  | 2735 | 0.01005% | 0.01029% | 2735 | 6066 | 0.01181% | 7938 | 0.01199% | 0.0119% |  | 2735 | 0.01195% | 0.01058% | 0.01126% |  | 2735 | 4534 | 0.0119% | 0.0127%
| Apr | 25 | 0 | 2736 | 436.7232 | 506.5586 | 512.4758 | 0.009321% | 0.01032% | 0.01019% | 0.0118% | 224 | 0.01196% | 0.01188% |  | 8.4999 | 23.8167 | 21.1665 |  | 2736 | 428.2233 | 482.7419 | 491.3093 |  | 2736 | 0.009322% | 0.01025% | 0.01017% | 0.009291% | 0.01195% | 0.01058% |  | 2736 | 0.01025% | 0.01017% | 2736 | 510 | 0.01181% | 4133 | 0.01199% | 0.0119% |  | 2736 | 0.01195% | 0.01058% | 0.01126% |  | 2736 | 224 | 0.0119% | 0.009201%
| Apr | 25 | 1 | 2737 | 439.0062 | 504.4639 | 509.9158 | 0.00937% | 0.01027% | 0.01014% | 0.0118% | 1403 | 0.01196% | 0.01188% |  | 8.5001 | 23.8175 | 21.1701 |  | 2737 | 430.5061 | 480.6465 | 488.7457 |  | 2737 | 0.009371% | 0.0102% | 0.01012% | 0.009291% | 0.01195% | 0.01058% |  | 2737 | 0.0102% | 0.01012% | 2737 | 2214 | 0.01181% | 3128 | 0.01199% | 0.0119% |  | 2737 | 0.01195% | 0.01058% | 0.01127% |  | 2737 | 1403 | 0.0119% | 0.01002%
| Apr | 25 | 2 | 2738 | 440.417 | 504.4733 | 513.4135 | 0.0094% | 0.01027% | 0.01021% | 0.0118% | 3827 | 0.01196% | 0.01188% |  | 8.5003 | 23.8183 | 21.1738 |  | 2738 | 431.9166 | 480.655 | 492.2397 |  | 2738 | 0.009402% | 0.0102% | 0.01019% | 0.009291% | 0.01195% | 0.01058% |  | 2738 | 0.0102% | 0.01019% | 2738 | 7951 | 0.01181% | 8338 | 0.01198% | 0.0119% |  | 2738 | 0.01195% | 0.01058% | 0.01127% |  | 2738 | 3827 | 0.0119% | 0.01237%
| Apr | 25 | 3 | 2739 | 441.8893 | 509.4818 | 505.4428 | 0.009431% | 0.01037% | 0.01005% | 0.0118% | 5141 | 0.01196% | 0.01188% |  | 8.5005 | 23.819 | 21.1774 |  | 2739 | 433.3888 | 485.6627 | 484.2655 |  | 2739 | 0.009434% | 0.01031% | 0.01003% | 0.009291% | 0.01195% | 0.01058% |  | 2739 | 0.01031% | 0.01003% | 2739 | 4490 | 0.01181% | 7244 | 0.01198% | 0.0119% |  | 2739 | 0.01195% | 0.01058% | 0.01127% |  | 2739 | 5141 | 0.0119% | 0.0126%
| Apr | 25 | 4 | 2740 | 453.2941 | 518.754 | 512.1476 | 0.009675% | 0.01056% | 0.01018% | 0.0118% | 708 | 0.01196% | 0.01188% |  | 8.5007 | 23.8198 | 21.181 |  | 2740 | 444.7934 | 494.9342 | 490.9666 |  | 2740 | 0.009682% | 0.0105% | 0.01017% | 0.009291% | 0.01195% | 0.01059% |  | 2740 | 0.0105% | 0.01017% | 2740 | 6302 | 0.01181% | 1203 | 0.01198% | 0.0119% |  | 2740 | 0.01195% | 0.01059% | 0.01127% |  | 2740 | 708 | 0.0119% | 0.009463%
| Apr | 25 | 5 | 2741 | 474.0268 | 534.6175 | 533.1995 | 0.01012% | 0.01089% | 0.0106% | 0.0118% | 4780 | 0.01196% | 0.01188% |  | 8.5009 | 23.8206 | 21.1846 |  | 2741 | 465.5259 | 510.7968 | 512.0148 |  | 2741 | 0.01013% | 0.01084% | 0.0106% | 0.009292% | 0.01195% | 0.01059% |  | 2741 | 0.01084% | 0.0106% | 2741 | 6109 | 0.01181% | 8098 | 0.01198% | 0.0119% |  | 2741 | 0.01195% | 0.01059% | 0.01127% |  | 2741 | 4780 | 0.0119% | 0.01271%
| Apr | 25 | 6 | 2742 | 491.8116 | 554.4188 | 550.8756 | 0.0105% | 0.01129% | 0.01095% | 0.0118% | 8053 | 0.01196% | 0.01188% |  | 8.5011 | 23.8214 | 21.1883 |  | 2742 | 483.3105 | 530.5974 | 529.6873 |  | 2742 | 0.01052% | 0.01126% | 0.01097% | 0.009292% | 0.01195% | 0.01059% |  | 2742 | 0.01126% | 0.01097% | 2742 | 4446 | 0.01181% | 5281 | 0.01198% | 0.0119% |  | 2742 | 0.01195% | 0.01059% | 0.01127% |  | 2742 | 8053 | 0.0119% | 0.01153%
| Apr | 25 | 7 | 2743 | 487.6428 | 568.4296 | 554.2983 | 0.01041% | 0.01158% | 0.01102% | 0.01179% | 3128 | 0.01196% | 0.01188% |  | 8.5013 | 23.8222 | 21.1919 |  | 2743 | 479.1415 | 544.6074 | 533.1064 |  | 2743 | 0.01043% | 0.01156% | 0.01104% | 0.009292% | 0.01195% | 0.01059% |  | 2743 | 0.01156% | 0.01104% | 2743 | 5621 | 0.01181% | 522 | 0.01198% | 0.01189% |  | 2743 | 0.01195% | 0.01059% | 0.01127% |  | 2743 | 3128 | 0.01189% | 0.0117%
| Apr | 25 | 8 | 2744 | 476.6113 | 559.7252 | 562.8597 | 0.01017% | 0.0114% | 0.01119% | 0.01179% | 7929 | 0.01196% | 0.01188% |  | 8.5015 | 23.823 | 21.1955 |  | 2744 | 468.1099 | 535.9022 | 541.6642 |  | 2744 | 0.01019% | 0.01137% | 0.01122% | 0.009292% | 0.01195% | 0.01059% |  | 2744 | 0.01137% | 0.01122% | 2744 | 6259 | 0.01181% | 5808 | 0.01198% | 0.01189% |  | 2744 | 0.01195% | 0.01059% | 0.01127% |  | 2744 | 7929 | 0.01189% | 0.01161%
| Apr | 25 | 9 | 2745 | 469.4283 | 551.1232 | 563.6849 | 0.01002% | 0.01122% | 0.01121% | 0.01179% | 8265 | 0.01196% | 0.01187% |  | 8.5017 | 23.8238 | 21.1992 |  | 2745 | 460.9266 | 527.2995 | 542.4858 |  | 2745 | 0.01003% | 0.01119% | 0.01123% | 0.009292% | 0.01195% | 0.0106% |  | 2745 | 0.01119% | 0.01123% | 2745 | 6114 | 0.01181% | 5573 | 0.01198% | 0.01189% |  | 2745 | 0.01195% | 0.0106% | 0.01127% |  | 2745 | 8265 | 0.01189% | 0.01138%
| Apr | 25 | 10 | 2746 | 466.5213 | 555.8804 | 517.8114 | 0.009957% | 0.01132% | 0.0103% | 0.01179% | 4850 | 0.01196% | 0.01187% |  | 8.5019 | 23.8245 | 21.2028 |  | 2746 | 458.0194 | 532.0558 | 496.6086 |  | 2746 | 0.00997% | 0.01129% | 0.01028% | 0.009293% | 0.01195% | 0.0106% |  | 2746 | 0.01129% | 0.01028% | 2746 | 872 | 0.01181% | 8077 | 0.01198% | 0.01189% |  | 2746 | 0.01195% | 0.0106% | 0.01128% |  | 2746 | 4850 | 0.01189% | 0.01269%
| Apr | 25 | 11 | 2747 | 464.2237 | 556.802 | 555.3579 | 0.009908% | 0.01134% | 0.01104% | 0.01179% | 3209 | 0.01196% | 0.01187% |  | 8.5021 | 23.8253 | 21.2064 |  | 2747 | 455.7216 | 532.9767 | 534.1515 |  | 2747 | 0.00992% | 0.01131% | 0.01106% | 0.009293% | 0.01195% | 0.0106% |  | 2747 | 0.01131% | 0.01106% | 2747 | 5745 | 0.01181% | 1298 | 0.01198% | 0.01189% |  | 2747 | 0.01195% | 0.0106% | 0.01128% |  | 2747 | 3209 | 0.01189% | 0.01178%
| Apr | 25 | 12 | 2748 | 468.0529 | 557.1465 | 557.1865 | 0.00999% | 0.01135% | 0.01108% | 0.01179% | 3548 | 0.01196% | 0.01187% |  | 8.5023 | 23.8261 | 21.21 |  | 2748 | 459.5506 | 533.3204 | 535.9764 |  | 2748 | 0.01% | 0.01132% | 0.0111% | 0.009293% | 0.01196% | 0.0106% |  | 2748 | 0.01132% | 0.0111% | 2748 | 6399 | 0.01181% | 415 | 0.01198% | 0.01189% |  | 2748 | 0.01196% | 0.0106% | 0.01128% |  | 2748 | 3548 | 0.01189% | 0.01212%
| Apr | 25 | 13 | 2749 | 468.7863 | 559.2225 | 555.0485 | 0.01001% | 0.01139% | 0.01104% | 0.01179% | 3865 | 0.01196% | 0.01187% |  | 8.5025 | 23.8269 | 21.2137 |  | 2749 | 460.2839 | 535.3956 | 533.8348 |  | 2749 | 0.01002% | 0.01136% | 0.01105% | 0.009293% | 0.01196% | 0.0106% |  | 2749 | 0.01136% | 0.01105% | 2749 | 3648 | 0.0118% | 8263 | 0.01198% | 0.01189% |  | 2749 | 0.01196% | 0.0106% | 0.01128% |  | 2749 | 3865 | 0.01189% | 0.0124%
| Apr | 25 | 14 | 2750 | 466.4661 | 562.8718 | 557.7116 | 0.009956% | 0.01146% | 0.01109% | 0.01179% | 4754 | 0.01196% | 0.01187% |  | 8.5027 | 23.8277 | 21.2173 |  | 2750 | 457.9635 | 539.0442 | 536.4943 |  | 2750 | 0.009969% | 0.01144% | 0.01111% | 0.009294% | 0.01196% | 0.0106% |  | 2750 | 0.01144% | 0.01111% | 2750 | 6468 | 0.0118% | 1346 | 0.01198% | 0.01189% |  | 2750 | 0.01196% | 0.0106% | 0.01128% |  | 2750 | 4754 | 0.01189% | 0.01271%
| Apr | 25 | 15 | 2751 | 466.3349 | 567.3032 | 555.7518 | 0.009953% | 0.01155% | 0.01105% | 0.01179% | 1067 | 0.01196% | 0.01187% |  | 8.5029 | 23.8285 | 21.2209 |  | 2751 | 457.832 | 543.4747 | 534.5308 |  | 2751 | 0.009966% | 0.01154% | 0.01107% | 0.009294% | 0.01196% | 0.01061% |  | 2751 | 0.01154% | 0.01107% | 2751 | 8313 | 0.0118% | 1547 | 0.01198% | 0.01189% |  | 2751 | 0.01196% | 0.01061% | 0.01128% |  | 2751 | 1067 | 0.01189% | 0.009736%
| Apr | 25 | 16 | 2752 | 469.9882 | 566.9494 | 555.808 | 0.01003% | 0.01155% | 0.01105% | 0.01179% | 1594 | 0.01195% | 0.01187% |  | 8.5031 | 23.8293 | 21.2246 |  | 2752 | 461.4851 | 543.1201 | 534.5835 |  | 2752 | 0.01005% | 0.01153% | 0.01107% | 0.009294% | 0.01196% | 0.01061% |  | 2752 | 0.01153% | 0.01107% | 2752 | 3672 | 0.0118% | 6583 | 0.01198% | 0.01189% |  | 2752 | 0.01196% | 0.01061% | 0.01128% |  | 2752 | 1594 | 0.01189% | 0.01018%
| Apr | 25 | 17 | 2753 | 471.6885 | 564.7617 | 565.0915 | 0.01007% | 0.0115% | 0.01124% | 0.01179% | 5020 | 0.01195% | 0.01187% |  | 8.5033 | 23.83 | 21.2282 |  | 2753 | 463.1852 | 540.9316 | 543.8633 |  | 2753 | 0.01008% | 0.01148% | 0.01126% | 0.009294% | 0.01196% | 0.01061% |  | 2753 | 0.01148% | 0.01126% | 2753 | 6254 | 0.0118% | 1526 | 0.01198% | 0.01189% |  | 2753 | 0.01196% | 0.01061% | 0.01128% |  | 2753 | 5020 | 0.01189% | 0.01265%
| Apr | 25 | 18 | 2754 | 473.5081 | 561.131 | 566.7607 | 0.01011% | 0.01143% | 0.01127% | 0.01179% | 3868 | 0.01195% | 0.01187% |  | 8.5035 | 23.8308 | 21.2318 |  | 2754 | 465.0046 | 537.3001 | 545.5288 |  | 2754 | 0.01012% | 0.0114% | 0.0113% | 0.009294% | 0.01196% | 0.01061% |  | 2754 | 0.0114% | 0.0113% | 2754 | 8273 | 0.0118% | 5543 | 0.01198% | 0.01189% |  | 2754 | 0.01196% | 0.01061% | 0.01128% |  | 2754 | 3868 | 0.01189% | 0.0124%
| Apr | 25 | 19 | 2755 | 475.6081 | 558.0402 | 570.0427 | 0.01015% | 0.01136% | 0.01134% | 0.01179% | 6086 | 0.01195% | 0.01187% |  | 8.5037 | 23.8316 | 21.2354 |  | 2755 | 467.1044 | 534.2086 | 548.8072 |  | 2755 | 0.01017% | 0.01134% | 0.01136% | 0.009295% | 0.01196% | 0.01061% |  | 2755 | 0.01134% | 0.01136% | 2755 | 8225 | 0.0118% | 3209 | 0.01198% | 0.01189% |  | 2755 | 0.01196% | 0.01061% | 0.01129% |  | 2755 | 6086 | 0.01189% | 0.01213%
| Apr | 25 | 20 | 2756 | 484.7131 | 561.4289 | 573.531 | 0.01035% | 0.01143% | 0.0114% | 0.01179% | 1441 | 0.01195% | 0.01187% |  | 8.5039 | 23.8324 | 21.2391 |  | 2756 | 476.2092 | 537.5965 | 552.292 |  | 2756 | 0.01037% | 0.01141% | 0.01144% | 0.009295% | 0.01196% | 0.01062% |  | 2756 | 0.01141% | 0.01144% | 2756 | 2022 | 0.0118% | 2845 | 0.01198% | 0.01189% |  | 2756 | 0.01196% | 0.01062% | 0.01129% |  | 2756 | 1441 | 0.01189% | 0.01006%
| Apr | 25 | 21 | 2757 | 479.631 | 552.2404 | 566.2918 | 0.01024% | 0.01125% | 0.01126% | 0.01179% | 180 | 0.01195% | 0.01187% |  | 8.5041 | 23.8332 | 21.2427 |  | 2757 | 471.1269 | 528.4072 | 545.0491 |  | 2757 | 0.01026% | 0.01122% | 0.01129% | 0.009295% | 0.01196% | 0.01062% |  | 2757 | 0.01122% | 0.01129% | 2757 | 6304 | 0.0118% | 4498 | 0.01198% | 0.01189% |  | 2757 | 0.01196% | 0.01062% | 0.01129% |  | 2757 | 180 | 0.01189% | 0.009185%
| Apr | 25 | 22 | 2758 | 464.2745 | 528.9666 | 551.5226 | 0.009909% | 0.01077% | 0.01097% | 0.01179% | 4398 | 0.01195% | 0.01187% |  | 8.5043 | 23.834 | 21.2463 |  | 2758 | 455.7702 | 505.1326 | 530.2763 |  | 2758 | 0.009921% | 0.01072% | 0.01098% | 0.009295% | 0.01196% | 0.01062% |  | 2758 | 0.01072% | 0.01098% | 2758 | 1293 | 0.0118% | 915 | 0.01198% | 0.01189% |  | 2758 | 0.01196% | 0.01062% | 0.01129% |  | 2758 | 4398 | 0.01189% | 0.01267%
| Apr | 25 | 23 | 2759 | 452.0327 | 508.4577 | 539.3135 | 0.009648% | 0.01035% | 0.01072% | 0.01179% | 1673 | 0.01195% | 0.01187% |  | 8.5045 | 23.8347 | 21.25 |  | 2759 | 443.5282 | 484.623 | 518.0635 |  | 2759 | 0.009655% | 0.01029% | 0.01073% | 0.009296% | 0.01196% | 0.01062% |  | 2759 | 0.01029% | 0.01073% | 2759 | 6115 | 0.0118% | 8398 | 0.01198% | 0.01189% |  | 2759 | 0.01196% | 0.01062% | 0.01129% |  | 2759 | 1673 | 0.01189% | 0.01025%
| Apr | 26 | 0 | 2760 | 447.8287 | 502.3134 | 533.4808 | 0.009558% | 0.01023% | 0.01061% | 0.01178% | 4370 | 0.01195% | 0.01187% |  | 8.5047 | 23.8355 | 21.2536 |  | 2760 | 439.324 | 478.4779 | 512.2272 |  | 2760 | 0.009563% | 0.01016% | 0.01061% | 0.009296% | 0.01196% | 0.01062% |  | 2760 | 0.01016% | 0.01061% | 2760 | 1212 | 0.0118% | 7473 | 0.01197% | 0.01189% |  | 2760 | 0.01196% | 0.01062% | 0.01129% |  | 2760 | 4370 | 0.01189% | 0.01267%
| Apr | 26 | 1 | 2761 | 445.7823 | 500.4702 | 529.5424 | 0.009514% | 0.01019% | 0.01053% | 0.01178% | 4707 | 0.01195% | 0.01187% |  | 8.5049 | 23.8363 | 21.2572 |  | 2761 | 437.2774 | 476.6338 | 508.2852 |  | 2761 | 0.009519% | 0.01012% | 0.01053% | 0.009296% | 0.01196% | 0.01062% |  | 2761 | 0.01012% | 0.01053% | 2761 | 3624 | 0.0118% | 4270 | 0.01197% | 0.01189% |  | 2761 | 0.01196% | 0.01062% | 0.01129% |  | 2761 | 4707 | 0.01189% | 0.01271%
| Apr | 26 | 2 | 2762 | 447.0469 | 496.1319 | 526.9918 | 0.009541% | 0.0101% | 0.01048% | 0.01178% | 5408 | 0.01195% | 0.01187% |  | 8.5051 | 23.8371 | 21.2608 |  | 2762 | 438.5417 | 472.2948 | 505.7309 |  | 2762 | 0.009546% | 0.01002% | 0.01047% | 0.009296% | 0.01196% | 0.01063% |  | 2762 | 0.01002% | 0.01047% | 2762 | 4016 | 0.0118% | 669 | 0.01197% | 0.01189% |  | 2762 | 0.01196% | 0.01063% | 0.01129% |  | 2762 | 5408 | 0.01189% | 0.01247%
| Apr | 26 | 3 | 2763 | 450.8042 | 497.1467 | 525.7633 | 0.009621% | 0.01012% | 0.01045% | 0.01178% | 30 | 0.01195% | 0.01187% |  | 8.5054 | 23.8379 | 21.2645 |  | 2763 | 442.2988 | 473.3088 | 504.4989 |  | 2763 | 0.009628% | 0.01005% | 0.01045% | 0.009296% | 0.01196% | 0.01063% |  | 2763 | 0.01005% | 0.01045% | 2763 | 6111 | 0.0118% | 5448 | 0.01197% | 0.01189% |  | 2763 | 0.01196% | 0.01063% | 0.01129% |  | 2763 | 30 | 0.01189% | 0.009134%
| Apr | 26 | 4 | 2764 | 459.8957 | 504.5198 | 534.0997 | 0.009815% | 0.01027% | 0.01062% | 0.01178% | 153 | 0.01195% | 0.01187% |  | 8.5056 | 23.8387 | 21.2681 |  | 2764 | 451.3902 | 480.6811 | 512.8316 |  | 2764 | 0.009826% | 0.0102% | 0.01062% | 0.009297% | 0.01196% | 0.01063% |  | 2764 | 0.0102% | 0.01062% | 2764 | 1378 | 0.0118% | 4472 | 0.01197% | 0.01189% |  | 2764 | 0.01196% | 0.01063% | 0.0113% |  | 2764 | 153 | 0.01189% | 0.009175%
| Apr | 26 | 5 | 2765 | 466.2074 | 518.6051 | 550.041 | 0.00995% | 0.01056% | 0.01094% | 0.01178% | 916 | 0.01195% | 0.01187% |  | 8.5058 | 23.8395 | 21.2717 |  | 2765 | 457.7017 | 494.7656 | 528.7693 |  | 2765 | 0.009963% | 0.0105% | 0.01095% | 0.009297% | 0.01196% | 0.01063% |  | 2765 | 0.0105% | 0.01095% | 2765 | 3285 | 0.0118% | 1319 | 0.01197% | 0.01189% |  | 2765 | 0.01196% | 0.01063% | 0.0113% |  | 2765 | 916 | 0.01189% | 0.009615%
| Apr | 26 | 6 | 2766 | 484.6615 | 537.8385 | 565.3072 | 0.01034% | 0.01095% | 0.01124% | 0.01178% | 5282 | 0.01195% | 0.01186% |  | 8.506 | 23.8402 | 21.2753 |  | 2766 | 476.1555 | 513.9983 | 544.0318 |  | 2766 | 0.01036% | 0.01091% | 0.01127% | 0.009297% | 0.01196% | 0.01063% |  | 2766 | 0.01091% | 0.01127% | 2766 | 8127 | 0.0118% | 740 | 0.01197% | 0.01189% |  | 2766 | 0.01196% | 0.01063% | 0.0113% |  | 2766 | 5282 | 0.01189% | 0.01254%
| Apr | 26 | 7 | 2767 | 488.392 | 548.1628 | 572.537 | 0.01042% | 0.01116% | 0.01138% | 0.01178% | 4633 | 0.01195% | 0.01186% |  | 8.5062 | 23.841 | 21.279 |  | 2767 | 479.8858 | 524.3218 | 551.2581 |  | 2767 | 0.01045% | 0.01113% | 0.01142% | 0.009297% | 0.01196% | 0.01064% |  | 2767 | 0.01113% | 0.01142% | 2767 | 8418 | 0.0118% | 1136 | 0.01197% | 0.01189% |  | 2767 | 0.01196% | 0.01064% | 0.0113% |  | 2767 | 4633 | 0.01189% | 0.01271%
| Apr | 26 | 8 | 2768 | 487.9714 | 544.0759 | 572.237 | 0.01041% | 0.01108% | 0.01138% | 0.01178% | 4806 | 0.01195% | 0.01186% |  | 8.5064 | 23.8418 | 21.2826 |  | 2768 | 479.465 | 520.2341 | 550.9544 |  | 2768 | 0.01044% | 0.01104% | 0.01141% | 0.009298% | 0.01196% | 0.01064% |  | 2768 | 0.01104% | 0.01141% | 2768 | 5352 | 0.0118% | 5261 | 0.01197% | 0.01189% |  | 2768 | 0.01196% | 0.01064% | 0.0113% |  | 2768 | 4806 | 0.01189% | 0.0127%
| Apr | 26 | 9 | 2769 | 484.2944 | 545.1931 | 568.833 | 0.01034% | 0.0111% | 0.01131% | 0.01178% | 5186 | 0.01195% | 0.01186% |  | 8.5066 | 23.8426 | 21.2862 |  | 2769 | 475.7877 | 521.3505 | 547.5468 |  | 2769 | 0.01036% | 0.01107% | 0.01134% | 0.009298% | 0.01196% | 0.01064% |  | 2769 | 0.01107% | 0.01134% | 2769 | 3491 | 0.0118% | 8241 | 0.01197% | 0.01188% |  | 2769 | 0.01196% | 0.01064% | 0.0113% |  | 2769 | 5186 | 0.01188% | 0.01258%
| Apr | 26 | 10 | 2770 | 479.3806 | 552.4359 | 568.5142 | 0.01023% | 0.01125% | 0.0113% | 0.01178% | 5719 | 0.01195% | 0.01186% |  | 8.5068 | 23.8434 | 21.2898 |  | 2770 | 470.8738 | 528.5925 | 547.2244 |  | 2770 | 0.01025% | 0.01122% | 0.01133% | 0.009298% | 0.01196% | 0.01064% |  | 2770 | 0.01122% | 0.01133% | 2770 | 1174 | 0.0118% | 3078 | 0.01197% | 0.01188% |  | 2770 | 0.01196% | 0.01064% | 0.0113% |  | 2770 | 5719 | 0.01188% | 0.0123%
| Apr | 26 | 11 | 2771 | 474.1224 | 556.7741 | 569.0299 | 0.01012% | 0.01134% | 0.01131% | 0.01178% | 3826 | 0.01195% | 0.01186% |  | 8.5071 | 23.8442 | 21.2935 |  | 2771 | 465.6154 | 532.9299 | 547.7365 |  | 2771 | 0.01014% | 0.01131% | 0.01134% | 0.009298% | 0.01196% | 0.01064% |  | 2771 | 0.01131% | 0.01134% | 2771 | 6110 | 0.0118% | 7939 | 0.01197% | 0.01188% |  | 2771 | 0.01196% | 0.01064% | 0.0113% |  | 2771 | 3826 | 0.01188% | 0.01237%
| Apr | 26 | 12 | 2772 | 466.2757 | 560.6189 | 570.4553 | 0.009952% | 0.01142% | 0.01134% | 0.01178% | 5736 | 0.01195% | 0.01186% |  | 8.5073 | 23.8449 | 21.2971 |  | 2772 | 457.7684 | 536.774 | 549.1582 |  | 2772 | 0.009965% | 0.01139% | 0.01137% | 0.009299% | 0.01196% | 0.01064% |  | 2772 | 0.01139% | 0.01137% | 2772 | 2945 | 0.0118% | 3670 | 0.01197% | 0.01188% |  | 2772 | 0.01196% | 0.01064% | 0.0113% |  | 2772 | 5736 | 0.01188% | 0.01229%
| Apr | 26 | 13 | 2773 | 464.8879 | 563.9331 | 568.5517 | 0.009922% | 0.01148% | 0.01131% | 0.01178% | 4732 | 0.01195% | 0.01186% |  | 8.5075 | 23.8457 | 21.3007 |  | 2773 | 456.3804 | 540.0874 | 547.251 |  | 2773 | 0.009934% | 0.01146% | 0.01133% | 0.009299% | 0.01197% | 0.01065% |  | 2773 | 0.01146% | 0.01133% | 2773 | 7583 | 0.0118% | 1564 | 0.01197% | 0.01188% |  | 2773 | 0.01197% | 0.01065% | 0.01131% |  | 2773 | 4732 | 0.01188% | 0.01271%
| Apr | 26 | 14 | 2774 | 464.612 | 566.1115 | 565.204 | 0.009916% | 0.01153% | 0.01124% | 0.01178% | 1295 | 0.01195% | 0.01186% |  | 8.5077 | 23.8465 | 21.3043 |  | 2774 | 456.1043 | 542.265 | 543.8997 |  | 2774 | 0.009928% | 0.01151% | 0.01126% | 0.009299% | 0.01197% | 0.01065% |  | 2774 | 0.01151% | 0.01126% | 2774 | 6138 | 0.01179% | 6110 | 0.01197% | 0.01188% |  | 2774 | 0.01197% | 0.01065% | 0.01131% |  | 2774 | 1295 | 0.01188% | 0.009932%
| Apr | 26 | 15 | 2775 | 466.8784 | 569.7609 | 565.6166 | 0.009965% | 0.0116% | 0.01125% | 0.01178% | 4851 | 0.01195% | 0.01186% |  | 8.5079 | 23.8473 | 21.308 |  | 2775 | 458.3704 | 545.9136 | 544.3087 |  | 2775 | 0.009978% | 0.01159% | 0.01127% | 0.009299% | 0.01197% | 0.01065% |  | 2775 | 0.01159% | 0.01127% | 2775 | 3270 | 0.01179% | 6777 | 0.01197% | 0.01188% |  | 2775 | 0.01197% | 0.01065% | 0.01131% |  | 2775 | 4851 | 0.01188% | 0.01269%
| Apr | 26 | 16 | 2776 | 465.3139 | 573.1775 | 566.2261 | 0.009931% | 0.01167% | 0.01126% | 0.01178% | 5903 | 0.01195% | 0.01186% |  | 8.5081 | 23.8481 | 21.3116 |  | 2776 | 456.8058 | 549.3294 | 544.9146 |  | 2776 | 0.009944% | 0.01166% | 0.01128% | 0.0093% | 0.01197% | 0.01065% |  | 2776 | 0.01166% | 0.01128% | 2776 | 3939 | 0.01179% | 4733 | 0.01197% | 0.01188% |  | 2776 | 0.01197% | 0.01065% | 0.01131% |  | 2776 | 5903 | 0.01188% | 0.01221%
| Apr | 26 | 17 | 2777 | 466.1529 | 570.999 | 564.1725 | 0.009949% | 0.01163% | 0.01122% | 0.01178% | 273 | 0.01195% | 0.01186% |  | 8.5084 | 23.8489 | 21.3152 |  | 2777 | 457.6445 | 547.1502 | 542.8573 |  | 2777 | 0.009962% | 0.01161% | 0.01124% | 0.0093% | 0.01197% | 0.01065% |  | 2777 | 0.01161% | 0.01124% | 2777 | 2962 | 0.01179% | 1299 | 0.01197% | 0.01188% |  | 2777 | 0.01197% | 0.01065% | 0.01131% |  | 2777 | 273 | 0.01188% | 0.00922%
| Apr | 26 | 18 | 2778 | 475.3043 | 570.9618 | 566.0574 | 0.01014% | 0.01163% | 0.01126% | 0.01177% | 6063 | 0.01194% | 0.01186% |  | 8.5086 | 23.8496 | 21.3188 |  | 2778 | 466.7957 | 547.1122 | 544.7385 |  | 2778 | 0.01016% | 0.01161% | 0.01128% | 0.0093% | 0.01197% | 0.01066% |  | 2778 | 0.01161% | 0.01128% | 2778 | 5959 | 0.01179% | 334 | 0.01197% | 0.01188% |  | 2778 | 0.01197% | 0.01066% | 0.01131% |  | 2778 | 6063 | 0.01188% | 0.01214%
| Apr | 26 | 19 | 2779 | 481.3152 | 567.8524 | 561.9876 | 0.01027% | 0.01156% | 0.01117% | 0.01177% | 1512 | 0.01194% | 0.01186% |  | 8.5088 | 23.8504 | 21.3225 |  | 2779 | 472.8064 | 544.002 | 540.6652 |  | 2779 | 0.01029% | 0.01155% | 0.0112% | 0.0093% | 0.01197% | 0.01066% |  | 2779 | 0.01155% | 0.0112% | 2779 | 5213 | 0.01179% | 939 | 0.01197% | 0.01188% |  | 2779 | 0.01197% | 0.01066% | 0.01131% |  | 2779 | 1512 | 0.01188% | 0.01012%
| Apr | 26 | 20 | 2780 | 492.4822 | 568.7834 | 566.9201 | 0.01051% | 0.01158% | 0.01127% | 0.01177% | 8467 | 0.01194% | 0.01186% |  | 8.509 | 23.8512 | 21.3261 |  | 2780 | 483.9731 | 544.9322 | 545.594 |  | 2780 | 0.01054% | 0.01157% | 0.0113% | 0.0093% | 0.01197% | 0.01066% |  | 2780 | 0.01157% | 0.0113% | 2780 | 249 | 0.01179% | 2936 | 0.01197% | 0.01188% |  | 2780 | 0.01197% | 0.01066% | 0.01131% |  | 2780 | 8467 | 0.01188% | 0.01122%
| Apr | 26 | 21 | 2781 | 490.9571 | 558.3102 | 556.877 | 0.01048% | 0.01137% | 0.01107% | 0.01177% | 4543 | 0.01194% | 0.01186% |  | 8.5093 | 23.852 | 21.3297 |  | 2781 | 482.4478 | 534.4582 | 535.5473 |  | 2781 | 0.0105% | 0.01134% | 0.01109% | 0.009301% | 0.01197% | 0.01066% |  | 2781 | 0.01134% | 0.01109% | 2781 | 6798 | 0.01179% | 8054 | 0.01197% | 0.01188% |  | 2781 | 0.01197% | 0.01066% | 0.01131% |  | 2781 | 4543 | 0.01188% | 0.0127%
| Apr | 26 | 22 | 2782 | 478.9623 | 538.1178 | 545.0336 | 0.01022% | 0.01096% | 0.01084% | 0.01177% | 272 | 0.01194% | 0.01186% |  | 8.5095 | 23.8528 | 21.3333 |  | 2782 | 470.4528 | 514.265 | 523.7002 |  | 2782 | 0.01024% | 0.01092% | 0.01085% | 0.009301% | 0.01197% | 0.01066% |  | 2782 | 0.01092% | 0.01085% | 2782 | 6400 | 0.01179% | 1830 | 0.01196% | 0.01188% |  | 2782 | 0.01197% | 0.01066% | 0.01132% |  | 2782 | 272 | 0.01188% | 0.00922%
| Apr | 26 | 23 | 2783 | 468.8748 | 528.7338 | 535.6845 | 0.01001% | 0.01077% | 0.01065% | 0.01177% | 935 | 0.01194% | 0.01186% |  | 8.5097 | 23.8536 | 21.337 |  | 2783 | 460.3651 | 504.8803 | 514.3475 |  | 2783 | 0.01002% | 0.01072% | 0.01065% | 0.009301% | 0.01197% | 0.01066% |  | 2783 | 0.01072% | 0.01065% | 2783 | 7554 | 0.01179% | 3141 | 0.01196% | 0.01188% |  | 2783 | 0.01197% | 0.01066% | 0.01132% |  | 2783 | 935 | 0.01188% | 0.00963%
| Apr | 27 | 0 | 2784 | 465.9304 | 517.9534 | 527.0105 | 0.009944% | 0.01055% | 0.01048% | 0.01177% | 7916 | 0.01194% | 0.01186% |  | 8.5099 | 23.8544 | 21.3406 |  | 2784 | 457.4205 | 494.0991 | 505.6699 |  | 2784 | 0.009957% | 0.01049% | 0.01047% | 0.009301% | 0.01197% | 0.01067% |  | 2784 | 0.01049% | 0.01047% | 2784 | 5898 | 0.01179% | 1297 | 0.01196% | 0.01188% |  | 2784 | 0.01197% | 0.01067% | 0.01132% |  | 2784 | 7916 | 0.01188% | 0.01162%
| Apr | 27 | 1 | 2785 | 468.2119 | 510.3382 | 521.1685 | 0.009993% | 0.01039% | 0.01036% | 0.01177% | 8079 | 0.01194% | 0.01186% |  | 8.5102 | 23.8551 | 21.3442 |  | 2785 | 459.7017 | 486.4831 | 499.8243 |  | 2785 | 0.01001% | 0.01033% | 0.01035% | 0.009302% | 0.01197% | 0.01067% |  | 2785 | 0.01033% | 0.01035% | 2785 | 751 | 0.01179% | 4371 | 0.01196% | 0.01188% |  | 2785 | 0.01197% | 0.01067% | 0.01132% |  | 2785 | 8079 | 0.01188% | 0.01152%
| Apr | 27 | 2 | 2786 | 473.9752 | 506.1769 | 519.9494 | 0.01012% | 0.01031% | 0.01034% | 0.01177% | 7250 | 0.01194% | 0.01186% |  | 8.5104 | 23.8559 | 21.3478 |  | 2786 | 465.4648 | 482.321 | 498.6016 |  | 2786 | 0.01013% | 0.01024% | 0.01033% | 0.009302% | 0.01197% | 0.01067% |  | 2786 | 0.01024% | 0.01033% | 2786 | 6258 | 0.01179% | 4709 | 0.01196% | 0.01188% |  | 2786 | 0.01197% | 0.01067% | 0.01132% |  | 2786 | 7250 | 0.01188% | 0.01189%
| Apr | 27 | 3 | 2787 | 479.35 | 508.0947 | 524.2724 | 0.01023% | 0.01035% | 0.01042% | 0.01177% | 3078 | 0.01194% | 0.01186% |  | 8.5106 | 23.8567 | 21.3515 |  | 2787 | 470.8394 | 484.2379 | 502.9209 |  | 2787 | 0.01025% | 0.01028% | 0.01041% | 0.009302% | 0.01197% | 0.01067% |  | 2787 | 0.01028% | 0.01041% | 2787 | 1170 | 0.01179% | 299 | 0.01196% | 0.01188% |  | 2787 | 0.01197% | 0.01067% | 0.01132% |  | 2787 | 3078 | 0.01188% | 0.01164%
| Apr | 27 | 4 | 2788 | 492.6578 | 514.1831 | 530.1706 | 0.01051% | 0.01047% | 0.01054% | 0.01177% | 1072 | 0.01194% | 0.01186% |  | 8.5108 | 23.8575 | 21.3551 |  | 2788 | 484.147 | 490.3256 | 508.8156 |  | 2788 | 0.01054% | 0.01041% | 0.01054% | 0.009302% | 0.01197% | 0.01067% |  | 2788 | 0.01041% | 0.01054% | 2788 | 3986 | 0.01179% | 3178 | 0.01196% | 0.01188% |  | 2788 | 0.01197% | 0.01067% | 0.01132% |  | 2788 | 1072 | 0.01188% | 0.00974%
| Apr | 27 | 5 | 2789 | 518.4597 | 524.1722 | 543.13 | 0.01107% | 0.01067% | 0.0108% | 0.01177% | 1030 | 0.01194% | 0.01186% |  | 8.5111 | 23.8583 | 21.3587 |  | 2789 | 509.9487 | 500.3139 | 521.7713 |  | 2789 | 0.0111% | 0.01062% | 0.01081% | 0.009303% | 0.01197% | 0.01068% |  | 2789 | 0.01062% | 0.01081% | 2789 | 6132 | 0.01179% | 4638 | 0.01196% | 0.01187% |  | 2789 | 0.01197% | 0.01068% | 0.01132% |  | 2789 | 1030 | 0.01187% | 0.009706%
| Apr | 27 | 6 | 2790 | 525.9732 | 538.425 | 547.0497 | 0.01123% | 0.01096% | 0.01088% | 0.01177% | 8421 | 0.01194% | 0.01186% |  | 8.5113 | 23.8591 | 21.3623 |  | 2790 | 517.4619 | 514.566 | 525.6873 |  | 2790 | 0.01126% | 0.01092% | 0.01089% | 0.009303% | 0.01197% | 0.01068% |  | 2790 | 0.01092% | 0.01089% | 2790 | 2971 | 0.01179% | 912 | 0.01196% | 0.01187% |  | 2790 | 0.01197% | 0.01068% | 0.01132% |  | 2790 | 8421 | 0.01187% | 0.01125%
| Apr | 27 | 7 | 2791 | 521.9156 | 550.7136 | 551.457 | 0.01114% | 0.01121% | 0.01097% | 0.01177% | 326 | 0.01194% | 0.01185% |  | 8.5115 | 23.8598 | 21.366 |  | 2791 | 513.404 | 526.8538 | 530.091 |  | 2791 | 0.01118% | 0.01118% | 0.01098% | 0.009303% | 0.01197% | 0.01068% |  | 2791 | 0.01118% | 0.01098% | 2791 | 3838 | 0.01179% | 692 | 0.01196% | 0.01187% |  | 2791 | 0.01197% | 0.01068% | 0.01133% |  | 2791 | 326 | 0.01187% | 0.009243%
| Apr | 27 | 8 | 2792 | 510.9755 | 551.8121 | 550.8944 | 0.01091% | 0.01124% | 0.01095% | 0.01177% | 3141 | 0.01194% | 0.01185% |  | 8.5117 | 23.8606 | 21.3696 |  | 2792 | 502.4638 | 527.9515 | 529.5248 |  | 2792 | 0.01094% | 0.01121% | 0.01097% | 0.009303% | 0.01197% | 0.01068% |  | 2792 | 0.01121% | 0.01097% | 2792 | 6489 | 0.01179% | 6582 | 0.01196% | 0.01187% |  | 2792 | 0.01197% | 0.01068% | 0.01133% |  | 2792 | 3141 | 0.01187% | 0.01171%
| Apr | 27 | 9 | 2793 | 501.7932 | 550.2947 | 547.3404 | 0.01071% | 0.01121% | 0.01088% | 0.01177% | 3178 | 0.01194% | 0.01185% |  | 8.512 | 23.8614 | 21.3732 |  | 2793 | 493.2812 | 526.4333 | 525.9672 |  | 2793 | 0.01074% | 0.01117% | 0.01089% | 0.009304% | 0.01197% | 0.01068% |  | 2793 | 0.01117% | 0.01089% | 2793 | 6133 | 0.01179% | 5160 | 0.01196% | 0.01187% |  | 2793 | 0.01197% | 0.01068% | 0.01133% |  | 2793 | 3178 | 0.01187% | 0.01175%
| Apr | 27 | 10 | 2794 | 496.8271 | 554.7446 | 550.5943 | 0.0106% | 0.0113% | 0.01095% | 0.01177% | 3647 | 0.01194% | 0.01185% |  | 8.5122 | 23.8622 | 21.3768 |  | 2794 | 488.3149 | 530.8824 | 529.2175 |  | 2794 | 0.01063% | 0.01127% | 0.01096% | 0.009304% | 0.01197% | 0.01068% |  | 2794 | 0.01127% | 0.01096% | 2794 | 8125 | 0.01179% | 5568 | 0.01196% | 0.01187% |  | 2794 | 0.01197% | 0.01068% | 0.01133% |  | 2794 | 3647 | 0.01187% | 0.01221%
| Apr | 27 | 11 | 2795 | 496.4967 | 557.6213 | 557.8429 | 0.0106% | 0.01136% | 0.01109% | 0.01177% | 4416 | 0.01194% | 0.01185% |  | 8.5124 | 23.863 | 21.3804 |  | 2795 | 487.9842 | 533.7583 | 536.4624 |  | 2795 | 0.01062% | 0.01133% | 0.01111% | 0.009304% | 0.01197% | 0.01069% |  | 2795 | 0.01133% | 0.01111% | 2795 | 539 | 0.01179% | 5935 | 0.01196% | 0.01187% |  | 2795 | 0.01197% | 0.01069% | 0.01133% |  | 2795 | 4416 | 0.01187% | 0.01268%
| Apr | 27 | 12 | 2796 | 491.9896 | 563.7283 | 556.652 | 0.0105% | 0.01148% | 0.01107% | 0.01177% | 5816 | 0.01194% | 0.01185% |  | 8.5127 | 23.8638 | 21.3841 |  | 2796 | 483.477 | 539.8645 | 535.2679 |  | 2796 | 0.01052% | 0.01146% | 0.01108% | 0.009304% | 0.01197% | 0.01069% |  | 2796 | 0.01146% | 0.01108% | 2796 | 6106 | 0.01178% | 8078 | 0.01196% | 0.01187% |  | 2796 | 0.01197% | 0.01069% | 0.01133% |  | 2796 | 5816 | 0.01187% | 0.01225%
| Apr | 27 | 13 | 2797 | 491.3393 | 568.3272 | 548.6907 | 0.01049% | 0.01157% | 0.01091% | 0.01177% | 8464 | 0.01194% | 0.01185% |  | 8.5129 | 23.8645 | 21.3877 |  | 2797 | 482.8264 | 544.4627 | 527.303 |  | 2797 | 0.01051% | 0.01156% | 0.01092% | 0.009305% | 0.01197% | 0.01069% |  | 2797 | 0.01156% | 0.01092% | 2797 | 6491 | 0.01178% | 391 | 0.01196% | 0.01187% |  | 2797 | 0.01197% | 0.01069% | 0.01133% |  | 2797 | 8464 | 0.01187% | 0.01122%
| Apr | 27 | 14 | 2798 | 489.6262 | 569.5747 | 542.8674 | 0.01045% | 0.0116% | 0.01079% | 0.01177% | 3828 | 0.01194% | 0.01185% |  | 8.5131 | 23.8653 | 21.3913 |  | 2798 | 481.1131 | 545.7094 | 521.4761 |  | 2798 | 0.01047% | 0.01158% | 0.0108% | 0.009305% | 0.01197% | 0.01069% |  | 2798 | 0.01158% | 0.0108% | 2798 | 5936 | 0.01178% | 4486 | 0.01196% | 0.01187% |  | 2798 | 0.01197% | 0.01069% | 0.01133% |  | 2798 | 3828 | 0.01187% | 0.01237%
| Apr | 27 | 15 | 2799 | 492.8764 | 573.224 | 538.8165 | 0.01052% | 0.01167% | 0.01071% | 0.01177% | 5187 | 0.01194% | 0.01185% |  | 8.5134 | 23.8661 | 21.3949 |  | 2799 | 484.363 | 549.3579 | 517.4215 |  | 2799 | 0.01054% | 0.01166% | 0.01071% | 0.009305% | 0.01198% | 0.01069% |  | 2799 | 0.01166% | 0.01071% | 2799 | 4181 | 0.01178% | 4924 | 0.01196% | 0.01187% |  | 2799 | 0.01198% | 0.01069% | 0.01133% |  | 2799 | 5187 | 0.01187% | 0.01258%
| Apr | 27 | 16 | 2800 | 485.7024 | 573.3916 | 539.6792 | 0.01037% | 0.01168% | 0.01073% | 0.01177% | 327 | 0.01194% | 0.01185% |  | 8.5136 | 23.8669 | 21.3986 |  | 2800 | 477.1888 | 549.5247 | 518.2806 |  | 2800 | 0.01039% | 0.01166% | 0.01073% | 0.009305% | 0.01198% | 0.0107% |  | 2800 | 0.01166% | 0.01073% | 2800 | 1028 | 0.01178% | 5551 | 0.01196% | 0.01187% |  | 2800 | 0.01198% | 0.0107% | 0.01134% |  | 2800 | 327 | 0.01187% | 0.009243%
| Apr | 27 | 17 | 2801 | 484.5953 | 571.6042 | 540.3825 | 0.01034% | 0.01164% | 0.01075% | 0.01177% | 5995 | 0.01194% | 0.01185% |  | 8.5139 | 23.8677 | 21.4022 |  | 2801 | 476.0815 | 547.7365 | 518.9803 |  | 2801 | 0.01036% | 0.01163% | 0.01075% | 0.009306% | 0.01198% | 0.0107% |  | 2801 | 0.01163% | 0.01075% | 2801 | 6421 | 0.01178% | 5209 | 0.01196% | 0.01187% |  | 2801 | 0.01198% | 0.0107% | 0.01134% |  | 2801 | 5995 | 0.01187% | 0.01216%
| Apr | 27 | 18 | 2802 | 486.9581 | 573.764 | 539.9886 | 0.01039% | 0.01168% | 0.01074% | 0.01176% | 4801 | 0.01194% | 0.01185% |  | 8.5141 | 23.8685 | 21.4058 |  | 2802 | 478.444 | 549.8955 | 518.5828 |  | 2802 | 0.01041% | 0.01167% | 0.01074% | 0.009306% | 0.01198% | 0.0107% |  | 2802 | 0.01167% | 0.01074% | 2802 | 7781 | 0.01178% | 56 | 0.01196% | 0.01187% |  | 2802 | 0.01198% | 0.0107% | 0.01134% |  | 2802 | 4801 | 0.01187% | 0.0127%
| Apr | 27 | 19 | 2803 | 488.2284 | 564.4917 | 541.414 | 0.01042% | 0.0115% | 0.01077% | 0.01176% | 5423 | 0.01194% | 0.01185% |  | 8.5143 | 23.8693 | 21.4094 |  | 2803 | 479.7141 | 540.6224 | 520.0045 |  | 2803 | 0.01044% | 0.01147% | 0.01077% | 0.009306% | 0.01198% | 0.0107% |  | 2803 | 0.01147% | 0.01077% | 2803 | 4003 | 0.01178% | 5710 | 0.01195% | 0.01187% |  | 2803 | 0.01198% | 0.0107% | 0.01134% |  | 2803 | 5423 | 0.01187% | 0.01246%
| Apr | 27 | 20 | 2804 | 497.6944 | 558.7105 | 553.0042 | 0.01062% | 0.01138% | 0.011% | 0.01176% | 4824 | 0.01194% | 0.01185% |  | 8.5146 | 23.87 | 21.4131 |  | 2804 | 489.1798 | 534.8404 | 531.5912 |  | 2804 | 0.01065% | 0.01135% | 0.01101% | 0.009307% | 0.01198% | 0.0107% |  | 2804 | 0.01135% | 0.01101% | 2804 | 5983 | 0.01178% | 1607 | 0.01195% | 0.01187% |  | 2804 | 0.01198% | 0.0107% | 0.01134% |  | 2804 | 4824 | 0.01187% | 0.0127%
| Apr | 27 | 21 | 2805 | 496.7489 | 547.0736 | 555.1047 | 0.0106% | 0.01114% | 0.01104% | 0.01176% | 8412 | 0.01193% | 0.01185% |  | 8.5148 | 23.8708 | 21.4167 |  | 2805 | 488.2341 | 523.2028 | 533.6881 |  | 2805 | 0.01063% | 0.0111% | 0.01105% | 0.009307% | 0.01198% | 0.0107% |  | 2805 | 0.0111% | 0.01105% | 2805 | 8085 | 0.01178% | 877 | 0.01195% | 0.01187% |  | 2805 | 0.01198% | 0.0107% | 0.01134% |  | 2805 | 8412 | 0.01187% | 0.01126%
| Apr | 27 | 22 | 2806 | 485.5564 | 530.5864 | 548.6251 | 0.01036% | 0.0108% | 0.01091% | 0.01176% | 4329 | 0.01193% | 0.01185% |  | 8.515 | 23.8716 | 21.4203 |  | 2806 | 477.0414 | 506.7148 | 527.2048 |  | 2806 | 0.01038% | 0.01075% | 0.01092% | 0.009307% | 0.01198% | 0.01071% |  | 2806 | 0.01075% | 0.01092% | 2806 | 5212 | 0.01178% | 6115 | 0.01195% | 0.01186% |  | 2806 | 0.01198% | 0.01071% | 0.01134% |  | 2806 | 4329 | 0.01186% | 0.01265%
| Apr | 27 | 23 | 2807 | 475.3872 | 517.5717 | 541.1795 | 0.01015% | 0.01054% | 0.01076% | 0.01176% | 1163 | 0.01193% | 0.01185% |  | 8.5153 | 23.8724 | 21.4239 |  | 2807 | 466.8719 | 493.6994 | 519.7556 |  | 2807 | 0.01016% | 0.01048% | 0.01076% | 0.009307% | 0.01198% | 0.01071% |  | 2807 | 0.01048% | 0.01076% | 2807 | 8299 | 0.01178% | 3548 | 0.01195% | 0.01186% |  | 2807 | 0.01198% | 0.01071% | 0.01134% |  | 2807 | 1163 | 0.01186% | 0.009817%
| Apr | 28 | 0 | 2808 | 469.6468 | 508.1971 | 538.9384 | 0.01002% | 0.01035% | 0.01072% | 0.01176% | 35 | 0.01193% | 0.01185% |  | 8.5155 | 23.8732 | 21.4275 |  | 2808 | 461.1312 | 484.3239 | 517.5108 |  | 2808 | 0.01004% | 0.01028% | 0.01072% | 0.009308% | 0.01198% | 0.01071% |  | 2808 | 0.01028% | 0.01072% | 2808 | 8229 | 0.01178% | 5615 | 0.01195% | 0.01186% |  | 2808 | 0.01198% | 0.01071% | 0.01134% |  | 2808 | 35 | 0.01186% | 0.009135%
| Apr | 28 | 1 | 2809 | 459.0021 | 502.1924 | 538.6102 | 0.009796% | 0.01023% | 0.01071% | 0.01176% | 5493 | 0.01193% | 0.01185% |  | 8.5158 | 23.874 | 21.4312 |  | 2809 | 450.4864 | 478.3185 | 517.179 |  | 2809 | 0.009806% | 0.01015% | 0.01071% | 0.009308% | 0.01198% | 0.01071% |  | 2809 | 0.01015% | 0.01071% | 2809 | 8744 | 0.01178% | 8336 | 0.01195% | 0.01186% |  | 2809 | 0.01198% | 0.01071% | 0.01135% |  | 2809 | 5493 | 0.01186% | 0.01243%
| Apr | 28 | 2 | 2810 | 475.8052 | 501.5873 | 536.1346 | 0.01016% | 0.01021% | 0.01066% | 0.01176% | 1397 | 0.01193% | 0.01185% |  | 8.516 | 23.8747 | 21.4348 |  | 2810 | 467.2892 | 477.7126 | 514.6998 |  | 2810 | 0.01017% | 0.01014% | 0.01066% | 0.009308% | 0.01198% | 0.01071% |  | 2810 | 0.01014% | 0.01066% | 2810 | 3889 | 0.01178% | 2912 | 0.01195% | 0.01186% |  | 2810 | 0.01198% | 0.01071% | 0.01135% |  | 2810 | 1397 | 0.01186% | 0.01002%
| Apr | 28 | 3 | 2811 | 479.3889 | 496.9419 | 537.513 | 0.01023% | 0.01012% | 0.01069% | 0.01176% | 927 | 0.01193% | 0.01185% |  | 8.5163 | 23.8755 | 21.4384 |  | 2811 | 470.8726 | 473.0663 | 516.0746 |  | 2811 | 0.01025% | 0.01004% | 0.01069% | 0.009308% | 0.01198% | 0.01072% |  | 2811 | 0.01004% | 0.01069% | 2811 | 5210 | 0.01178% | 1537 | 0.01195% | 0.01186% |  | 2811 | 0.01198% | 0.01072% | 0.01135% |  | 2811 | 927 | 0.01186% | 0.009623%
| Apr | 28 | 4 | 2812 | 487.9837 | 497.2677 | 540.917 | 0.01041% | 0.01013% | 0.01076% | 0.01176% | 5210 | 0.01193% | 0.01185% |  | 8.5165 | 23.8763 | 21.442 |  | 2812 | 479.4672 | 473.3914 | 519.4749 |  | 2812 | 0.01044% | 0.01005% | 0.01076% | 0.009309% | 0.01198% | 0.01072% |  | 2812 | 0.01005% | 0.01076% | 2812 | 275 | 0.01177% | 1606 | 0.01195% | 0.01186% |  | 2812 | 0.01198% | 0.01072% | 0.01135% |  | 2812 | 5210 | 0.01186% | 0.01257%
| Apr | 28 | 5 | 2813 | 506.9467 | 502.0528 | 547.4717 | 0.01082% | 0.01022% | 0.01089% | 0.01176% | 6040 | 0.01193% | 0.01184% |  | 8.5167 | 23.8771 | 21.4456 |  | 2813 | 498.43 | 478.1757 | 526.026 |  | 2813 | 0.01085% | 0.01015% | 0.01089% | 0.009309% | 0.01198% | 0.01072% |  | 2813 | 0.01015% | 0.01089% | 2813 | 6452 | 0.01177% | 4439 | 0.01195% | 0.01186% |  | 2813 | 0.01198% | 0.01072% | 0.01135% |  | 2813 | 6040 | 0.01186% | 0.01214%
| Apr | 28 | 6 | 2814 | 519.782 | 509.4632 | 551.6258 | 0.01109% | 0.01037% | 0.01097% | 0.01176% | 3540 | 0.01193% | 0.01184% |  | 8.517 | 23.8779 | 21.4493 |  | 2814 | 511.265 | 485.5853 | 530.1765 |  | 2814 | 0.01113% | 0.01031% | 0.01098% | 0.009309% | 0.01198% | 0.01072% |  | 2814 | 0.01031% | 0.01098% | 2814 | 3749 | 0.01177% | 3986 | 0.01195% | 0.01186% |  | 2814 | 0.01198% | 0.01072% | 0.01135% |  | 2814 | 3540 | 0.01186% | 0.01211%
| Apr | 28 | 7 | 2815 | 516.3643 | 518.1489 | 551.1569 | 0.01102% | 0.01055% | 0.01096% | 0.01176% | 2845 | 0.01193% | 0.01184% |  | 8.5172 | 23.8787 | 21.4529 |  | 2815 | 507.8471 | 494.2703 | 529.704 |  | 2815 | 0.01105% | 0.01049% | 0.01097% | 0.009309% | 0.01198% | 0.01072% |  | 2815 | 0.01049% | 0.01097% | 2815 | 8505 | 0.01177% | 5761 | 0.01195% | 0.01186% |  | 2815 | 0.01198% | 0.01072% | 0.01135% |  | 2815 | 2845 | 0.01186% | 0.01139%
| Apr | 28 | 8 | 2816 | 507.2535 | 523.6602 | 549.5065 | 0.01083% | 0.01066% | 0.01093% | 0.01176% | 1460 | 0.01193% | 0.01184% |  | 8.5175 | 23.8794 | 21.4565 |  | 2816 | 498.7361 | 499.7807 | 528.05 |  | 2816 | 0.01086% | 0.01061% | 0.01094% | 0.00931% | 0.01198% | 0.01072% |  | 2816 | 0.01061% | 0.01094% | 2816 | 7499 | 0.01177% | 8055 | 0.01195% | 0.01186% |  | 2816 | 0.01198% | 0.01072% | 0.01135% |  | 2816 | 1460 | 0.01186% | 0.01007%
| Apr | 28 | 9 | 2817 | 502.3842 | 521.8914 | 546.0276 | 0.01072% | 0.01063% | 0.01086% | 0.01176% | 4294 | 0.01193% | 0.01184% |  | 8.5177 | 23.8802 | 21.4601 |  | 2817 | 493.8664 | 498.0111 | 524.5674 |  | 2817 | 0.01075% | 0.01057% | 0.01086% | 0.00931% | 0.01198% | 0.01073% |  | 2817 | 0.01057% | 0.01086% | 2817 | 6403 | 0.01177% | 1605 | 0.01195% | 0.01186% |  | 2817 | 0.01198% | 0.01073% | 0.01135% |  | 2817 | 4294 | 0.01186% | 0.01264%
| Apr | 28 | 10 | 2818 | 497.5075 | 519.7967 | 541.5546 | 0.01062% | 0.01058% | 0.01077% | 0.01176% | 5283 | 0.01193% | 0.01184% |  | 8.518 | 23.881 | 21.4637 |  | 2818 | 488.9896 | 495.9157 | 520.0909 |  | 2818 | 0.01064% | 0.01053% | 0.01077% | 0.00931% | 0.01198% | 0.01073% |  | 2818 | 0.01053% | 0.01077% | 2818 | 4343 | 0.01177% | 7470 | 0.01195% | 0.01186% |  | 2818 | 0.01198% | 0.01073% | 0.01136% |  | 2818 | 5283 | 0.01186% | 0.01254%
| Apr | 28 | 11 | 2819 | 492.8591 | 518.0745 | 537.6443 | 0.01052% | 0.01055% | 0.01069% | 0.01176% | 667 | 0.01193% | 0.01184% |  | 8.5182 | 23.8818 | 21.4674 |  | 2819 | 484.3408 | 494.1927 | 516.1769 |  | 2819 | 0.01054% | 0.01049% | 0.01069% | 0.009311% | 0.01198% | 0.01073% |  | 2819 | 0.01049% | 0.01069% | 2819 | 6277 | 0.01177% | 5683 | 0.01195% | 0.01186% |  | 2819 | 0.01198% | 0.01073% | 0.01136% |  | 2819 | 667 | 0.01186% | 0.009436%
| Apr | 28 | 12 | 2820 | 487.8738 | 513.1218 | 538.6477 | 0.01041% | 0.01045% | 0.01071% | 0.01176% | 3990 | 0.01193% | 0.01184% |  | 8.5185 | 23.8826 | 21.471 |  | 2820 | 479.3554 | 489.2392 | 517.1767 |  | 2820 | 0.01043% | 0.01038% | 0.01071% | 0.009311% | 0.01198% | 0.01073% |  | 2820 | 0.01038% | 0.01071% | 2820 | 8298 | 0.01177% | 561 | 0.01195% | 0.01186% |  | 2820 | 0.01198% | 0.01073% | 0.01136% |  | 2820 | 3990 | 0.01186% | 0.01249%
| Apr | 28 | 13 | 2821 | 483.995 | 505.2273 | 530.3019 | 0.01033% | 0.01029% | 0.01054% | 0.01176% | 754 | 0.01193% | 0.01184% |  | 8.5187 | 23.8834 | 21.4746 |  | 2821 | 475.4763 | 481.344 | 508.8273 |  | 2821 | 0.01035% | 0.01022% | 0.01054% | 0.009311% | 0.01198% | 0.01073% |  | 2821 | 0.01022% | 0.01054% | 2821 | 8207 | 0.01177% | 4753 | 0.01195% | 0.01186% |  | 2821 | 0.01198% | 0.01073% | 0.01136% |  | 2821 | 754 | 0.01186% | 0.009495%
| Apr | 28 | 14 | 2822 | 483.2601 | 500.3957 | 525.0413 | 0.01031% | 0.01019% | 0.01044% | 0.01175% | 658 | 0.01193% | 0.01184% |  | 8.519 | 23.8841 | 21.4782 |  | 2822 | 474.7411 | 476.5115 | 503.5631 |  | 2822 | 0.01033% | 0.01011% | 0.01043% | 0.009311% | 0.01198% | 0.01074% |  | 2822 | 0.01011% | 0.01043% | 2822 | 5950 | 0.01177% | 5454 | 0.01195% | 0.01186% |  | 2822 | 0.01198% | 0.01074% | 0.01136% |  | 2822 | 658 | 0.01186% | 0.00943%
| Apr | 28 | 15 | 2823 | 485.2611 | 499.2227 | 523.2971 | 0.01036% | 0.01017% | 0.01041% | 0.01175% | 2936 | 0.01192% | 0.01184% |  | 8.5192 | 23.8849 | 21.4819 |  | 2823 | 476.7418 | 475.3378 | 501.8153 |  | 2823 | 0.01038% | 0.01009% | 0.01039% | 0.009312% | 0.01198% | 0.01074% |  | 2823 | 0.01009% | 0.01039% | 2823 | 5783 | 0.01177% | 8053 | 0.01195% | 0.01186% |  | 2823 | 0.01198% | 0.01074% | 0.01136% |  | 2823 | 2936 | 0.01186% | 0.01149%
| Apr | 28 | 16 | 2824 | 483.6978 | 498.6176 | 524.7694 | 0.01032% | 0.01015% | 0.01043% | 0.01175% | 1260 | 0.01192% | 0.01184% |  | 8.5195 | 23.8857 | 21.4855 |  | 2824 | 475.1784 | 474.7319 | 503.2839 |  | 2824 | 0.01034% | 0.01008% | 0.01042% | 0.009312% | 0.01199% | 0.01074% |  | 2824 | 0.01008% | 0.01042% | 2824 | 4468 | 0.01177% | 4923 | 0.01195% | 0.01186% |  | 2824 | 0.01199% | 0.01074% | 0.01136% |  | 2824 | 1260 | 0.01186% | 0.009901%
| Apr | 28 | 17 | 2825 | 485.4017 | 497.91 | 526.9261 | 0.01036% | 0.01014% | 0.01048% | 0.01175% | 1538 | 0.01192% | 0.01184% |  | 8.5197 | 23.8865 | 21.4891 |  | 2825 | 476.882 | 474.0236 | 505.437 |  | 2825 | 0.01038% | 0.01006% | 0.01047% | 0.009312% | 0.01199% | 0.01074% |  | 2825 | 0.01006% | 0.01047% | 2825 | 5426 | 0.01177% | 4447 | 0.01195% | 0.01186% |  | 2825 | 0.01199% | 0.01074% | 0.01136% |  | 2825 | 1538 | 0.01186% | 0.01014%
| Apr | 28 | 18 | 2826 | 480.4057 | 498.059 | 528.2202 | 0.01025% | 0.01014% | 0.0105% | 0.01175% | 1193 | 0.01192% | 0.01184% |  | 8.52 | 23.8873 | 21.4927 |  | 2826 | 471.8857 | 474.1717 | 506.7275 |  | 2826 | 0.01027% | 0.01006% | 0.01049% | 0.009312% | 0.01199% | 0.01074% |  | 2826 | 0.01006% | 0.01049% | 2826 | 4469 | 0.01177% | 8265 | 0.01195% | 0.01186% |  | 2826 | 0.01199% | 0.01074% | 0.01136% |  | 2826 | 1193 | 0.01186% | 0.009843%
| Apr | 28 | 19 | 2827 | 479.1639 | 496.3367 | 530.7802 | 0.01023% | 0.01011% | 0.01055% | 0.01175% | 6039 | 0.01192% | 0.01184% |  | 8.5202 | 23.8881 | 21.4963 |  | 2827 | 470.6437 | 472.4487 | 509.2838 |  | 2827 | 0.01024% | 0.01003% | 0.01055% | 0.009313% | 0.01199% | 0.01074% |  | 2827 | 0.01003% | 0.01055% | 2827 | 4536 | 0.01177% | 5852 | 0.01195% | 0.01186% |  | 2827 | 0.01199% | 0.01074% | 0.01137% |  | 2827 | 6039 | 0.01186% | 0.01215%
| Apr | 28 | 20 | 2828 | 484.576 | 500.8612 | 543.1769 | 0.01034% | 0.0102% | 0.0108% | 0.01175% | 1382 | 0.01192% | 0.01184% |  | 8.5205 | 23.8888 | 21.4999 |  | 2828 | 476.0555 | 476.9723 | 521.6769 |  | 2828 | 0.01036% | 0.01012% | 0.0108% | 0.009313% | 0.01199% | 0.01075% |  | 2828 | 0.01012% | 0.0108% | 2828 | 6139 | 0.01177% | 7929 | 0.01195% | 0.01186% |  | 2828 | 0.01199% | 0.01075% | 0.01137% |  | 2828 | 1382 | 0.01186% | 0.01001%
| Apr | 28 | 21 | 2829 | 483.3243 | 498.301 | 541.2827 | 0.01032% | 0.01015% | 0.01076% | 0.01175% | 1528 | 0.01192% | 0.01184% |  | 8.5207 | 23.8896 | 21.5036 |  | 2829 | 474.8036 | 474.4114 | 519.7791 |  | 2829 | 0.01034% | 0.01007% | 0.01076% | 0.009313% | 0.01199% | 0.01075% |  | 2829 | 0.01007% | 0.01076% | 2829 | 3693 | 0.01177% | 7258 | 0.01195% | 0.01186% |  | 2829 | 0.01199% | 0.01075% | 0.01137% |  | 2829 | 1528 | 0.01186% | 0.01013%
| Apr | 28 | 22 | 2830 | 471.8545 | 489.1498 | 531.2865 | 0.01007% | 0.009961% | 0.01056% | 0.01175% | 710 | 0.01192% | 0.01184% |  | 8.521 | 23.8904 | 21.5072 |  | 2830 | 463.3335 | 465.2594 | 509.7793 |  | 2830 | 0.01009% | 0.009875% | 0.01056% | 0.009314% | 0.01199% | 0.01075% |  | 2830 | 0.009875% | 0.01056% | 2830 | 3890 | 0.01177% | 1050 | 0.01194% | 0.01186% |  | 2830 | 0.01199% | 0.01075% | 0.01137% |  | 2830 | 710 | 0.01186% | 0.009465%
| Apr | 28 | 23 | 2831 | 460.6181 | 479.5238 | 526.2416 | 0.009831% | 0.009765% | 0.01046% | 0.01175% | 1266 | 0.01192% | 0.01184% |  | 8.5213 | 23.8912 | 21.5108 |  | 2831 | 452.0969 | 455.6326 | 504.7308 |  | 2831 | 0.009841% | 0.009671% | 0.01045% | 0.009314% | 0.01199% | 0.01075% |  | 2831 | 0.009671% | 0.01045% | 2831 | 4005 | 0.01177% | 4947 | 0.01194% | 0.01186% |  | 2831 | 0.01199% | 0.01075% | 0.01137% |  | 2831 | 1266 | 0.01186% | 0.009907%
| Apr | 29 | 0 | 2832 | 455.1585 | 473.9008 | 524.0661 | 0.009714% | 0.00965% | 0.01042% | 0.01175% | 1634 | 0.01192% | 0.01184% |  | 8.5215 | 23.892 | 21.5144 |  | 2832 | 446.637 | 450.0088 | 502.5516 |  | 2832 | 0.009722% | 0.009551% | 0.01041% | 0.009314% | 0.01199% | 0.01075% |  | 2832 | 0.009551% | 0.01041% | 2832 | 5498 | 0.01177% | 6089 | 0.01194% | 0.01186% |  | 2832 | 0.01199% | 0.01075% | 0.01137% |  | 2832 | 1634 | 0.01186% | 0.01022%
| Apr | 29 | 1 | 2833 | 452.7187 | 472.2158 | 527.3293 | 0.009662% | 0.009616% | 0.01049% | 0.01175% | 1459 | 0.01192% | 0.01184% |  | 8.5218 | 23.8928 | 21.518 |  | 2833 | 444.197 | 448.323 | 505.8113 |  | 2833 | 0.009669% | 0.009516% | 0.01047% | 0.009314% | 0.01199% | 0.01075% |  | 2833 | 0.009516% | 0.01047% | 2833 | 8347 | 0.01177% | 1199 | 0.01194% | 0.01185% |  | 2833 | 0.01199% | 0.01075% | 0.01137% |  | 2833 | 1459 | 0.01185% | 0.01007%
| Apr | 29 | 2 | 2834 | 456.9347 | 471.3872 | 531.2959 | 0.009752% | 0.009599% | 0.01056% | 0.01175% | 297 | 0.01192% | 0.01184% |  | 8.522 | 23.8935 | 21.5217 |  | 2834 | 448.4126 | 447.4937 | 509.7742 |  | 2834 | 0.009761% | 0.009498% | 0.01056% | 0.009315% | 0.01199% | 0.01076% |  | 2834 | 0.009498% | 0.01056% | 2834 | 5829 | 0.01177% | 6064 | 0.01194% | 0.01185% |  | 2834 | 0.01199% | 0.01076% | 0.01137% |  | 2834 | 297 | 0.01185% | 0.00923%
| Apr | 29 | 3 | 2835 | 462.696 | 473.2491 | 538.6289 | 0.009875% | 0.009637% | 0.01071% | 0.01175% | 1316 | 0.01192% | 0.01184% |  | 8.5223 | 23.8943 | 21.5253 |  | 2835 | 454.1737 | 449.3548 | 517.1036 |  | 2835 | 0.009886% | 0.009537% | 0.01071% | 0.009315% | 0.01199% | 0.01076% |  | 2835 | 0.009537% | 0.01071% | 2835 | 6969 | 0.01177% | 4757 | 0.01194% | 0.01185% |  | 2835 | 0.01199% | 0.01076% | 0.01137% |  | 2835 | 1316 | 0.01185% | 0.00995%
| Apr | 29 | 4 | 2836 | 472.539 | 476.4237 | 558.0023 | 0.01009% | 0.009702% | 0.0111% | 0.01175% | 5888 | 0.01192% | 0.01184% |  | 8.5226 | 23.8951 | 21.5289 |  | 2836 | 464.0165 | 452.5286 | 536.4734 |  | 2836 | 0.0101% | 0.009605% | 0.01111% | 0.009315% | 0.01199% | 0.01076% |  | 2836 | 0.009605% | 0.01111% | 2836 | 370 | 0.01177% | 5973 | 0.01194% | 0.01185% |  | 2836 | 0.01199% | 0.01076% | 0.01138% |  | 2836 | 5888 | 0.01185% | 0.01221%
| Apr | 29 | 5 | 2837 | 488.926 | 480.9016 | 580.7234 | 0.01044% | 0.009793% | 0.01155% | 0.01175% | 5569 | 0.01192% | 0.01183% |  | 8.5228 | 23.8959 | 21.5325 |  | 2837 | 480.4032 | 457.0057 | 559.1908 |  | 2837 | 0.01046% | 0.0097% | 0.01158% | 0.009316% | 0.01199% | 0.01076% |  | 2837 | 0.0097% | 0.01158% | 2837 | 543 | 0.01176% | 1112 | 0.01194% | 0.01185% |  | 2837 | 0.01199% | 0.01076% | 0.01138% |  | 2837 | 5569 | 0.01185% | 0.01238%
| Apr | 29 | 6 | 2838 | 495.1111 | 485.3981 | 594.4985 | 0.01057% | 0.009884% | 0.01182% | 0.01175% | 3987 | 0.01192% | 0.01183% |  | 8.5231 | 23.8967 | 21.5361 |  | 2838 | 486.588 | 461.5014 | 572.9624 |  | 2838 | 0.01059% | 0.009795% | 0.01187% | 0.009316% | 0.01199% | 0.01076% |  | 2838 | 0.009795% | 0.01187% | 2838 | 3603 | 0.01176% | 3827 | 0.01194% | 0.01185% |  | 2838 | 0.01199% | 0.01076% | 0.01138% |  | 2838 | 3987 | 0.01185% | 0.01249%
| Apr | 29 | 7 | 2839 | 493.7335 | 488.1071 | 594.4798 | 0.01054% | 0.00994% | 0.01182% | 0.01175% | 6906 | 0.01192% | 0.01183% |  | 8.5233 | 23.8975 | 21.5398 |  | 2839 | 485.2101 | 464.2097 | 572.94 |  | 2839 | 0.01056% | 0.009853% | 0.01186% | 0.009316% | 0.01199% | 0.01077% |  | 2839 | 0.009853% | 0.01186% | 2839 | 8480 | 0.01176% | 4922 | 0.01194% | 0.01185% |  | 2839 | 0.01199% | 0.01077% | 0.01138% |  | 2839 | 6906 | 0.01185% | 0.01194%
| Apr | 29 | 8 | 2840 | 491.5489 | 492.7433 | 587.0624 | 0.01049% | 0.01003% | 0.01167% | 0.01175% | 6135 | 0.01192% | 0.01183% |  | 8.5236 | 23.8982 | 21.5434 |  | 2840 | 483.0253 | 468.845 | 565.519 |  | 2840 | 0.01051% | 0.009951% | 0.01171% | 0.009316% | 0.01199% | 0.01077% |  | 2840 | 0.009951% | 0.01171% | 2840 | 5450 | 0.01176% | 296 | 0.01194% | 0.01185% |  | 2840 | 0.01199% | 0.01077% | 0.01138% |  | 2840 | 6135 | 0.01185% | 0.01211%
| Apr | 29 | 9 | 2841 | 484.3857 | 496.374 | 576.5224 | 0.01034% | 0.01011% | 0.01146% | 0.01175% | 1525 | 0.01192% | 0.01183% |  | 8.5239 | 23.899 | 21.547 |  | 2841 | 475.8619 | 472.475 | 554.9754 |  | 2841 | 0.01036% | 0.01003% | 0.01149% | 0.009317% | 0.01199% | 0.01077% |  | 2841 | 0.01003% | 0.01149% | 2841 | 6469 | 0.01176% | 6065 | 0.01194% | 0.01185% |  | 2841 | 0.01199% | 0.01077% | 0.01138% |  | 2841 | 1525 | 0.01185% | 0.01013%
| Apr | 29 | 10 | 2842 | 479.4727 | 494.7541 | 571.74 | 0.01023% | 0.01007% | 0.01137% | 0.01175% | 726 | 0.01192% | 0.01183% |  | 8.5241 | 23.8998 | 21.5506 |  | 2842 | 470.9486 | 470.8543 | 550.1894 |  | 2842 | 0.01025% | 0.009994% | 0.01139% | 0.009317% | 0.01199% | 0.01077% |  | 2842 | 0.009994% | 0.01139% | 2842 | 2949 | 0.01176% | 755 | 0.01194% | 0.01185% |  | 2842 | 0.01199% | 0.01077% | 0.01138% |  | 2842 | 726 | 0.01185% | 0.009476%
| Apr | 29 | 11 | 2843 | 474.9469 | 491.2444 | 566.62 | 0.01014% | 0.01% | 0.01127% | 0.01175% | 711 | 0.01192% | 0.01183% |  | 8.5244 | 23.9006 | 21.5542 |  | 2843 | 466.4225 | 467.3438 | 545.0658 |  | 2843 | 0.01015% | 0.009919% | 0.01129% | 0.009317% | 0.01199% | 0.01077% |  | 2843 | 0.009919% | 0.01129% | 2843 | 8137 | 0.01176% | 4992 | 0.01194% | 0.01185% |  | 2843 | 0.01199% | 0.01077% | 0.01138% |  | 2843 | 711 | 0.01185% | 0.009465%
| Apr | 29 | 12 | 2844 | 470.636 | 490.1831 | 567.9047 | 0.01004% | 0.009982% | 0.01129% | 0.01175% | 1284 | 0.01192% | 0.01183% |  | 8.5247 | 23.9014 | 21.5578 |  | 2844 | 462.1114 | 466.2818 | 546.3468 |  | 2844 | 0.01006% | 0.009897% | 0.01131% | 0.009318% | 0.01199% | 0.01077% |  | 2844 | 0.009897% | 0.01131% | 2844 | 7589 | 0.01176% | 1737 | 0.01194% | 0.01185% |  | 2844 | 0.01199% | 0.01077% | 0.01138% |  | 2844 | 1284 | 0.01185% | 0.009922%
| Apr | 29 | 13 | 2845 | 468.2655 | 487.6137 | 599.8905 | 0.009994% | 0.00993% | 0.01193% | 0.01175% | 1461 | 0.01192% | 0.01183% |  | 8.5249 | 23.9022 | 21.5615 |  | 2845 | 459.7406 | 463.7116 | 578.329 |  | 2845 | 0.01001% | 0.009842% | 0.01198% | 0.009318% | 0.01199% | 0.01078% |  | 2845 | 0.009842% | 0.01198% | 2845 | 6307 | 0.01176% | 1608 | 0.01194% | 0.01185% |  | 2845 | 0.01199% | 0.01078% | 0.01139% |  | 2845 | 1461 | 0.01185% | 0.01007%
| Apr | 29 | 14 | 2846 | 465.4726 | 487.623 | 565.9636 | 0.009935% | 0.00993% | 0.01125% | 0.01175% | 7819 | 0.01192% | 0.01183% |  | 8.5252 | 23.9029 | 21.5651 |  | 2846 | 456.9474 | 463.7201 | 544.3985 |  | 2846 | 0.009947% | 0.009842% | 0.01127% | 0.009318% | 0.01199% | 0.01078% |  | 2846 | 0.009842% | 0.01127% | 2846 | 7913 | 0.01176% | 737 | 0.01194% | 0.01185% |  | 2846 | 0.01199% | 0.01078% | 0.01139% |  | 2846 | 7819 | 0.01185% | 0.01168%
| Apr | 29 | 15 | 2847 | 463.8561 | 487.7347 | 562.2783 | 0.0099% | 0.009932% | 0.01118% | 0.01175% | 6085 | 0.01192% | 0.01183% |  | 8.5255 | 23.9037 | 21.5687 |  | 2847 | 455.3306 | 463.831 | 540.7096 |  | 2847 | 0.009912% | 0.009845% | 0.0112% | 0.009318% | 0.01199% | 0.01078% |  | 2847 | 0.009845% | 0.0112% | 2847 | 1249 | 0.01176% | 4372 | 0.01194% | 0.01185% |  | 2847 | 0.01199% | 0.01078% | 0.01139% |  | 2847 | 6085 | 0.01185% | 0.01213%
| Apr | 29 | 16 | 2848 | 465.4396 | 490.5555 | 561.1249 | 0.009934% | 0.009989% | 0.01116% | 0.01175% | 717 | 0.01192% | 0.01183% |  | 8.5257 | 23.9045 | 21.5723 |  | 2848 | 456.9139 | 466.651 | 539.5526 |  | 2848 | 0.009946% | 0.009905% | 0.01117% | 0.009319% | 0.01199% | 0.01078% |  | 2848 | 0.009905% | 0.01117% | 2848 | 8136 | 0.01176% | 5784 | 0.01193% | 0.01185% |  | 2848 | 0.01199% | 0.01078% | 0.01139% |  | 2848 | 717 | 0.01185% | 0.00947%
| Apr | 29 | 17 | 2849 | 465.5157 | 494.6983 | 567.192 | 0.009935% | 0.01007% | 0.01128% | 0.01175% | 7243 | 0.01192% | 0.01183% |  | 8.526 | 23.9053 | 21.5759 |  | 2849 | 456.9897 | 470.793 | 545.6161 |  | 2849 | 0.009948% | 0.009993% | 0.0113% | 0.009319% | 0.012% | 0.01078% |  | 2849 | 0.009993% | 0.0113% | 2849 | 5767 | 0.01176% | 3865 | 0.01193% | 0.01185% |  | 2849 | 0.012% | 0.01078% | 0.01139% |  | 2849 | 7243 | 0.01185% | 0.01189%
| Apr | 29 | 18 | 2850 | 463.7685 | 494.9682 | 569.7707 | 0.009898% | 0.01008% | 0.01133% | 0.01175% | 1228 | 0.01191% | 0.01183% |  | 8.5263 | 23.9061 | 21.5795 |  | 2850 | 455.2422 | 471.0622 | 548.1912 |  | 2850 | 0.00991% | 0.009998% | 0.01135% | 0.009319% | 0.012% | 0.01079% |  | 2850 | 0.009998% | 0.01135% | 2850 | 7663 | 0.01176% | 8467 | 0.01193% | 0.01185% |  | 2850 | 0.012% | 0.01079% | 0.01139% |  | 2850 | 1228 | 0.01185% | 0.009873%
| Apr | 29 | 19 | 2851 | 464.886 | 493.5718 | 572.0213 | 0.009922% | 0.01005% | 0.01137% | 0.01174% | 5017 | 0.01191% | 0.01183% |  | 8.5265 | 23.9069 | 21.5832 |  | 2851 | 456.3595 | 469.665 | 550.4381 |  | 2851 | 0.009934% | 0.009969% | 0.0114% | 0.00932% | 0.012% | 0.01079% |  | 2851 | 0.009969% | 0.0114% | 2851 | 257 | 0.01176% | 4369 | 0.01193% | 0.01185% |  | 2851 | 0.012% | 0.01079% | 0.01139% |  | 2851 | 5017 | 0.01185% | 0.01265%
| Apr | 29 | 20 | 2852 | 468.575 | 499.623 | 577.6758 | 0.01% | 0.01017% | 0.01149% | 0.01174% | 7327 | 0.01191% | 0.01183% |  | 8.5268 | 23.9076 | 21.5868 |  | 2852 | 460.0482 | 475.7154 | 556.089 |  | 2852 | 0.01001% | 0.0101% | 0.01152% | 0.00932% | 0.012% | 0.01079% |  | 2852 | 0.0101% | 0.01152% | 2852 | 5672 | 0.01176% | 820 | 0.01193% | 0.01184% |  | 2852 | 0.012% | 0.01079% | 0.01139% |  | 2852 | 7327 | 0.01184% | 0.01187%
| Apr | 29 | 21 | 2853 | 465.4737 | 498.8969 | 573.6811 | 0.009935% | 0.01016% | 0.01141% | 0.01174% | 298 | 0.01191% | 0.01183% |  | 8.5271 | 23.9084 | 21.5904 |  | 2853 | 456.9466 | 474.9884 | 552.0907 |  | 2853 | 0.009947% | 0.01008% | 0.01143% | 0.00932% | 0.012% | 0.01079% |  | 2853 | 0.01008% | 0.01143% | 2853 | 247 | 0.01176% | 1502 | 0.01193% | 0.01184% |  | 2853 | 0.012% | 0.01079% | 0.01139% |  | 2853 | 298 | 0.01184% | 0.009231%
| Apr | 29 | 22 | 2854 | 458.4256 | 487.772 | 564.1538 | 0.009784% | 0.009933% | 0.01122% | 0.01174% | 3378 | 0.01191% | 0.01183% |  | 8.5274 | 23.9092 | 21.594 |  | 2854 | 449.8983 | 463.8628 | 542.5598 |  | 2854 | 0.009793% | 0.009845% | 0.01124% | 0.009321% | 0.012% | 0.01079% |  | 2854 | 0.009845% | 0.01124% | 2854 | 3769 | 0.01176% | 4706 | 0.01193% | 0.01184% |  | 2854 | 0.012% | 0.01079% | 0.01139% |  | 2854 | 3378 | 0.01184% | 0.01196%
| Apr | 29 | 23 | 2855 | 451.7067 | 477.6619 | 552.2822 | 0.009641% | 0.009727% | 0.01098% | 0.01174% | 3211 | 0.01191% | 0.01183% |  | 8.5276 | 23.91 | 21.5976 |  | 2855 | 443.1791 | 453.7519 | 530.6846 |  | 2855 | 0.009647% | 0.009631% | 0.01099% | 0.009321% | 0.012% | 0.01079% |  | 2855 | 0.009631% | 0.01099% | 2855 | 5592 | 0.01176% | 514 | 0.01193% | 0.01184% |  | 2855 | 0.012% | 0.01079% | 0.0114% |  | 2855 | 3211 | 0.01184% | 0.01178%
| Apr | 30 | 0 | 2856 | 446.3723 | 473.3515 | 552.6948 | 0.009527% | 0.009639% | 0.01099% | 0.01174% | 2912 | 0.01191% | 0.01183% |  | 8.5279 | 23.9108 | 21.6012 |  | 2856 | 437.8444 | 449.4408 | 531.0935 |  | 2856 | 0.009531% | 0.009539% | 0.011% | 0.009321% | 0.012% | 0.0108% |  | 2856 | 0.009539% | 0.011% | 2856 | 7015 | 0.01175% | 3211 | 0.01193% | 0.01184% |  | 2856 | 0.012% | 0.0108% | 0.0114% |  | 2856 | 2912 | 0.01184% | 0.01146%
| Apr | 30 | 1 | 2857 | 443.6368 | 473.063 | 553.6044 | 0.009468% | 0.009633% | 0.01101% | 0.01174% | 5363 | 0.01191% | 0.01183% |  | 8.5282 | 23.9115 | 21.6049 |  | 2857 | 435.1086 | 449.1514 | 531.9995 |  | 2857 | 0.009471% | 0.009533% | 0.01102% | 0.009321% | 0.012% | 0.0108% |  | 2857 | 0.009533% | 0.01102% | 2857 | 8411 | 0.01175% | 3868 | 0.01193% | 0.01184% |  | 2857 | 0.012% | 0.0108% | 0.0114% |  | 2857 | 5363 | 0.01184% | 0.0125%
| Apr | 30 | 2 | 2858 | 444.2079 | 473.2771 | 556.2394 | 0.009481% | 0.009638% | 0.01106% | 0.01174% | 7856 | 0.01191% | 0.01183% |  | 8.5285 | 23.9123 | 21.6085 |  | 2858 | 435.6794 | 449.3647 | 534.6309 |  | 2858 | 0.009484% | 0.009538% | 0.01107% | 0.009322% | 0.012% | 0.0108% |  | 2858 | 0.009538% | 0.01107% | 2858 | 7713 | 0.01175% | 1613 | 0.01193% | 0.01184% |  | 2858 | 0.012% | 0.0108% | 0.0114% |  | 2858 | 7856 | 0.01184% | 0.01166%
| Apr | 30 | 3 | 2859 | 445.3869 | 479.2817 | 559.437 | 0.009506% | 0.00976% | 0.01112% | 0.01174% | 3429 | 0.01191% | 0.01183% |  | 8.5287 | 23.9131 | 21.6121 |  | 2859 | 436.8582 | 455.3686 | 537.8249 |  | 2859 | 0.009509% | 0.009665% | 0.01114% | 0.009322% | 0.012% | 0.0108% |  | 2859 | 0.009665% | 0.01114% | 2859 | 559 | 0.01175% | 7916 | 0.01193% | 0.01184% |  | 2859 | 0.012% | 0.0108% | 0.0114% |  | 2859 | 3429 | 0.01184% | 0.01201%
| Apr | 30 | 4 | 2860 | 448.2199 | 489.969 | 570.8491 | 0.009566% | 0.009977% | 0.01135% | 0.01174% | 1347 | 0.01191% | 0.01183% |  | 8.529 | 23.9139 | 21.6157 |  | 2860 | 439.6909 | 466.0551 | 549.2334 |  | 2860 | 0.009571% | 0.009892% | 0.01137% | 0.009322% | 0.012% | 0.0108% |  | 2860 | 0.009892% | 0.01137% | 2860 | 5211 | 0.01175% | 5323 | 0.01193% | 0.01184% |  | 2860 | 0.012% | 0.0108% | 0.0114% |  | 2860 | 1347 | 0.01184% | 0.009976%
| Apr | 30 | 5 | 2861 | 452.7569 | 499.8278 | 597.5086 | 0.009663% | 0.01018% | 0.01188% | 0.01174% | 1025 | 0.01191% | 0.01182% |  | 8.5293 | 23.9147 | 21.6193 |  | 2861 | 444.2276 | 475.9131 | 575.8893 |  | 2861 | 0.00967% | 0.0101% | 0.01193% | 0.009323% | 0.012% | 0.01081% |  | 2861 | 0.0101% | 0.01193% | 2861 | 6445 | 0.01175% | 913 | 0.01193% | 0.01184% |  | 2861 | 0.012% | 0.01081% | 0.0114% |  | 2861 | 1025 | 0.01184% | 0.009702%
| Apr | 30 | 6 | 2862 | 455.6777 | 516.1288 | 612.0527 | 0.009725% | 0.01051% | 0.01217% | 0.01174% | 5167 | 0.01191% | 0.01182% |  | 8.5296 | 23.9155 | 21.6229 |  | 2862 | 447.1481 | 492.2133 | 590.4298 |  | 2862 | 0.009733% | 0.01045% | 0.01223% | 0.009323% | 0.012% | 0.01081% |  | 2862 | 0.01045% | 0.01223% | 2862 | 1188 | 0.01175% | 702 | 0.01193% | 0.01184% |  | 2862 | 0.012% | 0.01081% | 0.0114% |  | 2862 | 5167 | 0.01184% | 0.01259%
| Apr | 30 | 7 | 2863 | 467.3952 | 534.2637 | 608.9114 | 0.009976% | 0.01088% | 0.01211% | 0.01174% | 739 | 0.01191% | 0.01182% |  | 8.5298 | 23.9162 | 21.6266 |  | 2863 | 458.8654 | 510.3475 | 587.2848 |  | 2863 | 0.009989% | 0.01083% | 0.01216% | 0.009323% | 0.012% | 0.01081% |  | 2863 | 0.01083% | 0.01216% | 2863 | 7558 | 0.01175% | 8079 | 0.01193% | 0.01184% |  | 2863 | 0.012% | 0.01081% | 0.0114% |  | 2863 | 739 | 0.01184% | 0.009485%
| Apr | 30 | 8 | 2864 | 472.0665 | 531.3964 | 592.6043 | 0.01008% | 0.01082% | 0.01178% | 0.01174% | 5598 | 0.01191% | 0.01182% |  | 8.5301 | 23.917 | 21.6302 |  | 2864 | 463.5364 | 507.4793 | 570.9742 |  | 2864 | 0.01009% | 0.01077% | 0.01182% | 0.009324% | 0.012% | 0.01081% |  | 2864 | 0.01077% | 0.01182% | 2864 | 730 | 0.01175% | 5213 | 0.01193% | 0.01184% |  | 2864 | 0.012% | 0.01081% | 0.01141% |  | 2864 | 5598 | 0.01184% | 0.01236%
| Apr | 30 | 9 | 2865 | 472.8407 | 525.0566 | 586.3497 | 0.01009% | 0.01069% | 0.01166% | 0.01174% | 3743 | 0.01191% | 0.01182% |  | 8.5304 | 23.9178 | 21.6338 |  | 2865 | 464.3103 | 501.1388 | 564.7159 |  | 2865 | 0.01011% | 0.01064% | 0.01169% | 0.009324% | 0.012% | 0.01081% |  | 2865 | 0.01064% | 0.01169% | 2865 | 3938 | 0.01175% | 3647 | 0.01193% | 0.01184% |  | 2865 | 0.012% | 0.01081% | 0.01141% |  | 2865 | 3743 | 0.01184% | 0.0123%
| Apr | 30 | 10 | 2866 | 469.4173 | 524.6749 | 557.3834 | 0.01002% | 0.01068% | 0.01108% | 0.01174% | 4637 | 0.01191% | 0.01182% |  | 8.5307 | 23.9186 | 21.6374 |  | 2866 | 460.8867 | 500.7563 | 535.746 |  | 2866 | 0.01003% | 0.01063% | 0.01109% | 0.009324% | 0.012% | 0.01081% |  | 2866 | 0.01063% | 0.01109% | 2866 | 1065 | 0.01175% | 1296 | 0.01193% | 0.01184% |  | 2866 | 0.012% | 0.01081% | 0.01141% |  | 2866 | 4637 | 0.01184% | 0.01271%
| Apr | 30 | 11 | 2867 | 465.0116 | 524.1349 | 564.2944 | 0.009925% | 0.01067% | 0.01122% | 0.01174% | 3772 | 0.01191% | 0.01182% |  | 8.531 | 23.9194 | 21.641 |  | 2867 | 456.4806 | 500.2156 | 542.6534 |  | 2867 | 0.009937% | 0.01062% | 0.01124% | 0.009324% | 0.012% | 0.01082% |  | 2867 | 0.01062% | 0.01124% | 2867 | 7543 | 0.01175% | 8421 | 0.01193% | 0.01184% |  | 2867 | 0.012% | 0.01082% | 0.01141% |  | 2867 | 3772 | 0.01184% | 0.01232%
| Apr | 30 | 12 | 2868 | 465.0725 | 529.4507 | 575.9222 | 0.009926% | 0.01078% | 0.01145% | 0.01174% | 7398 | 0.01191% | 0.01182% |  | 8.5313 | 23.9202 | 21.6446 |  | 2868 | 456.5413 | 505.5305 | 554.2776 |  | 2868 | 0.009938% | 0.01073% | 0.01148% | 0.009325% | 0.012% | 0.01082% |  | 2868 | 0.01073% | 0.01148% | 2868 | 6932 | 0.01175% | 1300 | 0.01193% | 0.01184% |  | 2868 | 0.012% | 0.01082% | 0.01141% |  | 2868 | 7398 | 0.01184% | 0.01185%
| Apr | 30 | 13 | 2869 | 463.6168 | 524.2094 | 576.3723 | 0.009895% | 0.01067% | 0.01146% | 0.01174% | 1587 | 0.01191% | 0.01182% |  | 8.5315 | 23.9209 | 21.6483 |  | 2869 | 455.0853 | 500.2885 | 554.7241 |  | 2869 | 0.009906% | 0.01062% | 0.01149% | 0.009325% | 0.012% | 0.01082% |  | 2869 | 0.01062% | 0.01149% | 2869 | 7664 | 0.01175% | 4387 | 0.01193% | 0.01184% |  | 2869 | 0.012% | 0.01082% | 0.01141% |  | 2869 | 1587 | 0.01184% | 0.01018%
| Apr | 30 | 14 | 2870 | 459.8904 | 524.2467 | 576.4567 | 0.009815% | 0.01068% | 0.01146% | 0.01174% | 7305 | 0.01191% | 0.01182% |  | 8.5318 | 23.9217 | 21.6519 |  | 2870 | 451.3586 | 500.3249 | 554.8049 |  | 2870 | 0.009825% | 0.01062% | 0.01149% | 0.009325% | 0.012% | 0.01082% |  | 2870 | 0.01062% | 0.01149% | 2870 | 4086 | 0.01175% | 3826 | 0.01193% | 0.01184% |  | 2870 | 0.012% | 0.01082% | 0.01141% |  | 2870 | 7305 | 0.01184% | 0.01187%
| Apr | 30 | 15 | 2871 | 458.6961 | 527.4771 | 574.8345 | 0.00979% | 0.01074% | 0.01143% | 0.01174% | 536 | 0.01191% | 0.01182% |  | 8.5321 | 23.9225 | 21.6555 |  | 2871 | 450.164 | 503.5546 | 553.179 |  | 2871 | 0.009799% | 0.01069% | 0.01146% | 0.009326% | 0.012% | 0.01082% |  | 2871 | 0.01069% | 0.01146% | 2871 | 3702 | 0.01175% | 6086 | 0.01193% | 0.01184% |  | 2871 | 0.012% | 0.01082% | 0.01141% |  | 2871 | 536 | 0.01184% | 0.009354%
| Apr | 30 | 16 | 2872 | 459.4258 | 526.1272 | 573.9061 | 0.009805% | 0.01071% | 0.01141% | 0.01174% | 1536 | 0.01191% | 0.01182% |  | 8.5324 | 23.9233 | 21.6591 |  | 2872 | 450.8934 | 502.2039 | 552.247 |  | 2872 | 0.009815% | 0.01066% | 0.01144% | 0.009326% | 0.012% | 0.01083% |  | 2872 | 0.01066% | 0.01144% | 2872 | 8685 | 0.01175% | 1243 | 0.01193% | 0.01184% |  | 2872 | 0.012% | 0.01083% | 0.01141% |  | 2872 | 1536 | 0.01184% | 0.01014%
| Apr | 30 | 17 | 2873 | 462.0312 | 522.5616 | 575.9316 | 0.009861% | 0.01064% | 0.01145% | 0.01174% | 8416 | 0.01191% | 0.01182% |  | 8.5327 | 23.9241 | 21.6627 |  | 2873 | 453.4985 | 498.6376 | 554.2689 |  | 2873 | 0.009872% | 0.01058% | 0.01148% | 0.009326% | 0.012% | 0.01083% |  | 2873 | 0.01058% | 0.01148% | 2873 | 8255 | 0.01175% | 8464 | 0.01193% | 0.01184% |  | 2873 | 0.012% | 0.01083% | 0.01142% |  | 2873 | 8416 | 0.01184% | 0.01126%
| Apr | 30 | 18 | 2874 | 464.1082 | 522.2079 | 578.501 | 0.009905% | 0.01063% | 0.0115% | 0.01174% | 1343 | 0.01191% | 0.01182% |  | 8.533 | 23.9249 | 21.6663 |  | 2874 | 455.5752 | 498.283 | 556.8346 |  | 2874 | 0.009917% | 0.01058% | 0.01153% | 0.009327% | 0.012% | 0.01083% |  | 2874 | 0.01058% | 0.01153% | 2874 | 6308 | 0.01175% | 3540 | 0.01193% | 0.01184% |  | 2874 | 0.012% | 0.01083% | 0.01142% |  | 2874 | 1343 | 0.01184% | 0.009973%
| Apr | 30 | 19 | 2875 | 467.009 | 523.7812 | 579.6075 | 0.009967% | 0.01067% | 0.01153% | 0.01173% | 5140 | 0.01191% | 0.01182% |  | 8.5333 | 23.9256 | 21.6699 |  | 2875 | 458.4758 | 499.8555 | 557.9375 |  | 2875 | 0.00998% | 0.01061% | 0.01155% | 0.009327% | 0.01201% | 0.01083% |  | 2875 | 0.01061% | 0.01155% | 2875 | 5645 | 0.01175% | 393 | 0.01193% | 0.01184% |  | 2875 | 0.01201% | 0.01083% | 0.01142% |  | 2875 | 5140 | 0.01184% | 0.0126%
| Apr | 30 | 20 | 2876 | 475.4288 | 530.0279 | 587.3531 | 0.01015% | 0.01079% | 0.01168% | 0.01173% | 1219 | 0.0119% | 0.01182% |  | 8.5335 | 23.9264 | 21.6736 |  | 2876 | 466.8953 | 506.1015 | 565.6795 |  | 2876 | 0.01016% | 0.01074% | 0.01171% | 0.009327% | 0.01201% | 0.01083% |  | 2876 | 0.01074% | 0.01171% | 2876 | 8115 | 0.01175% | 4852 | 0.01193% | 0.01184% |  | 2876 | 0.01201% | 0.01083% | 0.01142% |  | 2876 | 1219 | 0.01184% | 0.009865%
| Apr | 30 | 21 | 2877 | 475.229 | 522.3661 | 581.7174 | 0.01014% | 0.01064% | 0.01157% | 0.01173% | 1552 | 0.0119% | 0.01182% |  | 8.5338 | 23.9272 | 21.6772 |  | 2877 | 466.6952 | 498.4389 | 560.0402 |  | 2877 | 0.01016% | 0.01058% | 0.0116% | 0.009328% | 0.01201% | 0.01083% |  | 2877 | 0.01058% | 0.0116% | 2877 | 6059 | 0.01175% | 4708 | 0.01193% | 0.01184% |  | 2877 | 0.01201% | 0.01083% | 0.01142% |  | 2877 | 1552 | 0.01184% | 0.01015%
| Apr | 30 | 22 | 2878 | 464.9923 | 507.6012 | 565.2322 | 0.009924% | 0.01034% | 0.01124% | 0.01173% | 5591 | 0.0119% | 0.01182% |  | 8.5341 | 23.928 | 21.6808 |  | 2878 | 456.4582 | 483.6733 | 543.5514 |  | 2878 | 0.009936% | 0.01027% | 0.01126% | 0.009328% | 0.01201% | 0.01084% |  | 2878 | 0.01027% | 0.01126% | 2878 | 8186 | 0.01175% | 1308 | 0.01193% | 0.01184% |  | 2878 | 0.01201% | 0.01084% | 0.01142% |  | 2878 | 5591 | 0.01184% | 0.01237%
| Apr | 30 | 23 | 2879 | 456.9492 | 494.7727 | 555.161 | 0.009753% | 0.01008% | 0.01104% | 0.01173% | 6907 | 0.0119% | 0.01182% |  | 8.5344 | 23.9288 | 21.6844 |  | 2879 | 448.4148 | 470.844 | 533.4766 |  | 2879 | 0.009761% | 0.009994% | 0.01105% | 0.009328% | 0.01201% | 0.01084% |  | 2879 | 0.009994% | 0.01105% | 2879 | 6428 | 0.01175% | 5284 | 0.01193% | 0.01184% |  | 2879 | 0.01201% | 0.01084% | 0.01142% |  | 2879 | 6907 | 0.01184% | 0.01194%
| May | 1 | 0 | 2880 | 453.153 | 491.9426 | 551.4851 | 0.009672% | 0.01002% | 0.01097% | 0.01173% | 1670 | 0.0119% | 0.01182% |  | 8.5347 | 23.9295 | 21.688 |  | 2880 | 444.6183 | 468.0131 | 529.7971 |  | 2880 | 0.009678% | 0.009934% | 0.01097% | 0.009329% | 0.01201% | 0.01084% |  | 2880 | 0.009934% | 0.01097% | 2880 | 3202 | 0.01175% | 2861 | 0.01193% | 0.01184% |  | 2880 | 0.01201% | 0.01084% | 0.01142% |  | 2880 | 1670 | 0.01184% | 0.01024%
| May | 1 | 1 | 2881 | 454.6645 | 489.8201 | 549.6472 | 0.009704% | 0.009974% | 0.01093% | 0.01173% | 7818 | 0.0119% | 0.01182% |  | 8.535 | 23.9303 | 21.6916 |  | 2881 | 446.1295 | 465.8897 | 527.9556 |  | 2881 | 0.009711% | 0.009888% | 0.01093% | 0.009329% | 0.01201% | 0.01084% |  | 2881 | 0.009888% | 0.01093% | 2881 | 5597 | 0.01175% | 7250 | 0.01193% | 0.01184% |  | 2881 | 0.01201% | 0.01084% | 0.01142% |  | 2881 | 7818 | 0.01184% | 0.01168%
| May | 1 | 2 | 2882 | 461.278 | 488.3492 | 553.0324 | 0.009845% | 0.009944% | 0.011% | 0.01173% | 4304 | 0.0119% | 0.01182% |  | 8.5353 | 23.9311 | 21.6952 |  | 2882 | 452.7427 | 464.4181 | 531.3371 |  | 2882 | 0.009855% | 0.009857% | 0.011% | 0.009329% | 0.01201% | 0.01084% |  | 2882 | 0.009857% | 0.011% | 2882 | 8126 | 0.01175% | 1689 | 0.01192% | 0.01184% |  | 2882 | 0.01201% | 0.01084% | 0.01143% |  | 2882 | 4304 | 0.01184% | 0.01264%
| May | 1 | 3 | 2883 | 467.1983 | 493.6928 | 563.1692 | 0.009971% | 0.01005% | 0.0112% | 0.01173% | 3375 | 0.0119% | 0.01182% |  | 8.5356 | 23.9319 | 21.6988 |  | 2883 | 458.6627 | 469.7609 | 541.4703 |  | 2883 | 0.009984% | 0.009971% | 0.01121% | 0.009329% | 0.01201% | 0.01085% |  | 2883 | 0.009971% | 0.01121% | 2883 | 3455 | 0.01175% | 1234 | 0.01192% | 0.01183% |  | 2883 | 0.01201% | 0.01085% | 0.01143% |  | 2883 | 3375 | 0.01183% | 0.01195%
| May | 1 | 4 | 2884 | 478.8608 | 499.9488 | 573.8311 | 0.01022% | 0.01018% | 0.01141% | 0.01173% | 6738 | 0.0119% | 0.01182% |  | 8.5359 | 23.9327 | 21.7025 |  | 2884 | 470.3249 | 476.0162 | 552.1286 |  | 2884 | 0.01024% | 0.0101% | 0.01143% | 0.00933% | 0.01201% | 0.01085% |  | 2884 | 0.0101% | 0.01143% | 2884 | 5733 | 0.01175% | 8412 | 0.01192% | 0.01183% |  | 2884 | 0.01201% | 0.01085% | 0.01143% |  | 2884 | 6738 | 0.01183% | 0.01196%
| May | 1 | 5 | 2885 | 501.4271 | 516.7246 | 594.5454 | 0.0107% | 0.01052% | 0.01182% | 0.01173% | 4993 | 0.0119% | 0.01182% |  | 8.5362 | 23.9335 | 21.7061 |  | 2885 | 492.8909 | 492.7911 | 572.8394 |  | 2885 | 0.01073% | 0.01046% | 0.01186% | 0.00933% | 0.01201% | 0.01085% |  | 2885 | 0.01046% | 0.01186% | 2885 | 3937 | 0.01175% | 762 | 0.01192% | 0.01183% |  | 2885 | 0.01201% | 0.01085% | 0.01143% |  | 2885 | 4993 | 0.01183% | 0.01265%
| May | 1 | 6 | 2886 | 513.9798 | 536.349 | 612.2778 | 0.01097% | 0.01092% | 0.01217% | 0.01173% | 4391 | 0.0119% | 0.01182% |  | 8.5365 | 23.9342 | 21.7097 |  | 2886 | 505.4434 | 512.4148 | 590.5681 |  | 2886 | 0.011% | 0.01088% | 0.01223% | 0.00933% | 0.01201% | 0.01085% |  | 2886 | 0.01088% | 0.01223% | 2886 | 225 | 0.01174% | 5188 | 0.01192% | 0.01183% |  | 2886 | 0.01201% | 0.01085% | 0.01143% |  | 2886 | 4391 | 0.01183% | 0.01267%
| May | 1 | 7 | 2887 | 512.7457 | 546.1892 | 616.6195 | 0.01094% | 0.01112% | 0.01226% | 0.01173% | 709 | 0.0119% | 0.01182% |  | 8.5368 | 23.935 | 21.7133 |  | 2887 | 504.209 | 522.2542 | 594.9062 |  | 2887 | 0.01098% | 0.01108% | 0.01232% | 0.009331% | 0.01201% | 0.01085% |  | 2887 | 0.01108% | 0.01232% | 2887 | 8297 | 0.01174% | 1671 | 0.01192% | 0.01183% |  | 2887 | 0.01201% | 0.01085% | 0.01143% |  | 2887 | 709 | 0.01183% | 0.009464%
| May | 1 | 8 | 2888 | 505.7147 | 537.0845 | 607.908 | 0.01079% | 0.01094% | 0.01209% | 0.01173% | 8002 | 0.0119% | 0.01182% |  | 8.537 | 23.9358 | 21.7169 |  | 2888 | 497.1776 | 513.1487 | 586.1911 |  | 2888 | 0.01082% | 0.01089% | 0.01214% | 0.009331% | 0.01201% | 0.01085% |  | 2888 | 0.01089% | 0.01214% | 2888 | 6276 | 0.01174% | 1227 | 0.01192% | 0.01183% |  | 2888 | 0.01201% | 0.01085% | 0.01143% |  | 2888 | 8002 | 0.01183% | 0.01157%
| May | 1 | 9 | 2889 | 504.2961 | 532.9417 | 595.1549 | 0.01076% | 0.01085% | 0.01183% | 0.01173% | 7282 | 0.0119% | 0.01181% |  | 8.5373 | 23.9366 | 21.7205 |  | 2889 | 495.7588 | 509.0052 | 573.4344 |  | 2889 | 0.01079% | 0.0108% | 0.01187% | 0.009331% | 0.01201% | 0.01086% |  | 2889 | 0.0108% | 0.01187% | 2889 | 8696 | 0.01174% | 1344 | 0.01192% | 0.01183% |  | 2889 | 0.01201% | 0.01086% | 0.01143% |  | 2889 | 7282 | 0.01183% | 0.01188%
| May | 1 | 10 | 2890 | 504.4871 | 514.9465 | 586.0965 | 0.01077% | 0.01049% | 0.01165% | 0.01173% | 4755 | 0.0119% | 0.01181% |  | 8.5376 | 23.9374 | 21.7241 |  | 2890 | 495.9495 | 491.0091 | 564.3724 |  | 2890 | 0.0108% | 0.01042% | 0.01169% | 0.009332% | 0.01201% | 0.01086% |  | 2890 | 0.01042% | 0.01169% | 2890 | 5503 | 0.01174% | 3378 | 0.01192% | 0.01183% |  | 2890 | 0.01201% | 0.01086% | 0.01143% |  | 2890 | 4755 | 0.01183% | 0.01271%
| May | 1 | 11 | 2891 | 504.5061 | 538.7695 | 580.367 | 0.01077% | 0.01097% | 0.01154% | 0.01173% | 925 | 0.0119% | 0.01181% |  | 8.5379 | 23.9382 | 21.7278 |  | 2891 | 495.9682 | 514.8314 | 558.6393 |  | 2891 | 0.0108% | 0.01093% | 0.01157% | 0.009332% | 0.01201% | 0.01086% |  | 2891 | 0.01093% | 0.01157% | 2891 | 6401 | 0.01174% | 3095 | 0.01192% | 0.01183% |  | 2891 | 0.01201% | 0.01086% | 0.01144% |  | 2891 | 925 | 0.01183% | 0.009622%
| May | 1 | 12 | 2892 | 507.9001 | 542.2885 | 580.6859 | 0.01084% | 0.01104% | 0.01155% | 0.01173% | 4423 | 0.0119% | 0.01181% |  | 8.5382 | 23.9389 | 21.7314 |  | 2892 | 499.3618 | 518.3496 | 558.9545 |  | 2892 | 0.01087% | 0.011% | 0.01158% | 0.009332% | 0.01201% | 0.01086% |  | 2892 | 0.011% | 0.01158% | 2892 | 4491 | 0.01174% | 521 | 0.01192% | 0.01183% |  | 2892 | 0.01201% | 0.01086% | 0.01144% |  | 2892 | 4423 | 0.01183% | 0.01268%
| May | 1 | 13 | 2893 | 512.3366 | 542.7912 | 580.5077 | 0.01093% | 0.01105% | 0.01154% | 0.01173% | 1504 | 0.0119% | 0.01181% |  | 8.5385 | 23.9397 | 21.735 |  | 2893 | 503.798 | 518.8515 | 558.7727 |  | 2893 | 0.01097% | 0.01101% | 0.01157% | 0.009333% | 0.01201% | 0.01086% |  | 2893 | 0.01101% | 0.01157% | 2893 | 1248 | 0.01174% | 4318 | 0.01192% | 0.01183% |  | 2893 | 0.01201% | 0.01086% | 0.01144% |  | 2893 | 1504 | 0.01183% | 0.01011%
| May | 1 | 14 | 2894 | 508.9952 | 547.1015 | 580.8453 | 0.01086% | 0.01114% | 0.01155% | 0.01173% | 1659 | 0.0119% | 0.01181% |  | 8.5388 | 23.9405 | 21.7386 |  | 2894 | 500.4564 | 523.161 | 559.1067 |  | 2894 | 0.01089% | 0.0111% | 0.01158% | 0.009333% | 0.01201% | 0.01087% |  | 2894 | 0.0111% | 0.01158% | 2894 | 283 | 0.01174% | 6063 | 0.01192% | 0.01183% |  | 2894 | 0.01201% | 0.01087% | 0.01144% |  | 2894 | 1659 | 0.01183% | 0.01024%
| May | 1 | 15 | 2895 | 507.0758 | 547.6322 | 583.3396 | 0.01082% | 0.01115% | 0.0116% | 0.01173% | 5951 | 0.0119% | 0.01181% |  | 8.5391 | 23.9413 | 21.7422 |  | 2895 | 498.5367 | 523.6909 | 561.5974 |  | 2895 | 0.01085% | 0.01112% | 0.01163% | 0.009333% | 0.01201% | 0.01087% |  | 2895 | 0.01112% | 0.01163% | 2895 | 5617 | 0.01174% | 1315 | 0.01192% | 0.01183% |  | 2895 | 0.01201% | 0.01087% | 0.01144% |  | 2895 | 5951 | 0.01183% | 0.01218%
| May | 1 | 16 | 2896 | 505.7039 | 544.2528 | 580.6202 | 0.01079% | 0.01108% | 0.01155% | 0.01173% | 1076 | 0.0119% | 0.01181% |  | 8.5394 | 23.9421 | 21.7458 |  | 2896 | 497.1645 | 520.3107 | 558.8744 |  | 2896 | 0.01082% | 0.01104% | 0.01157% | 0.009334% | 0.01201% | 0.01087% |  | 2896 | 0.01104% | 0.01157% | 2896 | 5427 | 0.01174% | 904 | 0.01192% | 0.01183% |  | 2896 | 0.01201% | 0.01087% | 0.01144% |  | 2896 | 1076 | 0.01183% | 0.009744%
| May | 1 | 17 | 2897 | 506.4164 | 544.4111 | 584.5118 | 0.01081% | 0.01109% | 0.01162% | 0.01173% | 6133 | 0.0119% | 0.01181% |  | 8.5397 | 23.9428 | 21.7494 |  | 2897 | 497.8766 | 520.4682 | 562.7624 |  | 2897 | 0.01084% | 0.01105% | 0.01165% | 0.009334% | 0.01201% | 0.01087% |  | 2897 | 0.01105% | 0.01165% | 2897 | 6140 | 0.01174% | 5139 | 0.01192% | 0.01183% |  | 2897 | 0.01201% | 0.01087% | 0.01144% |  | 2897 | 6133 | 0.01183% | 0.01211%
| May | 1 | 18 | 2898 | 507.9693 | 541.1714 | 584.5118 | 0.01084% | 0.01102% | 0.01162% | 0.01173% | 6134 | 0.0119% | 0.01181% |  | 8.5401 | 23.9436 | 21.753 |  | 2898 | 499.4293 | 517.2277 | 562.7587 |  | 2898 | 0.01087% | 0.01098% | 0.01165% | 0.009334% | 0.01201% | 0.01087% |  | 2898 | 0.01098% | 0.01165% | 2898 | 3601 | 0.01174% | 3828 | 0.01192% | 0.01183% |  | 2898 | 0.01201% | 0.01087% | 0.01144% |  | 2898 | 6134 | 0.01183% | 0.01211%
| May | 1 | 19 | 2899 | 508.3268 | 541.6555 | 580.7327 | 0.01085% | 0.01103% | 0.01155% | 0.01173% | 5161 | 0.0119% | 0.01181% |  | 8.5404 | 23.9444 | 21.7566 |  | 2899 | 499.7864 | 517.711 | 558.9761 |  | 2899 | 0.01088% | 0.01099% | 0.01158% | 0.009335% | 0.01201% | 0.01087% |  | 2899 | 0.01099% | 0.01158% | 2899 | 5567 | 0.01174% | 249 | 0.01192% | 0.01183% |  | 2899 | 0.01201% | 0.01087% | 0.01144% |  | 2899 | 5161 | 0.01183% | 0.01259%
| May | 1 | 20 | 2900 | 513.7689 | 546.0589 | 585.5902 | 0.01097% | 0.01112% | 0.01164% | 0.01173% | 7973 | 0.0119% | 0.01181% |  | 8.5407 | 23.9452 | 21.7603 |  | 2900 | 505.2282 | 522.1137 | 563.8299 |  | 2900 | 0.011% | 0.01108% | 0.01168% | 0.009335% | 0.01202% | 0.01088% |  | 2900 | 0.01108% | 0.01168% | 2900 | 6467 | 0.01174% | 5903 | 0.01192% | 0.01183% |  | 2900 | 0.01202% | 0.01088% | 0.01145% |  | 2900 | 7973 | 0.01183% | 0.01159%
| May | 1 | 21 | 2901 | 509.8039 | 540.7804 | 583.6584 | 0.01088% | 0.01101% | 0.01161% | 0.01173% | 8120 | 0.0119% | 0.01181% |  | 8.541 | 23.946 | 21.7639 |  | 2901 | 501.263 | 516.8344 | 561.8946 |  | 2901 | 0.01091% | 0.01097% | 0.01164% | 0.009335% | 0.01202% | 0.01088% |  | 2901 | 0.01097% | 0.01164% | 2901 | 7772 | 0.01174% | 36 | 0.01192% | 0.01183% |  | 2901 | 0.01202% | 0.01088% | 0.01145% |  | 2901 | 8120 | 0.01183% | 0.01149%
| May | 1 | 22 | 2902 | 496.5253 | 524.9169 | 571.5712 | 0.0106% | 0.01069% | 0.01137% | 0.01172% | 4175 | 0.01189% | 0.01181% |  | 8.5413 | 23.9468 | 21.7675 |  | 2902 | 487.9841 | 500.9702 | 549.8037 |  | 2902 | 0.01062% | 0.01063% | 0.01139% | 0.009336% | 0.01202% | 0.01088% |  | 2902 | 0.01063% | 0.01139% | 2902 | 8417 | 0.01174% | 1503 | 0.01192% | 0.01183% |  | 2902 | 0.01202% | 0.01088% | 0.01145% |  | 2902 | 4175 | 0.01183% | 0.01259%
| May | 1 | 23 | 2903 | 486.3145 | 512.2839 | 562.3721 | 0.01038% | 0.01043% | 0.01118% | 0.01172% | 7998 | 0.01189% | 0.01181% |  | 8.5416 | 23.9475 | 21.7711 |  | 2903 | 477.7729 | 488.3364 | 540.601 |  | 2903 | 0.0104% | 0.01036% | 0.01119% | 0.009336% | 0.01202% | 0.01088% |  | 2903 | 0.01036% | 0.01119% | 2903 | 1217 | 0.01174% | 535 | 0.01192% | 0.01183% |  | 2903 | 0.01202% | 0.01088% | 0.01145% |  | 2903 | 7998 | 0.01183% | 0.01157%
| May | 2 | 0 | 2904 | 482.809 | 506.0372 | 555.3861 | 0.0103% | 0.0103% | 0.01104% | 0.01172% | 731 | 0.01189% | 0.01181% |  | 8.5419 | 23.9483 | 21.7747 |  | 2904 | 474.2671 | 482.0889 | 533.6114 |  | 2904 | 0.01032% | 0.01023% | 0.01105% | 0.009336% | 0.01202% | 0.01088% |  | 2904 | 0.01023% | 0.01105% | 2904 | 2972 | 0.01174% | 3429 | 0.01192% | 0.01183% |  | 2904 | 0.01202% | 0.01088% | 0.01145% |  | 2904 | 731 | 0.01183% | 0.009479%
| May | 2 | 1 | 2905 | 486.1037 | 501.7642 | 554.3639 | 0.01037% | 0.01022% | 0.01102% | 0.01172% | 8060 | 0.01189% | 0.01181% |  | 8.5422 | 23.9491 | 21.7783 |  | 2905 | 477.5615 | 477.8151 | 532.5856 |  | 2905 | 0.0104% | 0.01014% | 0.01103% | 0.009337% | 0.01202% | 0.01089% |  | 2905 | 0.01014% | 0.01103% | 2905 | 6273 | 0.01174% | 5719 | 0.01191% | 0.01182% |  | 2905 | 0.01202% | 0.01089% | 0.01145% |  | 2905 | 8060 | 0.01182% | 0.01153%
| May | 2 | 2 | 2906 | 491.2859 | 502.1738 | 558.1617 | 0.01049% | 0.01023% | 0.0111% | 0.01172% | 6109 | 0.01189% | 0.01181% |  | 8.5425 | 23.9499 | 21.7819 |  | 2906 | 482.7434 | 478.2239 | 536.3798 |  | 2906 | 0.01051% | 0.01015% | 0.01111% | 0.009337% | 0.01202% | 0.01089% |  | 2906 | 0.01015% | 0.01111% | 2906 | 6498 | 0.01174% | 4849 | 0.01191% | 0.01182% |  | 2906 | 0.01202% | 0.01089% | 0.01145% |  | 2906 | 6109 | 0.01182% | 0.01212%
| May | 2 | 3 | 2907 | 495.9801 | 505.3949 | 560.9936 | 0.01059% | 0.01029% | 0.01116% | 0.01172% | 370 | 0.01189% | 0.01181% |  | 8.5428 | 23.9507 | 21.7855 |  | 2907 | 487.4373 | 481.4442 | 539.2081 |  | 2907 | 0.01061% | 0.01022% | 0.01117% | 0.009337% | 0.01202% | 0.01089% |  | 2907 | 0.01022% | 0.01117% | 2907 | 3064 | 0.01173% | 1036 | 0.01191% | 0.01182% |  | 2907 | 0.01202% | 0.01089% | 0.01145% |  | 2907 | 370 | 0.01182% | 0.009263%
| May | 2 | 4 | 2908 | 509.6656 | 513.8852 | 574.1312 | 0.01088% | 0.01046% | 0.01142% | 0.01172% | 223 | 0.01189% | 0.01181% |  | 8.5431 | 23.9514 | 21.7891 |  | 2908 | 501.1224 | 489.9337 | 552.342 |  | 2908 | 0.01091% | 0.0104% | 0.01144% | 0.009338% | 0.01202% | 0.01089% |  | 2908 | 0.0104% | 0.01144% | 2908 | 343 | 0.01173% | 5736 | 0.01191% | 0.01182% |  | 2908 | 0.01202% | 0.01089% | 0.01145% |  | 2908 | 223 | 0.01182% | 0.009201%
| May | 2 | 5 | 2909 | 535.2676 | 531.2102 | 592.97 | 0.01142% | 0.01082% | 0.01179% | 0.01172% | 3800 | 0.01189% | 0.01181% |  | 8.5434 | 23.9522 | 21.7928 |  | 2909 | 526.7242 | 507.258 | 571.1773 |  | 2909 | 0.01147% | 0.01077% | 0.01183% | 0.009338% | 0.01202% | 0.01089% |  | 2909 | 0.01077% | 0.01183% | 2909 | 5768 | 0.01173% | 4534 | 0.01191% | 0.01182% |  | 2909 | 0.01202% | 0.01089% | 0.01146% |  | 2909 | 3800 | 0.01182% | 0.01234%
| May | 2 | 6 | 2910 | 549.0021 | 548.0976 | 608.0955 | 0.01172% | 0.01116% | 0.01209% | 0.01172% | 4731 | 0.01189% | 0.01181% |  | 8.5437 | 23.953 | 21.7964 |  | 2910 | 540.4584 | 524.1446 | 586.2992 |  | 2910 | 0.01176% | 0.01112% | 0.01214% | 0.009338% | 0.01202% | 0.01089% |  | 2910 | 0.01112% | 0.01214% | 2910 | 5935 | 0.01173% | 677 | 0.01191% | 0.01182% |  | 2910 | 0.01202% | 0.01089% | 0.01146% |  | 2910 | 4731 | 0.01182% | 0.01271%
| May | 2 | 7 | 2911 | 538.8713 | 554.5212 | 606.2951 | 0.0115% | 0.01129% | 0.01206% | 0.01172% | 4729 | 0.01189% | 0.01181% |  | 8.5441 | 23.9538 | 21.8 |  | 2911 | 530.3273 | 530.5674 | 584.4951 |  | 2911 | 0.01154% | 0.01126% | 0.0121% | 0.009339% | 0.01202% | 0.0109% |  | 2911 | 0.01126% | 0.0121% | 2911 | 4519 | 0.01173% | 1322 | 0.01191% | 0.01182% |  | 2911 | 0.01202% | 0.0109% | 0.01146% |  | 2911 | 4729 | 0.01182% | 0.01271%
| May | 2 | 8 | 2912 | 525.0214 | 549.8571 | 599.0277 | 0.01121% | 0.0112% | 0.01191% | 0.01172% | 3095 | 0.01189% | 0.01181% |  | 8.5444 | 23.9546 | 21.8036 |  | 2912 | 516.477 | 525.9026 | 577.2242 |  | 2912 | 0.01124% | 0.01116% | 0.01195% | 0.009339% | 0.01202% | 0.0109% |  | 2912 | 0.01116% | 0.01195% | 2912 | 7494 | 0.01173% | 4756 | 0.01191% | 0.01182% |  | 2912 | 0.01202% | 0.0109% | 0.01146% |  | 2912 | 3095 | 0.01182% | 0.01166%
| May | 2 | 9 | 2913 | 516.6051 | 547.1574 | 592.67 | 0.01103% | 0.01114% | 0.01178% | 0.01172% | 666 | 0.01189% | 0.01181% |  | 8.5447 | 23.9554 | 21.8072 |  | 2913 | 508.0604 | 523.202 | 570.8628 |  | 2913 | 0.01106% | 0.0111% | 0.01182% | 0.009339% | 0.01202% | 0.0109% |  | 2913 | 0.0111% | 0.01182% | 2913 | 6012 | 0.01173% | 5141 | 0.01191% | 0.01182% |  | 2913 | 0.01202% | 0.0109% | 0.01146% |  | 2913 | 666 | 0.01182% | 0.009435%
| May | 2 | 10 | 2914 | 510.857 | 546.7105 | 588.2345 | 0.0109% | 0.01113% | 0.0117% | 0.01172% | 8084 | 0.01189% | 0.01181% |  | 8.545 | 23.9561 | 21.8108 |  | 2914 | 502.312 | 522.7544 | 566.4237 |  | 2914 | 0.01093% | 0.0111% | 0.01173% | 0.00934% | 0.01202% | 0.0109% |  | 2914 | 0.0111% | 0.01173% | 2914 | 3913 | 0.01173% | 3212 | 0.01191% | 0.01182% |  | 2914 | 0.01202% | 0.0109% | 0.01146% |  | 2914 | 8084 | 0.01182% | 0.01151%
| May | 2 | 11 | 2915 | 507.9763 | 551.6911 | 583.0395 | 0.01084% | 0.01123% | 0.01159% | 0.01172% | 3212 | 0.01189% | 0.01181% |  | 8.5453 | 23.9569 | 21.8144 |  | 2915 | 499.431 | 527.7342 | 561.2251 |  | 2915 | 0.01087% | 0.0112% | 0.01162% | 0.00934% | 0.01202% | 0.0109% |  | 2915 | 0.0112% | 0.01162% | 2915 | 7929 | 0.01173% | 3154 | 0.01191% | 0.01182% |  | 2915 | 0.01202% | 0.0109% | 0.01146% |  | 2915 | 3212 | 0.01182% | 0.01179%
| May | 2 | 12 | 2916 | 508.1079 | 554.1674 | 583.4428 | 0.01084% | 0.01128% | 0.0116% | 0.01172% | 3600 | 0.01189% | 0.01181% |  | 8.5456 | 23.9577 | 21.818 |  | 2916 | 499.5623 | 530.2097 | 561.6247 |  | 2916 | 0.01087% | 0.01125% | 0.01163% | 0.00934% | 0.01202% | 0.0109% |  | 2916 | 0.01125% | 0.01163% | 2916 | 5381 | 0.01173% | 5995 | 0.01191% | 0.01182% |  | 2916 | 0.01202% | 0.0109% | 0.01146% |  | 2916 | 3600 | 0.01182% | 0.01217%
| May | 2 | 13 | 2917 | 506.8159 | 559.2225 | 582.4675 | 0.01082% | 0.01139% | 0.01158% | 0.01172% | 8119 | 0.01189% | 0.01181% |  | 8.5459 | 23.9585 | 21.8216 |  | 2917 | 498.27 | 535.264 | 560.6459 |  | 2917 | 0.01085% | 0.01136% | 0.01161% | 0.009341% | 0.01202% | 0.01091% |  | 2917 | 0.01136% | 0.01161% | 2917 | 5640 | 0.01173% | 3375 | 0.01191% | 0.01182% |  | 2917 | 0.01202% | 0.01091% | 0.01146% |  | 2917 | 8119 | 0.01182% | 0.01149%
| May | 2 | 14 | 2918 | 506.7945 | 564.7617 | 580.8828 | 0.01082% | 0.0115% | 0.01155% | 0.01172% | 4685 | 0.01189% | 0.0118% |  | 8.5463 | 23.9593 | 21.8252 |  | 2918 | 498.2482 | 540.8024 | 559.0575 |  | 2918 | 0.01085% | 0.01148% | 0.01158% | 0.009341% | 0.01202% | 0.01091% |  | 2918 | 0.01148% | 0.01158% | 2918 | 8113 | 0.01173% | 4370 | 0.01191% | 0.01182% |  | 2918 | 0.01202% | 0.01091% | 0.01147% |  | 2918 | 4685 | 0.01182% | 0.01272%
| May | 2 | 15 | 2919 | 509.4578 | 570.6639 | 582.505 | 0.01087% | 0.01162% | 0.01158% | 0.01172% | 5212 | 0.01189% | 0.0118% |  | 8.5466 | 23.96 | 21.8289 |  | 2919 | 500.9113 | 546.7039 | 560.6762 |  | 2919 | 0.0109% | 0.0116% | 0.01161% | 0.009342% | 0.01202% | 0.01091% |  | 2919 | 0.0116% | 0.01161% | 2919 | 3214 | 0.01173% | 4398 | 0.01191% | 0.01182% |  | 2919 | 0.01202% | 0.01091% | 0.01147% |  | 2919 | 5212 | 0.01182% | 0.01257%
| May | 2 | 16 | 2920 | 507.0099 | 564.8641 | 586.6873 | 0.01082% | 0.0115% | 0.01167% | 0.01172% | 5910 | 0.01189% | 0.0118% |  | 8.5469 | 23.9608 | 21.8325 |  | 2920 | 498.463 | 540.9032 | 564.8548 |  | 2920 | 0.01085% | 0.01148% | 0.0117% | 0.009342% | 0.01202% | 0.01091% |  | 2920 | 0.01148% | 0.0117% | 2920 | 5663 | 0.01173% | 417 | 0.01191% | 0.01182% |  | 2920 | 0.01202% | 0.01091% | 0.01147% |  | 2920 | 5910 | 0.01182% | 0.0122%
| May | 2 | 17 | 2921 | 509.1706 | 571.6321 | 586.4904 | 0.01087% | 0.01164% | 0.01166% | 0.01172% | 6754 | 0.01189% | 0.0118% |  | 8.5472 | 23.9616 | 21.8361 |  | 2921 | 500.6234 | 547.6705 | 564.6543 |  | 2921 | 0.0109% | 0.01162% | 0.01169% | 0.009342% | 0.01202% | 0.01091% |  | 2921 | 0.01162% | 0.01169% | 2921 | 4513 | 0.01173% | 1548 | 0.01191% | 0.01182% |  | 2921 | 0.01202% | 0.01091% | 0.01147% |  | 2921 | 6754 | 0.01182% | 0.01196%
| May | 2 | 18 | 2922 | 507.546 | 570.2729 | 587.1749 | 0.01083% | 0.01161% | 0.01168% | 0.01172% | 1466 | 0.01189% | 0.0118% |  | 8.5475 | 23.9624 | 21.8397 |  | 2922 | 498.9984 | 546.3105 | 565.3352 |  | 2922 | 0.01086% | 0.0116% | 0.01171% | 0.009343% | 0.01202% | 0.01092% |  | 2922 | 0.0116% | 0.01171% | 2922 | 5542 | 0.01173% | 4780 | 0.01191% | 0.01182% |  | 2922 | 0.01202% | 0.01092% | 0.01147% |  | 2922 | 1466 | 0.01182% | 0.01008%
| May | 2 | 19 | 2923 | 512.068 | 567.48 | 587.128 | 0.01093% | 0.01156% | 0.01167% | 0.01172% | 1071 | 0.01189% | 0.0118% |  | 8.5479 | 23.9632 | 21.8433 |  | 2923 | 503.5202 | 543.5169 | 565.2847 |  | 2923 | 0.01096% | 0.01154% | 0.01171% | 0.009343% | 0.01202% | 0.01092% |  | 2923 | 0.01154% | 0.01171% | 2923 | 3681 | 0.01173% | 5408 | 0.01191% | 0.01182% |  | 2923 | 0.01202% | 0.01092% | 0.01147% |  | 2923 | 1071 | 0.01182% | 0.009739%
| May | 2 | 20 | 2924 | 519.3546 | 566.1581 | 591.254 | 0.01108% | 0.01153% | 0.01176% | 0.01172% | 8251 | 0.01189% | 0.0118% |  | 8.5482 | 23.9639 | 21.8469 |  | 2924 | 510.8064 | 542.1941 | 569.4071 |  | 2924 | 0.01112% | 0.01151% | 0.01179% | 0.009343% | 0.01202% | 0.01092% |  | 2924 | 0.01151% | 0.01179% | 2924 | 7809 | 0.01173% | 914 | 0.01191% | 0.01182% |  | 2924 | 0.01202% | 0.01092% | 0.01147% |  | 2924 | 8251 | 0.01182% | 0.01139%
| May | 2 | 21 | 2925 | 511.7848 | 558.7477 | 585.2995 | 0.01092% | 0.01138% | 0.01164% | 0.01172% | 3154 | 0.01189% | 0.0118% |  | 8.5485 | 23.9647 | 21.8505 |  | 2925 | 503.2363 | 534.783 | 563.449 |  | 2925 | 0.01095% | 0.01135% | 0.01167% | 0.009344% | 0.01202% | 0.01092% |  | 2925 | 0.01135% | 0.01167% | 2925 | 3625 | 0.01173% | 5816 | 0.01191% | 0.01182% |  | 2925 | 0.01202% | 0.01092% | 0.01147% |  | 2925 | 3154 | 0.01182% | 0.01172%
| May | 2 | 22 | 2926 | 493.2447 | 541.8882 | 573.4279 | 0.01053% | 0.01103% | 0.0114% | 0.01172% | 3582 | 0.01189% | 0.0118% |  | 8.5488 | 23.9655 | 21.8541 |  | 2926 | 484.6959 | 517.9227 | 551.5738 |  | 2926 | 0.01055% | 0.01099% | 0.01142% | 0.009344% | 0.01203% | 0.01092% |  | 2926 | 0.01099% | 0.01142% | 2926 | 775 | 0.01173% | 4850 | 0.01191% | 0.01182% |  | 2926 | 0.01203% | 0.01092% | 0.01147% |  | 2926 | 3582 | 0.01182% | 0.01215%
| May | 2 | 23 | 2927 | 478.5073 | 526.3506 | 562.0627 | 0.01021% | 0.01072% | 0.01118% | 0.01172% | 5018 | 0.01189% | 0.0118% |  | 8.5491 | 23.9663 | 21.8577 |  | 2927 | 469.9581 | 502.3843 | 540.2049 |  | 2927 | 0.01023% | 0.01066% | 0.01119% | 0.009344% | 0.01203% | 0.01092% |  | 2927 | 0.01066% | 0.01119% | 2927 | 3516 | 0.01173% | 4754 | 0.01191% | 0.01182% |  | 2927 | 0.01203% | 0.01092% | 0.01148% |  | 2927 | 5018 | 0.01182% | 0.01265%
| May | 3 | 0 | 2928 | 470.7595 | 521.0349 | 555.4704 | 0.01005% | 0.01061% | 0.01105% | 0.01172% | 1618 | 0.01189% | 0.0118% |  | 8.5495 | 23.9671 | 21.8613 |  | 2928 | 462.21 | 497.0678 | 533.6091 |  | 2928 | 0.01006% | 0.01055% | 0.01105% | 0.009345% | 0.01203% | 0.01093% |  | 2928 | 0.01055% | 0.01105% | 2928 | 8214 | 0.01173% | 6906 | 0.0119% | 0.01182% |  | 2928 | 0.01203% | 0.01093% | 0.01148% |  | 2928 | 1618 | 0.01182% | 0.0102%
| May | 3 | 1 | 2929 | 465.0135 | 518.3258 | 555.0672 | 0.009925% | 0.01055% | 0.01104% | 0.01172% | 4776 | 0.01189% | 0.0118% |  | 8.5498 | 23.9679 | 21.8649 |  | 2929 | 456.4637 | 494.358 | 533.2023 |  | 2929 | 0.009936% | 0.01049% | 0.01104% | 0.009345% | 0.01203% | 0.01093% |  | 2929 | 0.01049% | 0.01104% | 2929 | 5958 | 0.01173% | 7819 | 0.0119% | 0.01182% |  | 2929 | 0.01203% | 0.01093% | 0.01148% |  | 2929 | 4776 | 0.01182% | 0.01271%
| May | 3 | 2 | 2930 | 466.0334 | 515.8867 | 557.8898 | 0.009946% | 0.01051% | 0.01109% | 0.01172% | 7857 | 0.01189% | 0.0118% |  | 8.5501 | 23.9686 | 21.8686 |  | 2930 | 457.4833 | 491.9181 | 536.0212 |  | 2930 | 0.009958% | 0.01044% | 0.0111% | 0.009345% | 0.01203% | 0.01093% |  | 2930 | 0.01044% | 0.0111% | 2930 | 7810 | 0.01173% | 6040 | 0.0119% | 0.01182% |  | 2930 | 0.01203% | 0.01093% | 0.01148% |  | 2930 | 7857 | 0.01182% | 0.01166%
| May | 3 | 3 | 2931 | 466.4077 | 518.9868 | 561.7813 | 0.009954% | 0.01057% | 0.01117% | 0.01172% | 7811 | 0.01188% | 0.0118% |  | 8.5504 | 23.9694 | 21.8722 |  | 2931 | 457.8572 | 495.0174 | 539.9092 |  | 2931 | 0.009967% | 0.01051% | 0.01118% | 0.009346% | 0.01203% | 0.01093% |  | 2931 | 0.01051% | 0.01118% | 2931 | 6108 | 0.01173% | 682 | 0.0119% | 0.01181% |  | 2931 | 0.01203% | 0.01093% | 0.01148% |  | 2931 | 7811 | 0.01181% | 0.01168%
| May | 3 | 4 | 2932 | 473.2593 | 518.661 | 571.3649 | 0.0101% | 0.01056% | 0.01136% | 0.01172% | 7931 | 0.01188% | 0.0118% |  | 8.5508 | 23.9702 | 21.8758 |  | 2932 | 464.7085 | 494.6908 | 549.4891 |  | 2932 | 0.01012% | 0.0105% | 0.01138% | 0.009346% | 0.01203% | 0.01093% |  | 2932 | 0.0105% | 0.01138% | 2932 | 6107 | 0.01173% | 5020 | 0.0119% | 0.01181% |  | 2932 | 0.01203% | 0.01093% | 0.01148% |  | 2932 | 7931 | 0.01181% | 0.01161%
| May | 3 | 5 | 2933 | 488.2768 | 519.2475 | 588.5909 | 0.01042% | 0.01057% | 0.0117% | 0.01172% | 3867 | 0.01188% | 0.0118% |  | 8.5511 | 23.971 | 21.8794 |  | 2933 | 479.7257 | 495.2765 | 566.7115 |  | 2933 | 0.01044% | 0.01051% | 0.01174% | 0.009346% | 0.01203% | 0.01094% |  | 2933 | 0.01051% | 0.01174% | 2933 | 8345 | 0.01173% | 1068 | 0.0119% | 0.01181% |  | 2933 | 0.01203% | 0.01094% | 0.01148% |  | 2933 | 3867 | 0.01181% | 0.0124%
| May | 3 | 6 | 2934 | 505.5923 | 532.2994 | 601.8691 | 0.01079% | 0.01084% | 0.01197% | 0.01171% | 4895 | 0.01188% | 0.0118% |  | 8.5514 | 23.9718 | 21.883 |  | 2934 | 497.0409 | 508.3276 | 579.9861 |  | 2934 | 0.01082% | 0.01079% | 0.01201% | 0.009347% | 0.01203% | 0.01094% |  | 2934 | 0.01079% | 0.01201% | 2934 | 4492 | 0.01173% | 5282 | 0.0119% | 0.01181% |  | 2934 | 0.01203% | 0.01094% | 0.01148% |  | 2934 | 4895 | 0.01181% | 0.01268%
| May | 3 | 7 | 2935 | 514.5974 | 535.3901 | 604.6447 | 0.01098% | 0.0109% | 0.01202% | 0.01171% | 7228 | 0.01188% | 0.0118% |  | 8.5518 | 23.9725 | 21.8866 |  | 2935 | 506.0456 | 511.4176 | 582.7581 |  | 2935 | 0.01102% | 0.01085% | 0.01207% | 0.009347% | 0.01203% | 0.01094% |  | 2935 | 0.01085% | 0.01207% | 2935 | 3602 | 0.01173% | 4707 | 0.0119% | 0.01181% |  | 2935 | 0.01203% | 0.01094% | 0.01148% |  | 2935 | 7228 | 0.01181% | 0.01189%
| May | 3 | 8 | 2936 | 510.3588 | 532.9976 | 599.7029 | 0.01089% | 0.01085% | 0.01192% | 0.01171% | 2861 | 0.01188% | 0.0118% |  | 8.5521 | 23.9733 | 21.8902 |  | 2936 | 501.8068 | 509.0243 | 577.8127 |  | 2936 | 0.01092% | 0.0108% | 0.01197% | 0.009348% | 0.01203% | 0.01094% |  | 2936 | 0.0108% | 0.01197% | 2936 | 3063 | 0.01172% | 5186 | 0.0119% | 0.01181% |  | 2936 | 0.01203% | 0.01094% | 0.01149% |  | 2936 | 2861 | 0.01181% | 0.0114%
| May | 3 | 9 | 2937 | 507.007 | 535.3064 | 591.2259 | 0.01082% | 0.0109% | 0.01176% | 0.01171% | 4374 | 0.01188% | 0.0118% |  | 8.5524 | 23.9741 | 21.8938 |  | 2937 | 498.4545 | 511.3323 | 569.3321 |  | 2937 | 0.01085% | 0.01085% | 0.01179% | 0.009348% | 0.01203% | 0.01094% |  | 2937 | 0.01085% | 0.01179% | 2937 | 200 | 0.01172% | 1345 | 0.0119% | 0.01181% |  | 2937 | 0.01203% | 0.01094% | 0.01149% |  | 2937 | 4374 | 0.01181% | 0.01267%
| May | 3 | 10 | 2938 | 515.3709 | 542.9588 | 593.2983 | 0.011% | 0.01106% | 0.0118% | 0.01171% | 4730 | 0.01188% | 0.0118% |  | 8.5527 | 23.9749 | 21.8974 |  | 2938 | 506.8182 | 518.9839 | 571.4008 |  | 2938 | 0.01103% | 0.01102% | 0.01183% | 0.009348% | 0.01203% | 0.01094% |  | 2938 | 0.01102% | 0.01183% | 2938 | 6466 | 0.01172% | 4633 | 0.0119% | 0.01181% |  | 2938 | 0.01203% | 0.01094% | 0.01149% |  | 2938 | 4730 | 0.01181% | 0.01271%
| May | 3 | 11 | 2939 | 526.9017 | 545.6399 | 590.2788 | 0.01125% | 0.01111% | 0.01174% | 0.01171% | 668 | 0.01188% | 0.0118% |  | 8.5531 | 23.9757 | 21.901 |  | 2939 | 518.3486 | 521.6643 | 568.3778 |  | 2939 | 0.01128% | 0.01107% | 0.01177% | 0.009349% | 0.01203% | 0.01095% |  | 2939 | 0.01107% | 0.01177% | 2939 | 5529 | 0.01172% | 1137 | 0.0119% | 0.01181% |  | 2939 | 0.01203% | 0.01095% | 0.01149% |  | 2939 | 668 | 0.01181% | 0.009437%
| May | 3 | 12 | 2940 | 512.9088 | 548.0232 | 589.463 | 0.01095% | 0.01116% | 0.01172% | 0.01171% | 7940 | 0.01188% | 0.0118% |  | 8.5534 | 23.9764 | 21.9046 |  | 2940 | 504.3553 | 524.0467 | 567.5583 |  | 2940 | 0.01098% | 0.01112% | 0.01175% | 0.009349% | 0.01203% | 0.01095% |  | 2940 | 0.01112% | 0.01175% | 2940 | 6116 | 0.01172% | 3119 | 0.0119% | 0.01181% |  | 2940 | 0.01203% | 0.01095% | 0.01149% |  | 2940 | 7940 | 0.01181% | 0.01161%
| May | 3 | 13 | 2941 | 520.8069 | 556.0573 | 592.5856 | 0.01112% | 0.01132% | 0.01178% | 0.01171% | 5019 | 0.01188% | 0.01179% |  | 8.5537 | 23.9772 | 21.9082 |  | 2941 | 512.2531 | 532.08 | 570.6773 |  | 2941 | 0.01115% | 0.01129% | 0.01182% | 0.009349% | 0.01203% | 0.01095% |  | 2941 | 0.01129% | 0.01182% | 2941 | 871 | 0.01172% | 7243 | 0.0119% | 0.01181% |  | 2941 | 0.01203% | 0.01095% | 0.01149% |  | 2941 | 5019 | 0.01181% | 0.01265%
| May | 3 | 14 | 2942 | 518.0555 | 561.1589 | 591.5447 | 0.01106% | 0.01143% | 0.01176% | 0.01171% | 3866 | 0.01188% | 0.01179% |  | 8.5541 | 23.978 | 21.9118 |  | 2942 | 509.5014 | 537.1809 | 569.6329 |  | 2942 | 0.01109% | 0.0114% | 0.0118% | 0.00935% | 0.01203% | 0.01095% |  | 2942 | 0.0114% | 0.0118% | 2942 | 5722 | 0.01172% | 4806 | 0.0119% | 0.01181% |  | 2942 | 0.01203% | 0.01095% | 0.01149% |  | 2942 | 3866 | 0.01181% | 0.0124%
| May | 3 | 15 | 2943 | 530.1802 | 555.8338 | 592.9513 | 0.01132% | 0.01132% | 0.01179% | 0.01171% | 5684 | 0.01188% | 0.01179% |  | 8.5544 | 23.9788 | 21.9155 |  | 2943 | 521.6258 | 531.8551 | 571.0358 |  | 2943 | 0.01135% | 0.01129% | 0.01183% | 0.00935% | 0.01203% | 0.01095% |  | 2943 | 0.01129% | 0.01183% | 2943 | 393 | 0.01172% | 1586 | 0.0119% | 0.01181% |  | 2943 | 0.01203% | 0.01095% | 0.01149% |  | 2943 | 5684 | 0.01181% | 0.01232%
| May | 3 | 16 | 2944 | 529.1721 | 570.9711 | 591.7416 | 0.01129% | 0.01163% | 0.01177% | 0.01171% | 1301 | 0.01188% | 0.01179% |  | 8.5547 | 23.9796 | 21.9191 |  | 2944 | 520.6173 | 546.9915 | 569.8226 |  | 2944 | 0.01133% | 0.01161% | 0.0118% | 0.00935% | 0.01203% | 0.01096% |  | 2944 | 0.01161% | 0.0118% | 2944 | 250 | 0.01172% | 1320 | 0.0119% | 0.01181% |  | 2944 | 0.01203% | 0.01096% | 0.01149% |  | 2944 | 1301 | 0.01181% | 0.009937%
| May | 3 | 17 | 2945 | 509.1378 | 579.7314 | 590.4663 | 0.01087% | 0.01181% | 0.01174% | 0.01171% | 1475 | 0.01188% | 0.01179% |  | 8.5551 | 23.9804 | 21.9227 |  | 2945 | 500.5828 | 555.751 | 568.5437 |  | 2945 | 0.0109% | 0.0118% | 0.01177% | 0.009351% | 0.01203% | 0.01096% |  | 2945 | 0.0118% | 0.01177% | 2945 | 1952 | 0.01172% | 7856 | 0.0119% | 0.01181% |  | 2945 | 0.01203% | 0.01096% | 0.01149% |  | 2945 | 1475 | 0.01181% | 0.01008%
| May | 3 | 18 | 2946 | 557.5619 | 583.1386 | 589.7068 | 0.0119% | 0.01187% | 0.01173% | 0.01171% | 3656 | 0.01188% | 0.01179% |  | 8.5554 | 23.9811 | 21.9263 |  | 2946 | 549.0064 | 559.1575 | 567.7805 |  | 2946 | 0.01195% | 0.01187% | 0.01176% | 0.009351% | 0.01203% | 0.01096% |  | 2946 | 0.01187% | 0.01176% | 2946 | 6260 | 0.01172% | 693 | 0.0119% | 0.01181% |  | 2946 | 0.01203% | 0.01096% | 0.0115% |  | 2946 | 3656 | 0.01181% | 0.01222%
| May | 3 | 19 | 2947 | 518.7261 | 582.729 | 583.8366 | 0.01107% | 0.01187% | 0.01161% | 0.01171% | 5471 | 0.01188% | 0.01179% |  | 8.5558 | 23.9819 | 21.9299 |  | 2947 | 510.1703 | 558.7471 | 561.9067 |  | 2947 | 0.01111% | 0.01186% | 0.01164% | 0.009352% | 0.01203% | 0.01096% |  | 2947 | 0.01186% | 0.01164% | 2947 | 6082 | 0.01172% | 3990 | 0.0119% | 0.01181% |  | 2947 | 0.01203% | 0.01096% | 0.0115% |  | 2947 | 5471 | 0.01181% | 0.01244%
| May | 3 | 20 | 2948 | 527.9521 | 584.293 | 585.3557 | 0.01127% | 0.0119% | 0.01164% | 0.01171% | 5572 | 0.01188% | 0.01179% |  | 8.5561 | 23.9827 | 21.9335 |  | 2948 | 519.396 | 560.3103 | 563.4222 |  | 2948 | 0.01131% | 0.01189% | 0.01167% | 0.009352% | 0.01203% | 0.01096% |  | 2948 | 0.01189% | 0.01167% | 2948 | 3066 | 0.01172% | 7327 | 0.0119% | 0.01181% |  | 2948 | 0.01203% | 0.01096% | 0.0115% |  | 2948 | 5572 | 0.01181% | 0.01238%
| May | 3 | 21 | 2949 | 523.6755 | 578.186 | 582.4582 | 0.01118% | 0.01177% | 0.01158% | 0.0117% | 8012 | 0.01188% | 0.01179% |  | 8.5564 | 23.9835 | 21.9371 |  | 2949 | 515.119 | 554.2025 | 560.5211 |  | 2949 | 0.01121% | 0.01176% | 0.01161% | 0.009352% | 0.01203% | 0.01096% |  | 2949 | 0.01176% | 0.01161% | 2949 | 3915 | 0.01172% | 318 | 0.0119% | 0.01181% |  | 2949 | 0.01203% | 0.01096% | 0.0115% |  | 2949 | 8012 | 0.01181% | 0.01156%
| May | 3 | 22 | 2950 | 503.4975 | 559.93 | 569.7614 | 0.01075% | 0.0114% | 0.01133% | 0.0117% | 4613 | 0.01187% | 0.01179% |  | 8.5568 | 23.9843 | 21.9407 |  | 2950 | 494.9407 | 535.9458 | 547.8207 |  | 2950 | 0.01077% | 0.01138% | 0.01134% | 0.009353% | 0.01203% | 0.01097% |  | 2950 | 0.01138% | 0.01134% | 2950 | 5915 | 0.01172% | 4732 | 0.0119% | 0.01181% |  | 2950 | 0.01203% | 0.01097% | 0.0115% |  | 2950 | 4613 | 0.01181% | 0.01271%
| May | 3 | 23 | 2951 | 487.043 | 544.439 | 558.7525 | 0.01039% | 0.01109% | 0.01111% | 0.0117% | 3119 | 0.01187% | 0.01179% |  | 8.5571 | 23.985 | 21.9443 |  | 2951 | 478.4859 | 520.454 | 536.8082 |  | 2951 | 0.01042% | 0.01105% | 0.01112% | 0.009353% | 0.01204% | 0.01097% |  | 2951 | 0.01105% | 0.01112% | 2951 | 3914 | 0.01172% | 6039 | 0.0119% | 0.01181% |  | 2951 | 0.01204% | 0.01097% | 0.0115% |  | 2951 | 3119 | 0.01181% | 0.01169%
| May | 4 | 0 | 2952 | 475.4828 | 533.9192 | 552.6948 | 0.01015% | 0.01087% | 0.01099% | 0.0117% | 5571 | 0.01187% | 0.01179% |  | 8.5574 | 23.9858 | 21.9479 |  | 2952 | 466.9253 | 509.9334 | 530.7469 |  | 2952 | 0.01016% | 0.01082% | 0.01099% | 0.009353% | 0.01204% | 0.01097% |  | 2952 | 0.01082% | 0.01099% | 2952 | 3392 | 0.01172% | 4543 | 0.0119% | 0.01181% |  | 2952 | 0.01204% | 0.01097% | 0.0115% |  | 2952 | 5571 | 0.01181% | 0.01238%
| May | 4 | 1 | 2953 | 471.0245 | 529.0783 | 548.5688 | 0.01005% | 0.01077% | 0.01091% | 0.0117% | 8099 | 0.01187% | 0.01179% |  | 8.5578 | 23.9866 | 21.9515 |  | 2953 | 462.4667 | 505.0917 | 526.6173 |  | 2953 | 0.01007% | 0.01072% | 0.01091% | 0.009354% | 0.01204% | 0.01097% |  | 2953 | 0.01072% | 0.01091% | 2953 | 606 | 0.01171% | 4851 | 0.0119% | 0.01181% |  | 2953 | 0.01204% | 0.01097% | 0.0115% |  | 2953 | 8099 | 0.01181% | 0.0115%
| May | 4 | 2 | 2954 | 472.006 | 524.9263 | 548.2593 | 0.01007% | 0.01069% | 0.0109% | 0.0117% | 975 | 0.01187% | 0.01179% |  | 8.5581 | 23.9874 | 21.9551 |  | 2954 | 463.4479 | 500.9389 | 526.3042 |  | 2954 | 0.01009% | 0.01063% | 0.0109% | 0.009354% | 0.01204% | 0.01097% |  | 2954 | 0.01063% | 0.0109% | 2954 | 6272 | 0.01171% | 732 | 0.0119% | 0.0118% |  | 2954 | 0.01204% | 0.01097% | 0.0115% |  | 2954 | 975 | 0.0118% | 0.009661%
| May | 4 | 3 | 2955 | 472.6644 | 524.647 | 551.7289 | 0.01009% | 0.01068% | 0.01097% | 0.0117% | 1672 | 0.01187% | 0.01179% |  | 8.5585 | 23.9882 | 21.9587 |  | 2955 | 464.106 | 500.6588 | 529.7702 |  | 2955 | 0.0101% | 0.01063% | 0.01097% | 0.009355% | 0.01204% | 0.01098% |  | 2955 | 0.01063% | 0.01097% | 2955 | 5593 | 0.01171% | 1462 | 0.0119% | 0.0118% |  | 2955 | 0.01204% | 0.01098% | 0.01151% |  | 2955 | 1672 | 0.0118% | 0.01025%
| May | 4 | 4 | 2956 | 475.6591 | 530.2047 | 556.6989 | 0.01015% | 0.0108% | 0.01107% | 0.0117% | 7328 | 0.01187% | 0.01179% |  | 8.5588 | 23.9889 | 21.9623 |  | 2956 | 467.1003 | 506.2158 | 534.7365 |  | 2956 | 0.01017% | 0.01074% | 0.01107% | 0.009355% | 0.01204% | 0.01098% |  | 2956 | 0.01074% | 0.01107% | 2956 | 2963 | 0.01171% | 6135 | 0.0119% | 0.0118% |  | 2956 | 0.01204% | 0.01098% | 0.01151% |  | 2956 | 7328 | 0.0118% | 0.01187%
| May | 4 | 5 | 2957 | 487.7856 | 539.1419 | 565.1384 | 0.01041% | 0.01098% | 0.01124% | 0.0117% | 5211 | 0.01187% | 0.01179% |  | 8.5592 | 23.9897 | 21.9659 |  | 2957 | 479.2265 | 515.1522 | 543.1725 |  | 2957 | 0.01043% | 0.01093% | 0.01125% | 0.009355% | 0.01204% | 0.01098% |  | 2957 | 0.01093% | 0.01125% | 2957 | 7016 | 0.01171% | 523 | 0.01189% | 0.0118% |  | 2957 | 0.01204% | 0.01098% | 0.01151% |  | 2957 | 5211 | 0.0118% | 0.01257%
| May | 4 | 6 | 2958 | 503.9473 | 553.4041 | 568.6267 | 0.01076% | 0.01127% | 0.01131% | 0.0117% | 8479 | 0.01187% | 0.01179% |  | 8.5595 | 23.9905 | 21.9695 |  | 2958 | 495.3877 | 529.4136 | 546.6572 |  | 2958 | 0.01078% | 0.01124% | 0.01132% | 0.009356% | 0.01204% | 0.01098% |  | 2958 | 0.01124% | 0.01132% | 2958 | 5359 | 0.01171% | 4416 | 0.01189% | 0.0118% |  | 2958 | 0.01204% | 0.01098% | 0.01151% |  | 2958 | 8479 | 0.0118% | 0.01121%
| May | 4 | 7 | 2959 | 514.5987 | 562.5832 | 574.3468 | 0.01098% | 0.01146% | 0.01142% | 0.0117% | 4342 | 0.01187% | 0.01179% |  | 8.5598 | 23.9913 | 21.9731 |  | 2959 | 506.0389 | 538.592 | 552.3737 |  | 2959 | 0.01102% | 0.01143% | 0.01144% | 0.009356% | 0.01204% | 0.01098% |  | 2959 | 0.01143% | 0.01144% | 2959 | 6283 | 0.01171% | 1070 | 0.01189% | 0.0118% |  | 2959 | 0.01204% | 0.01098% | 0.01151% |  | 2959 | 4342 | 0.0118% | 0.01266%
| May | 4 | 8 | 2960 | 522.1674 | 567.4521 | 579.5231 | 0.01114% | 0.01156% | 0.01152% | 0.0117% | 8463 | 0.01187% | 0.01179% |  | 8.5602 | 23.9921 | 21.9767 |  | 2960 | 513.6072 | 543.46 | 557.5463 |  | 2960 | 0.01118% | 0.01153% | 0.01155% | 0.009356% | 0.01204% | 0.01098% |  | 2960 | 0.01153% | 0.01155% | 2960 | 3581 | 0.01171% | 8416 | 0.01189% | 0.0118% |  | 2960 | 0.01204% | 0.01098% | 0.01151% |  | 2960 | 8463 | 0.0118% | 0.01122%
| May | 4 | 9 | 2961 | 526.0168 | 571.9207 | 578.5666 | 0.01123% | 0.01165% | 0.0115% | 0.0117% | 5762 | 0.01187% | 0.01179% |  | 8.5605 | 23.9928 | 21.9804 |  | 2961 | 517.4562 | 547.9278 | 556.5862 |  | 2961 | 0.01126% | 0.01163% | 0.01153% | 0.009357% | 0.01204% | 0.01099% |  | 2961 | 0.01163% | 0.01153% | 2961 | 1036 | 0.01171% | 3743 | 0.01189% | 0.0118% |  | 2961 | 0.01204% | 0.01099% | 0.01151% |  | 2961 | 5762 | 0.0118% | 0.01228%
| May | 4 | 10 | 2962 | 529.1454 | 579.6196 | 575.2752 | 0.01129% | 0.0118% | 0.01144% | 0.0117% | 8290 | 0.01187% | 0.01178% |  | 8.5609 | 23.9936 | 21.984 |  | 2962 | 520.5845 | 555.626 | 553.2912 |  | 2962 | 0.01133% | 0.01179% | 0.01146% | 0.009357% | 0.01204% | 0.01099% |  | 2962 | 0.01179% | 0.01146% | 2962 | 4440 | 0.01171% | 5423 | 0.01189% | 0.0118% |  | 2962 | 0.01204% | 0.01099% | 0.01151% |  | 2962 | 8290 | 0.0118% | 0.01136%
| May | 4 | 11 | 2963 | 539.5643 | 575.8958 | 571.3836 | 0.01152% | 0.01173% | 0.01136% | 0.0117% | 7833 | 0.01187% | 0.01178% |  | 8.5612 | 23.9944 | 21.9876 |  | 2963 | 531.0031 | 551.9014 | 549.3961 |  | 2963 | 0.01156% | 0.01171% | 0.01138% | 0.009358% | 0.01204% | 0.01099% |  | 2963 | 0.01171% | 0.01138% | 2963 | 5680 | 0.01171% | 3987 | 0.01189% | 0.0118% |  | 2963 | 0.01204% | 0.01099% | 0.01151% |  | 2963 | 7833 | 0.0118% | 0.01167%
| May | 4 | 12 | 2964 | 545.9462 | 582.8407 | 570.0896 | 0.01165% | 0.01187% | 0.01134% | 0.0117% | 585 | 0.01187% | 0.01178% |  | 8.5616 | 23.9952 | 21.9912 |  | 2964 | 537.3846 | 558.8456 | 548.0984 |  | 2964 | 0.0117% | 0.01186% | 0.01135% | 0.009358% | 0.01204% | 0.01099% |  | 2964 | 0.01186% | 0.01135% | 2964 | 8419 | 0.01171% | 4329 | 0.01189% | 0.0118% |  | 2964 | 0.01204% | 0.01099% | 0.01152% |  | 2964 | 585 | 0.0118% | 0.009383%
| May | 4 | 13 | 2965 | 553.3123 | 587.3186 | 567.3327 | 0.01181% | 0.01196% | 0.01128% | 0.01169% | 7377 | 0.01187% | 0.01178% |  | 8.5619 | 23.996 | 21.9948 |  | 2965 | 544.7503 | 563.3226 | 545.3379 |  | 2965 | 0.01186% | 0.01196% | 0.01129% | 0.009358% | 0.01204% | 0.01099% |  | 2965 | 0.01196% | 0.01129% | 2965 | 7687 | 0.01171% | 1633 | 0.01189% | 0.0118% |  | 2965 | 0.01204% | 0.01099% | 0.01152% |  | 2965 | 7377 | 0.0118% | 0.01186%
| May | 4 | 14 | 2966 | 559.4519 | 592.0851 | 566.8263 | 0.01194% | 0.01206% | 0.01127% | 0.01169% | 8094 | 0.01187% | 0.01178% |  | 8.5623 | 23.9967 | 21.9984 |  | 2966 | 550.8896 | 568.0883 | 544.8279 |  | 2966 | 0.01199% | 0.01206% | 0.01128% | 0.009359% | 0.01204% | 0.011% |  | 2966 | 0.01206% | 0.01128% | 2966 | 1353 | 0.01171% | 7398 | 0.01189% | 0.0118% |  | 2966 | 0.01204% | 0.011% | 0.01152% |  | 2966 | 8094 | 0.0118% | 0.01151%
| May | 4 | 15 | 2967 | 566.3433 | 590.3628 | 565.5135 | 0.01209% | 0.01202% | 0.01124% | 0.01169% | 8248 | 0.01187% | 0.01178% |  | 8.5626 | 23.9975 | 22.002 |  | 2967 | 557.7807 | 566.3653 | 543.5115 |  | 2967 | 0.01214% | 0.01202% | 0.01126% | 0.009359% | 0.01204% | 0.011% |  | 2967 | 0.01202% | 0.01126% | 2967 | 5574 | 0.01171% | 3101 | 0.01189% | 0.0118% |  | 2967 | 0.01204% | 0.011% | 0.01152% |  | 2967 | 8248 | 0.0118% | 0.01139%
| May | 4 | 16 | 2968 | 569.4138 | 592.2527 | 564.4632 | 0.01215% | 0.01206% | 0.01122% | 0.01169% | 8362 | 0.01187% | 0.01178% |  | 8.563 | 23.9983 | 22.0056 |  | 2968 | 560.8508 | 568.2543 | 542.4576 |  | 2968 | 0.01221% | 0.01206% | 0.01123% | 0.009359% | 0.01204% | 0.011% |  | 2968 | 0.01206% | 0.01123% | 2968 | 7564 | 0.01171% | 3772 | 0.01189% | 0.0118% |  | 2968 | 0.01204% | 0.011% | 0.01152% |  | 2968 | 8362 | 0.0118% | 0.0113%
| May | 4 | 17 | 2969 | 567.8598 | 587.57 | 563.5067 | 0.01212% | 0.01196% | 0.01121% | 0.01169% | 415 | 0.01187% | 0.01178% |  | 8.5633 | 23.9991 | 22.0092 |  | 2969 | 559.2964 | 563.5709 | 541.4976 |  | 2969 | 0.01217% | 0.01196% | 0.01121% | 0.00936% | 0.01204% | 0.011% |  | 2969 | 0.01196% | 0.01121% | 2969 | 4031 | 0.01171% | 7305 | 0.01189% | 0.0118% |  | 2969 | 0.01204% | 0.011% | 0.01152% |  | 2969 | 415 | 0.0118% | 0.009286%
| May | 4 | 18 | 2970 | 564.9298 | 584.8702 | 563.2911 | 0.01206% | 0.01191% | 0.0112% | 0.01169% | 6898 | 0.01187% | 0.01178% |  | 8.5637 | 23.9999 | 22.0128 |  | 2970 | 556.3661 | 560.8703 | 541.2783 |  | 2970 | 0.01211% | 0.0119% | 0.01121% | 0.00936% | 0.01204% | 0.011% |  | 2970 | 0.0119% | 0.01121% | 2970 | 3627 | 0.01171% | 6085 | 0.01189% | 0.0118% |  | 2970 | 0.01204% | 0.011% | 0.01152% |  | 2970 | 6898 | 0.0118% | 0.01194%
| May | 4 | 19 | 2971 | 558.9564 | 579.4335 | 561.2187 | 0.01193% | 0.0118% | 0.01116% | 0.01169% | 1156 | 0.01187% | 0.01178% |  | 8.564 | 24.0007 | 22.0164 |  | 2971 | 550.3924 | 555.4328 | 539.2023 |  | 2971 | 0.01198% | 0.01179% | 0.01117% | 0.009361% | 0.01204% | 0.011% |  | 2971 | 0.01179% | 0.01117% | 2971 | 6970 | 0.01171% | 5493 | 0.01189% | 0.0118% |  | 2971 | 0.01204% | 0.011% | 0.01152% |  | 2971 | 1156 | 0.0118% | 0.009811%
| May | 4 | 20 | 2972 | 558.3775 | 576.9664 | 560.7592 | 0.01192% | 0.01175% | 0.01115% | 0.01169% | 5506 | 0.01187% | 0.01178% |  | 8.5644 | 24.0014 | 22.02 |  | 2972 | 549.8131 | 552.965 | 538.7392 |  | 2972 | 0.01197% | 0.01174% | 0.01116% | 0.009361% | 0.01204% | 0.01101% |  | 2972 | 0.01174% | 0.01116% | 2972 | 3223 | 0.01171% | 5888 | 0.01189% | 0.0118% |  | 2972 | 0.01204% | 0.01101% | 0.01152% |  | 2972 | 5506 | 0.0118% | 0.01242%
| May | 4 | 21 | 2973 | 545.4824 | 571.4645 | 556.9427 | 0.01164% | 0.01164% | 0.01107% | 0.01169% | 1323 | 0.01187% | 0.01178% |  | 8.5648 | 24.0022 | 22.0236 |  | 2973 | 536.9177 | 547.4623 | 534.9191 |  | 2973 | 0.01169% | 0.01162% | 0.01108% | 0.009361% | 0.01204% | 0.01101% |  | 2973 | 0.01162% | 0.01108% | 2973 | 7732 | 0.01171% | 5187 | 0.01189% | 0.0118% |  | 2973 | 0.01204% | 0.01101% | 0.01153% |  | 2973 | 1323 | 0.0118% | 0.009956%
| May | 4 | 22 | 2974 | 523.6395 | 556.02 | 546.9465 | 0.01118% | 0.01132% | 0.01088% | 0.01169% | 3101 | 0.01187% | 0.01178% |  | 8.5651 | 24.003 | 22.0272 |  | 2974 | 515.0744 | 532.017 | 524.9193 |  | 2974 | 0.01121% | 0.01129% | 0.01087% | 0.009362% | 0.01204% | 0.01101% |  | 2974 | 0.01129% | 0.01087% | 2974 | 3719 | 0.01171% | 7818 | 0.01189% | 0.0118% |  | 2974 | 0.01204% | 0.01101% | 0.01153% |  | 2974 | 3101 | 0.0118% | 0.01167%
| May | 4 | 23 | 2975 | 481.1043 | 542.4747 | 536.8472 | 0.01027% | 0.01105% | 0.01067% | 0.01169% | 4802 | 0.01186% | 0.01178% |  | 8.5655 | 24.0038 | 22.0308 |  | 2975 | 472.5388 | 518.4709 | 514.8164 |  | 2975 | 0.01029% | 0.011% | 0.01066% | 0.009362% | 0.01204% | 0.01101% |  | 2975 | 0.011% | 0.01066% | 2975 | 175 | 0.01171% | 8002 | 0.01189% | 0.0118% |  | 2975 | 0.01204% | 0.01101% | 0.01153% |  | 2975 | 4802 | 0.0118% | 0.0127%
| May | 5 | 0 | 2976 | 475.9822 | 530.875 | 528.886 | 0.01016% | 0.01081% | 0.01052% | 0.01169% | 522 | 0.01186% | 0.01177% |  | 8.5658 | 24.0046 | 22.0344 |  | 2976 | 467.4164 | 506.8705 | 506.8515 |  | 2976 | 0.01017% | 0.01076% | 0.0105% | 0.009363% | 0.01204% | 0.01101% |  | 2976 | 0.01076% | 0.0105% | 2976 | 541 | 0.01171% | 936 | 0.01189% | 0.0118% |  | 2976 | 0.01204% | 0.01101% | 0.01153% |  | 2976 | 522 | 0.0118% | 0.009345%
| May | 5 | 1 | 2977 | 471.3325 | 522.3382 | 525.3226 | 0.01006% | 0.01064% | 0.01045% | 0.01168% | 4278 | 0.01186% | 0.01177% |  | 8.5662 | 24.0053 | 22.038 |  | 2977 | 462.7663 | 498.3329 | 503.2846 |  | 2977 | 0.01007% | 0.01058% | 0.01042% | 0.009363% | 0.01205% | 0.01101% |  | 2977 | 0.01058% | 0.01042% | 2977 | 8275 | 0.01171% | 902 | 0.01189% | 0.0118% |  | 2977 | 0.01205% | 0.01101% | 0.01153% |  | 2977 | 4278 | 0.0118% | 0.01263%
| May | 5 | 2 | 2978 | 466.8244 | 521.0628 | 524.6287 | 0.009963% | 0.01061% | 0.01043% | 0.01168% | 56 | 0.01186% | 0.01177% |  | 8.5665 | 24.0061 | 22.0416 |  | 2978 | 458.2579 | 497.0567 | 502.5871 |  | 2978 | 0.009975% | 0.01055% | 0.01041% | 0.009363% | 0.01205% | 0.01102% |  | 2978 | 0.01055% | 0.01041% | 2978 | 6015 | 0.0117% | 4294 | 0.01189% | 0.0118% |  | 2978 | 0.01205% | 0.01102% | 0.01153% |  | 2978 | 56 | 0.0118% | 0.009142%
| May | 5 | 3 | 2979 | 462.3181 | 521.3979 | 526.9636 | 0.009867% | 0.01062% | 0.01048% | 0.01168% | 5661 | 0.01186% | 0.01177% |  | 8.5669 | 24.0069 | 22.0452 |  | 2979 | 453.7512 | 497.3911 | 504.9184 |  | 2979 | 0.009877% | 0.01056% | 0.01046% | 0.009364% | 0.01205% | 0.01102% |  | 2979 | 0.01056% | 0.01046% | 2979 | 4004 | 0.0117% | 1527 | 0.01189% | 0.0118% |  | 2979 | 0.01205% | 0.01102% | 0.01153% |  | 2979 | 5661 | 0.0118% | 0.01233%
| May | 5 | 4 | 2980 | 464.5495 | 521.9938 | 527.5638 | 0.009915% | 0.01063% | 0.01049% | 0.01168% | 6919 | 0.01186% | 0.01177% |  | 8.5673 | 24.0077 | 22.0488 |  | 2980 | 455.9823 | 497.9861 | 505.5149 |  | 2980 | 0.009926% | 0.01057% | 0.01047% | 0.009364% | 0.01205% | 0.01102% |  | 2980 | 0.01057% | 0.01047% | 2980 | 1089 | 0.0117% | 938 | 0.01189% | 0.01179% |  | 2980 | 0.01205% | 0.01102% | 0.01153% |  | 2980 | 6919 | 0.01179% | 0.01194%
| May | 5 | 5 | 2981 | 476.6012 | 526.062 | 526.973 | 0.01017% | 0.01071% | 0.01048% | 0.01168% | 5570 | 0.01186% | 0.01177% |  | 8.5676 | 24.0085 | 22.0524 |  | 2981 | 468.0336 | 502.0536 | 504.9206 |  | 2981 | 0.01019% | 0.01066% | 0.01046% | 0.009365% | 0.01205% | 0.01102% |  | 2981 | 0.01066% | 0.01046% | 2981 | 345 | 0.0117% | 6907 | 0.01189% | 0.01179% |  | 2981 | 0.01205% | 0.01102% | 0.01153% |  | 2981 | 5570 | 0.01179% | 0.01238%
| May | 5 | 6 | 2982 | 491.9792 | 529.6555 | 530.6208 | 0.0105% | 0.01079% | 0.01055% | 0.01168% | 6772 | 0.01186% | 0.01177% |  | 8.568 | 24.0092 | 22.056 |  | 2982 | 483.4112 | 505.6463 | 508.5647 |  | 2982 | 0.01052% | 0.01073% | 0.01053% | 0.009365% | 0.01205% | 0.01102% |  | 2982 | 0.01073% | 0.01053% | 2982 | 3371 | 0.0117% | 4801 | 0.01189% | 0.01179% |  | 2982 | 0.01205% | 0.01102% | 0.01154% |  | 2982 | 6772 | 0.01179% | 0.01196%
| May | 5 | 7 | 2983 | 508.9292 | 536.7121 | 537.2786 | 0.01086% | 0.01093% | 0.01068% | 0.01168% | 4611 | 0.01186% | 0.01177% |  | 8.5683 | 24.01 | 22.0596 |  | 2983 | 500.3609 | 512.7021 | 515.219 |  | 2983 | 0.01089% | 0.01088% | 0.01067% | 0.009365% | 0.01205% | 0.01103% |  | 2983 | 0.01088% | 0.01067% | 2983 | 259 | 0.0117% | 4824 | 0.01188% | 0.01179% |  | 2983 | 0.01205% | 0.01103% | 0.01154% |  | 2983 | 4611 | 0.01179% | 0.01271%
| May | 5 | 8 | 2984 | 517.0007 | 539.2257 | 546.9278 | 0.01103% | 0.01098% | 0.01088% | 0.01168% | 5453 | 0.01186% | 0.01177% |  | 8.5687 | 24.0108 | 22.0632 |  | 2984 | 508.432 | 515.2149 | 524.8645 |  | 2984 | 0.01107% | 0.01094% | 0.01087% | 0.009366% | 0.01205% | 0.01103% |  | 2984 | 0.01094% | 0.01087% | 2984 | 1112 | 0.0117% | 6738 | 0.01188% | 0.01179% |  | 2984 | 0.01205% | 0.01103% | 0.01154% |  | 2984 | 5453 | 0.01179% | 0.01245%
| May | 5 | 9 | 2985 | 516.7789 | 545.491 | 552.1603 | 0.01103% | 0.01111% | 0.01098% | 0.01168% | 3380 | 0.01186% | 0.01177% |  | 8.5691 | 24.0116 | 22.0668 |  | 2985 | 508.2099 | 521.4794 | 530.0934 |  | 2985 | 0.01106% | 0.01107% | 0.01098% | 0.009366% | 0.01205% | 0.01103% |  | 2985 | 0.01107% | 0.01098% | 2985 | 1290 | 0.0117% | 926 | 0.01188% | 0.01179% |  | 2985 | 0.01205% | 0.01103% | 0.01154% |  | 2985 | 3380 | 0.01179% | 0.01196%
| May | 5 | 10 | 2986 | 519.095 | 546.8967 | 555.1704 | 0.01108% | 0.01114% | 0.01104% | 0.01168% | 5786 | 0.01186% | 0.01177% |  | 8.5694 | 24.0124 | 22.0704 |  | 2986 | 510.5255 | 522.8844 | 533.0999 |  | 2986 | 0.01111% | 0.0111% | 0.01104% | 0.009366% | 0.01205% | 0.01103% |  | 2986 | 0.0111% | 0.01104% | 2986 | 5815 | 0.0117% | 7973 | 0.01188% | 0.01179% |  | 2986 | 0.01205% | 0.01103% | 0.01154% |  | 2986 | 5786 | 0.01179% | 0.01226%
| May | 5 | 11 | 2987 | 518.5999 | 545.463 | 554.5327 | 0.01107% | 0.01111% | 0.01103% | 0.01168% | 5764 | 0.01186% | 0.01177% |  | 8.5698 | 24.0131 | 22.074 |  | 2987 | 510.0301 | 521.4499 | 532.4587 |  | 2987 | 0.0111% | 0.01107% | 0.01103% | 0.009367% | 0.01205% | 0.01103% |  | 2987 | 0.01107% | 0.01103% | 2987 | 6284 | 0.0117% | 3600 | 0.01188% | 0.01179% |  | 2987 | 0.01205% | 0.01103% | 0.01154% |  | 2987 | 5764 | 0.01179% | 0.01227%
| May | 5 | 12 | 2988 | 519.4205 | 543.6849 | 556.0331 | 0.01109% | 0.01107% | 0.01106% | 0.01168% | 1547 | 0.01186% | 0.01177% |  | 8.5702 | 24.0139 | 22.0776 |  | 2988 | 510.8503 | 519.671 | 533.9554 |  | 2988 | 0.01112% | 0.01103% | 0.01106% | 0.009367% | 0.01205% | 0.01103% |  | 2988 | 0.01103% | 0.01106% | 2988 | 3770 | 0.0117% | 7282 | 0.01188% | 0.01179% |  | 2988 | 0.01205% | 0.01103% | 0.01154% |  | 2988 | 1547 | 0.01179% | 0.01014%
| May | 5 | 13 | 2989 | 519.6487 | 540.9572 | 557.4303 | 0.01109% | 0.01102% | 0.01108% | 0.01168% | 4612 | 0.01186% | 0.01177% |  | 8.5705 | 24.0147 | 22.0812 |  | 2989 | 511.0782 | 516.9425 | 535.349 |  | 2989 | 0.01113% | 0.01097% | 0.01109% | 0.009368% | 0.01205% | 0.01104% |  | 2989 | 0.01097% | 0.01109% | 2989 | 3065 | 0.0117% | 8120 | 0.01188% | 0.01179% |  | 2989 | 0.01205% | 0.01104% | 0.01154% |  | 2989 | 4612 | 0.01179% | 0.01271%
| May | 5 | 14 | 2990 | 517.8965 | 541.2086 | 559.1182 | 0.01105% | 0.01102% | 0.01112% | 0.01168% | 4636 | 0.01186% | 0.01177% |  | 8.5709 | 24.0155 | 22.0848 |  | 2990 | 509.3256 | 517.1931 | 537.0334 |  | 2990 | 0.01109% | 0.01098% | 0.01112% | 0.009368% | 0.01205% | 0.01104% |  | 2990 | 0.01098% | 0.01112% | 2990 | 3649 | 0.0117% | 5210 | 0.01188% | 0.01179% |  | 2990 | 0.01205% | 0.01104% | 0.01154% |  | 2990 | 4636 | 0.01179% | 0.01271%
| May | 5 | 15 | 2991 | 514.4229 | 539.5329 | 563.0566 | 0.01098% | 0.01099% | 0.0112% | 0.01168% | 5740 | 0.01186% | 0.01177% |  | 8.5713 | 24.0163 | 22.0884 |  | 2991 | 505.8516 | 515.5166 | 540.9682 |  | 2991 | 0.01101% | 0.01094% | 0.0112% | 0.009368% | 0.01205% | 0.01104% |  | 2991 | 0.01094% | 0.0112% | 2991 | 4565 | 0.0117% | 8060 | 0.01188% | 0.01179% |  | 2991 | 0.01205% | 0.01104% | 0.01155% |  | 2991 | 5740 | 0.01179% | 0.01229%
| May | 5 | 16 | 2992 | 513.1835 | 541.6182 | 564.2475 | 0.01095% | 0.01103% | 0.01122% | 0.01168% | 1526 | 0.01186% | 0.01177% |  | 8.5716 | 24.017 | 22.092 |  | 2992 | 504.6119 | 517.6012 | 542.1555 |  | 2992 | 0.01098% | 0.01099% | 0.01123% | 0.009369% | 0.01205% | 0.01104% |  | 2992 | 0.01099% | 0.01123% | 2992 | 4374 | 0.0117% | 7998 | 0.01188% | 0.01179% |  | 2992 | 0.01205% | 0.01104% | 0.01155% |  | 2992 | 1526 | 0.01179% | 0.01013%
| May | 5 | 17 | 2993 | 509.6571 | 538.6392 | 568.0078 | 0.01088% | 0.01097% | 0.01129% | 0.01168% | 334 | 0.01186% | 0.01177% |  | 8.572 | 24.0178 | 22.0957 |  | 2993 | 501.0851 | 514.6214 | 545.9122 |  | 2993 | 0.01091% | 0.01092% | 0.0113% | 0.009369% | 0.01205% | 0.01104% |  | 2993 | 0.01092% | 0.0113% | 2993 | 6306 | 0.0117% | 3582 | 0.01188% | 0.01179% |  | 2993 | 0.01205% | 0.01104% | 0.01155% |  | 2993 | 334 | 0.01179% | 0.009246%
| May | 5 | 18 | 2994 | 502.33 | 529.5438 | 569.1237 | 0.01072% | 0.01078% | 0.01132% | 0.01168% | 7913 | 0.01186% | 0.01177% |  | 8.5724 | 24.0186 | 22.0993 |  | 2994 | 493.7577 | 505.5252 | 547.0245 |  | 2994 | 0.01075% | 0.01073% | 0.01133% | 0.00937% | 0.01205% | 0.01105% |  | 2994 | 0.01073% | 0.01133% | 2994 | 3743 | 0.0117% | 5569 | 0.01188% | 0.01179% |  | 2994 | 0.01205% | 0.01105% | 0.01155% |  | 2994 | 7913 | 0.01179% | 0.01162%
| May | 5 | 19 | 2995 | 502.0406 | 526.4809 | 566.0667 | 0.01071% | 0.01072% | 0.01126% | 0.01168% | 1203 | 0.01186% | 0.01177% |  | 8.5727 | 24.0194 | 22.1029 |  | 2995 | 493.4679 | 502.4616 | 543.9639 |  | 2995 | 0.01074% | 0.01066% | 0.01126% | 0.00937% | 0.01205% | 0.01105% |  | 2995 | 0.01066% | 0.01126% | 2995 | 4493 | 0.0117% | 1452 | 0.01188% | 0.01179% |  | 2995 | 0.01205% | 0.01105% | 0.01155% |  | 2995 | 1203 | 0.01179% | 0.009852%
| May | 5 | 20 | 2996 | 503.1825 | 532.5973 | 567.4358 | 0.01074% | 0.01085% | 0.01128% | 0.01168% | 3162 | 0.01186% | 0.01177% |  | 8.5731 | 24.0202 | 22.1065 |  | 2996 | 494.6094 | 508.5771 | 545.3294 |  | 2996 | 0.01077% | 0.01079% | 0.01129% | 0.009371% | 0.01205% | 0.01105% |  | 2996 | 0.01079% | 0.01129% | 2996 | 416 | 0.0117% | 5283 | 0.01188% | 0.01179% |  | 2996 | 0.01205% | 0.01105% | 0.01155% |  | 2996 | 3162 | 0.01179% | 0.01173%
| May | 5 | 21 | 2997 | 501.1085 | 530.4282 | 564.0413 | 0.0107% | 0.0108% | 0.01122% | 0.01168% | 8242 | 0.01186% | 0.01177% |  | 8.5735 | 24.0209 | 22.1101 |  | 2997 | 492.535 | 506.4072 | 541.9312 |  | 2997 | 0.01072% | 0.01075% | 0.01122% | 0.009371% | 0.01205% | 0.01105% |  | 2997 | 0.01075% | 0.01122% | 2997 | 8114 | 0.0117% | 1465 | 0.01188% | 0.01179% |  | 2997 | 0.01205% | 0.01105% | 0.01155% |  | 2997 | 8242 | 0.01179% | 0.0114%
| May | 5 | 22 | 2998 | 487.4347 | 521.4445 | 547.1059 | 0.0104% | 0.01062% | 0.01088% | 0.01168% | 1830 | 0.01186% | 0.01177% |  | 8.5739 | 24.0217 | 22.1137 |  | 2998 | 478.8609 | 497.4228 | 524.9923 |  | 2998 | 0.01042% | 0.01056% | 0.01087% | 0.009371% | 0.01205% | 0.01105% |  | 2998 | 0.01056% | 0.01087% | 2998 | 6275 | 0.0117% | 8084 | 0.01188% | 0.01179% |  | 2998 | 0.01205% | 0.01105% | 0.01155% |  | 2998 | 1830 | 0.01179% | 0.01038%
| May | 5 | 23 | 2999 | 474.5315 | 507.4244 | 533.584 | 0.01013% | 0.01033% | 0.01061% | 0.01168% | 4656 | 0.01185% | 0.01177% |  | 8.5742 | 24.0225 | 22.1173 |  | 2999 | 465.9573 | 483.4019 | 511.4667 |  | 2999 | 0.01014% | 0.01026% | 0.01059% | 0.009372% | 0.01205% | 0.01105% |  | 2999 | 0.01026% | 0.01059% | 2999 | 8300 | 0.01169% | 225 | 0.01188% | 0.01179% |  | 2999 | 0.01205% | 0.01105% | 0.01155% |  | 2999 | 4656 | 0.01179% | 0.01272%
| May | 6 | 0 | 3000 | 466.6763 | 499.623 | 528.192 | 0.00996% | 0.01017% | 0.0105% | 0.01168% | 8266 | 0.01185% | 0.01177% |  | 8.5746 | 24.0233 | 22.1209 |  | 3000 | 458.1017 | 475.5997 | 506.0712 |  | 3000 | 0.009972% | 0.01009% | 0.01048% | 0.009372% | 0.01205% | 0.01106% |  | 3000 | 0.01009% | 0.01048% | 3000 | 7709 | 0.01169% | 1202 | 0.01188% | 0.01179% |  | 3000 | 0.01205% | 0.01106% | 0.01156% |  | 3000 | 8266 | 0.01179% | 0.01138%
| May | 6 | 1 | 3001 | 461.9881 | 493.2274 | 522.6501 | 0.00986% | 0.01004% | 0.01039% | 0.01167% | 1298 | 0.01185% | 0.01176% |  | 8.575 | 24.0241 | 22.1245 |  | 3001 | 453.4131 | 469.2033 | 500.5256 |  | 3001 | 0.00987% | 0.009959% | 0.01037% | 0.009373% | 0.01205% | 0.01106% |  | 3001 | 0.009959% | 0.01037% | 3001 | 6415 | 0.01169% | 1111 | 0.01188% | 0.01179% |  | 3001 | 0.01205% | 0.01106% | 0.01156% |  | 3001 | 1298 | 0.01179% | 0.009934%
| May | 6 | 2 | 3002 | 459.8758 | 490.8162 | 519.4525 | 0.009815% | 0.009995% | 0.01033% | 0.01167% | 299 | 0.01185% | 0.01176% |  | 8.5753 | 24.0248 | 22.1281 |  | 3002 | 451.3004 | 466.7914 | 497.3244 |  | 3002 | 0.009824% | 0.009908% | 0.0103% | 0.009373% | 0.01205% | 0.01106% |  | 3002 | 0.009908% | 0.0103% | 3002 | 71 | 0.01169% | 8119 | 0.01188% | 0.01179% |  | 3002 | 0.01205% | 0.01106% | 0.01156% |  | 3002 | 299 | 0.01179% | 0.009231%
| May | 6 | 3 | 3003 | 460.1401 | 490.1459 | 520.3808 | 0.009821% | 0.009981% | 0.01035% | 0.01167% | 4181 | 0.01185% | 0.01176% |  | 8.5757 | 24.0256 | 22.1317 |  | 3003 | 451.5644 | 466.1203 | 498.2491 |  | 3003 | 0.00983% | 0.009893% | 0.01032% | 0.009373% | 0.01206% | 0.01106% |  | 3003 | 0.009893% | 0.01032% | 3003 | 548 | 0.01169% | 3162 | 0.01188% | 0.01178% |  | 3003 | 0.01206% | 0.01106% | 0.01156% |  | 3003 | 4181 | 0.01178% | 0.01259%
| May | 6 | 4 | 3004 | 463.1578 | 489.1219 | 528.4452 | 0.009885% | 0.00996% | 0.01051% | 0.01167% | 4566 | 0.01185% | 0.01176% |  | 8.5761 | 24.0264 | 22.1353 |  | 3004 | 454.5817 | 465.0955 | 506.31 |  | 3004 | 0.009895% | 0.009872% | 0.01048% | 0.009374% | 0.01206% | 0.01106% |  | 3004 | 0.009872% | 0.01048% | 3004 | 3987 | 0.01169% | 1135 | 0.01188% | 0.01178% |  | 3004 | 0.01206% | 0.01106% | 0.01156% |  | 3004 | 4566 | 0.01178% | 0.01271%
| May | 6 | 5 | 3005 | 469.5267 | 488.796 | 541.9578 | 0.01002% | 0.009954% | 0.01078% | 0.01167% | 1346 | 0.01185% | 0.01176% |  | 8.5765 | 24.0272 | 22.1389 |  | 3005 | 460.9502 | 464.7689 | 519.819 |  | 3005 | 0.01003% | 0.009865% | 0.01076% | 0.009374% | 0.01206% | 0.01107% |  | 3005 | 0.009865% | 0.01076% | 3005 | 7613 | 0.01169% | 8251 | 0.01188% | 0.01178% |  | 3005 | 0.01206% | 0.01107% | 0.01156% |  | 3005 | 1346 | 0.01178% | 0.009976%
| May | 6 | 6 | 3006 | 476.2628 | 491.1234 | 556.0518 | 0.01016% | 0.01% | 0.01106% | 0.01167% | 8361 | 0.01185% | 0.01176% |  | 8.5769 | 24.028 | 22.1425 |  | 3006 | 467.6859 | 467.0955 | 533.9094 |  | 3006 | 0.01018% | 0.009914% | 0.01106% | 0.009375% | 0.01206% | 0.01107% |  | 3006 | 0.009914% | 0.01106% | 3006 | 540 | 0.01169% | 2889 | 0.01187% | 0.01178% |  | 3006 | 0.01206% | 0.01107% | 0.01156% |  | 3006 | 8361 | 0.01178% | 0.0113%
| May | 6 | 7 | 3007 | 488.1133 | 500.2374 | 569.5457 | 0.01042% | 0.01019% | 0.01133% | 0.01167% | 7805 | 0.01185% | 0.01176% |  | 8.5772 | 24.0287 | 22.1461 |  | 3007 | 479.5361 | 476.2087 | 547.3996 |  | 3007 | 0.01044% | 0.01011% | 0.01134% | 0.009375% | 0.01206% | 0.01107% |  | 3007 | 0.01011% | 0.01134% | 3007 | 6398 | 0.01169% | 691 | 0.01187% | 0.01178% |  | 3007 | 0.01206% | 0.01107% | 0.01156% |  | 3007 | 7805 | 0.01178% | 0.01169%
| May | 6 | 8 | 3008 | 492.7231 | 514.1179 | 576.5036 | 0.01052% | 0.01047% | 0.01146% | 0.01167% | 4583 | 0.01185% | 0.01176% |  | 8.5776 | 24.0295 | 22.1497 |  | 3008 | 484.1455 | 490.0884 | 554.354 |  | 3008 | 0.01054% | 0.0104% | 0.01148% | 0.009375% | 0.01206% | 0.01107% |  | 3008 | 0.0104% | 0.01148% | 3008 | 7914 | 0.01169% | 3800 | 0.01187% | 0.01178% |  | 3008 | 0.01206% | 0.01107% | 0.01156% |  | 3008 | 4583 | 0.01178% | 0.01271%
| May | 6 | 9 | 3009 | 489.0461 | 525.8944 | 580.9953 | 0.01044% | 0.01071% | 0.01155% | 0.01167% | 7836 | 0.01185% | 0.01176% |  | 8.578 | 24.0303 | 22.1533 |  | 3009 | 480.4682 | 501.8642 | 558.8421 |  | 3009 | 0.01046% | 0.01065% | 0.01157% | 0.009376% | 0.01206% | 0.01107% |  | 3009 | 0.01065% | 0.01157% | 3009 | 6271 | 0.01169% | 1069 | 0.01187% | 0.01178% |  | 3009 | 0.01206% | 0.01107% | 0.01157% |  | 3009 | 7836 | 0.01178% | 0.01167%
| May | 6 | 10 | 3010 | 483.1232 | 531.3871 | 585.3463 | 0.01031% | 0.01082% | 0.01164% | 0.01167% | 1564 | 0.01185% | 0.01176% |  | 8.5784 | 24.0311 | 22.1569 |  | 3010 | 474.5449 | 507.356 | 563.1895 |  | 3010 | 0.01033% | 0.01077% | 0.01166% | 0.009376% | 0.01206% | 0.01107% |  | 3010 | 0.01077% | 0.01166% | 3010 | 6253 | 0.01169% | 1261 | 0.01187% | 0.01178% |  | 3010 | 0.01206% | 0.01107% | 0.01157% |  | 3010 | 1564 | 0.01178% | 0.01016%
| May | 6 | 11 | 3011 | 474.4008 | 529.8137 | 591.4791 | 0.01013% | 0.01079% | 0.01176% | 0.01167% | 5675 | 0.01185% | 0.01176% |  | 8.5788 | 24.0319 | 22.1605 |  | 3011 | 465.822 | 505.7819 | 569.3186 |  | 3011 | 0.01014% | 0.01074% | 0.01179% | 0.009377% | 0.01206% | 0.01108% |  | 3011 | 0.01074% | 0.01179% | 3011 | 8000 | 0.01169% | 1559 | 0.01187% | 0.01178% |  | 3011 | 0.01206% | 0.01108% | 0.01157% |  | 3011 | 5675 | 0.01178% | 0.01232%
| May | 6 | 12 | 3012 | 468.2183 | 529.702 | 595.0237 | 0.009993% | 0.01079% | 0.01183% | 0.01167% | 3379 | 0.01185% | 0.01176% |  | 8.5791 | 24.0326 | 22.1641 |  | 3012 | 459.6391 | 505.6694 | 572.8596 |  | 3012 | 0.01001% | 0.01073% | 0.01186% | 0.009377% | 0.01206% | 0.01108% |  | 3012 | 0.01073% | 0.01186% | 3012 | 3870 | 0.01169% | 1113 | 0.01187% | 0.01178% |  | 3012 | 0.01206% | 0.01108% | 0.01157% |  | 3012 | 3379 | 0.01178% | 0.01196%
| May | 6 | 13 | 3013 | 462.1611 | 531.3871 | 602.4317 | 0.009864% | 0.01082% | 0.01198% | 0.01167% | 669 | 0.01185% | 0.01176% |  | 8.5795 | 24.0334 | 22.1677 |  | 3013 | 453.5816 | 507.3536 | 580.264 |  | 3013 | 0.009874% | 0.01077% | 0.01202% | 0.009378% | 0.01206% | 0.01108% |  | 3013 | 0.01077% | 0.01202% | 3013 | 276 | 0.01169% | 7857 | 0.01187% | 0.01178% |  | 3013 | 0.01206% | 0.01108% | 0.01157% |  | 3013 | 669 | 0.01178% | 0.009437%
| May | 6 | 14 | 3014 | 457.122 | 529.3948 | 608.7051 | 0.009756% | 0.01078% | 0.0121% | 0.01167% | 3402 | 0.01185% | 0.01176% |  | 8.5799 | 24.0342 | 22.1713 |  | 3014 | 448.5421 | 505.3606 | 586.5338 |  | 3014 | 0.009764% | 0.01073% | 0.01215% | 0.009378% | 0.01206% | 0.01108% |  | 3014 | 0.01073% | 0.01215% | 3014 | 3626 | 0.01169% | 756 | 0.01187% | 0.01178% |  | 3014 | 0.01206% | 0.01108% | 0.01157% |  | 3014 | 3402 | 0.01178% | 0.01198%
| May | 6 | 15 | 3015 | 453.3559 | 525.3452 | 614.6971 | 0.009676% | 0.0107% | 0.01222% | 0.01167% | 4831 | 0.01185% | 0.01176% |  | 8.5803 | 24.035 | 22.1749 |  | 3015 | 444.7756 | 501.3102 | 592.5223 |  | 3015 | 0.009682% | 0.01064% | 0.01227% | 0.009378% | 0.01206% | 0.01108% |  | 3015 | 0.01064% | 0.01227% | 3015 | 4392 | 0.01169% | 6754 | 0.01187% | 0.01178% |  | 3015 | 0.01206% | 0.01108% | 0.01157% |  | 3015 | 4831 | 0.01178% | 0.0127%
| May | 6 | 16 | 3016 | 454.4412 | 512.1071 | 616.4413 | 0.009699% | 0.01043% | 0.01226% | 0.01167% | 3749 | 0.01185% | 0.01176% |  | 8.5807 | 24.0357 | 22.1785 |  | 3016 | 445.8605 | 488.0713 | 594.2628 |  | 3016 | 0.009705% | 0.01036% | 0.01231% | 0.009379% | 0.01206% | 0.01109% |  | 3016 | 0.01036% | 0.01231% | 3016 | 6282 | 0.01169% | 6134 | 0.01187% | 0.01178% |  | 3016 | 0.01206% | 0.01109% | 0.01157% |  | 3016 | 3749 | 0.01178% | 0.0123%
| May | 6 | 17 | 3017 | 454.5903 | 507.1637 | 617.9698 | 0.009702% | 0.01033% | 0.01229% | 0.01167% | 3814 | 0.01185% | 0.01176% |  | 8.5811 | 24.0365 | 22.182 |  | 3017 | 446.0092 | 483.1272 | 595.7877 |  | 3017 | 0.009709% | 0.01025% | 0.01234% | 0.009379% | 0.01206% | 0.01109% |  | 3017 | 0.01025% | 0.01234% | 3017 | 92 | 0.01168% | 6133 | 0.01187% | 0.01178% |  | 3017 | 0.01206% | 0.01109% | 0.01157% |  | 3017 | 3814 | 0.01178% | 0.01236%
| May | 6 | 18 | 3018 | 453.1924 | 500.3771 | 614.2095 | 0.009672% | 0.01019% | 0.01221% | 0.01167% | 740 | 0.01185% | 0.01176% |  | 8.5814 | 24.0373 | 22.1856 |  | 3018 | 444.6109 | 476.3398 | 592.0239 |  | 3018 | 0.009678% | 0.01011% | 0.01226% | 0.00938% | 0.01206% | 0.01109% |  | 3018 | 0.01011% | 0.01226% | 3018 | 1374 | 0.01168% | 198 | 0.01187% | 0.01178% |  | 3018 | 0.01206% | 0.01109% | 0.01157% |  | 3018 | 740 | 0.01178% | 0.009485%
| May | 6 | 19 | 3019 | 452.4742 | 498.7107 | 609.896 | 0.009657% | 0.01016% | 0.01213% | 0.01167% | 1319 | 0.01185% | 0.01176% |  | 8.5818 | 24.0381 | 22.1892 |  | 3019 | 443.8924 | 474.6726 | 587.7067 |  | 3019 | 0.009663% | 0.01007% | 0.01217% | 0.00938% | 0.01206% | 0.01109% |  | 3019 | 0.01007% | 0.01217% | 3019 | 6160 | 0.01168% | 7931 | 0.01187% | 0.01178% |  | 3019 | 0.01206% | 0.01109% | 0.01158% |  | 3019 | 1319 | 0.01178% | 0.009952%
| May | 6 | 20 | 3020 | 455.3022 | 505.4787 | 611.4245 | 0.009717% | 0.01029% | 0.01216% | 0.01167% | 3988 | 0.01185% | 0.01176% |  | 8.5822 | 24.0389 | 22.1928 |  | 3020 | 446.72 | 481.4398 | 589.2316 |  | 3020 | 0.009724% | 0.01022% | 0.0122% | 0.00938% | 0.01206% | 0.01109% |  | 3020 | 0.01022% | 0.0122% | 3020 | 6154 | 0.01168% | 7811 | 0.01187% | 0.01178% |  | 3020 | 0.01206% | 0.01109% | 0.01158% |  | 3020 | 3988 | 0.01178% | 0.01249%
| May | 6 | 21 | 3021 | 456.2614 | 500.7494 | 602.4223 | 0.009738% | 0.0102% | 0.01198% | 0.01167% | 915 | 0.01185% | 0.01176% |  | 8.5826 | 24.0396 | 22.1964 |  | 3021 | 447.6788 | 476.7098 | 580.2259 |  | 3021 | 0.009745% | 0.01012% | 0.01202% | 0.009381% | 0.01206% | 0.01109% |  | 3021 | 0.01012% | 0.01202% | 3021 | 6081 | 0.01168% | 1630 | 0.01187% | 0.01178% |  | 3021 | 0.01206% | 0.01109% | 0.01158% |  | 3021 | 915 | 0.01178% | 0.009614%
| May | 6 | 22 | 3022 | 449.931 | 487.9302 | 583.0958 | 0.009603% | 0.009936% | 0.01159% | 0.01166% | 5386 | 0.01185% | 0.01176% |  | 8.583 | 24.0404 | 22.2 |  | 3022 | 441.348 | 463.8898 | 560.8958 |  | 3022 | 0.009607% | 0.009846% | 0.01162% | 0.009381% | 0.01206% | 0.0111% |  | 3022 | 0.009846% | 0.01162% | 3022 | 1203 | 0.01168% | 5598 | 0.01187% | 0.01178% |  | 3022 | 0.01206% | 0.0111% | 0.01158% |  | 3022 | 5386 | 0.01178% | 0.01248%
| May | 6 | 23 | 3023 | 442.3722 | 477.7549 | 565.1478 | 0.009441% | 0.009729% | 0.01124% | 0.01166% | 391 | 0.01185% | 0.01176% |  | 8.5834 | 24.0412 | 22.2036 |  | 3023 | 433.7888 | 453.7137 | 542.9441 |  | 3023 | 0.009443% | 0.00963% | 0.01124% | 0.009382% | 0.01206% | 0.0111% |  | 3023 | 0.00963% | 0.01124% | 3023 | 3263 | 0.01168% | 1086 | 0.01187% | 0.01178% |  | 3023 | 0.01206% | 0.0111% | 0.01158% |  | 3023 | 391 | 0.01178% | 0.009273%
| May | 7 | 0 | 3024 | 438.7696 | 471.8248 | 557.646 | 0.009365% | 0.009608% | 0.01109% | 0.01166% | 3213 | 0.01185% | 0.01175% |  | 8.5838 | 24.042 | 22.2072 |  | 3024 | 430.1858 | 447.7828 | 535.4387 |  | 3024 | 0.009364% | 0.009504% | 0.01109% | 0.009382% | 0.01206% | 0.0111% |  | 3024 | 0.009504% | 0.01109% | 3024 | 5892 | 0.01168% | 1321 | 0.01187% | 0.01177% |  | 3024 | 0.01206% | 0.0111% | 0.01158% |  | 3024 | 3213 | 0.01177% | 0.01179%
| May | 7 | 1 | 3025 | 437.7982 | 468.8644 | 553.9044 | 0.009344% | 0.009548% | 0.01101% | 0.01166% | 3400 | 0.01185% | 0.01175% |  | 8.5842 | 24.0428 | 22.2108 |  | 3025 | 429.2141 | 444.8216 | 531.6936 |  | 3025 | 0.009343% | 0.009441% | 0.01101% | 0.009383% | 0.01206% | 0.0111% |  | 3025 | 0.009441% | 0.01101% | 3025 | 371 | 0.01168% | 190 | 0.01187% | 0.01177% |  | 3025 | 0.01206% | 0.0111% | 0.01158% |  | 3025 | 3400 | 0.01177% | 0.01198%
| May | 7 | 2 | 3026 | 439.7784 | 468.1382 | 554.739 | 0.009386% | 0.009533% | 0.01103% | 0.01166% | 1136 | 0.01185% | 0.01175% |  | 8.5846 | 24.0435 | 22.2144 |  | 3026 | 431.1939 | 444.0947 | 532.5246 |  | 3026 | 0.009386% | 0.009426% | 0.01103% | 0.009383% | 0.01206% | 0.0111% |  | 3026 | 0.009426% | 0.01103% | 3026 | 3490 | 0.01168% | 6109 | 0.01187% | 0.01177% |  | 3026 | 0.01206% | 0.0111% | 0.01158% |  | 3026 | 1136 | 0.01177% | 0.009794%
| May | 7 | 3 | 3027 | 442.6472 | 472.1413 | 554.0545 | 0.009447% | 0.009614% | 0.01102% | 0.01166% | 7978 | 0.01185% | 0.01175% |  | 8.5849 | 24.0443 | 22.218 |  | 3027 | 434.0623 | 448.097 | 531.8365 |  | 3027 | 0.009449% | 0.009511% | 0.01101% | 0.009383% | 0.01206% | 0.0111% |  | 3027 | 0.009511% | 0.01101% | 3027 | 6488 | 0.01168% | 5951 | 0.01187% | 0.01177% |  | 3027 | 0.01206% | 0.0111% | 0.01158% |  | 3027 | 7978 | 0.01177% | 0.01158%
| May | 7 | 4 | 3028 | 444.5262 | 479.952 | 564.9227 | 0.009487% | 0.009773% | 0.01123% | 0.01166% | 3417 | 0.01184% | 0.01175% |  | 8.5853 | 24.0451 | 22.2216 |  | 3028 | 435.9409 | 455.9069 | 542.7011 |  | 3028 | 0.00949% | 0.009677% | 0.01124% | 0.009384% | 0.01207% | 0.01111% |  | 3028 | 0.009677% | 0.01124% | 3028 | 6439 | 0.01168% | 7940 | 0.01187% | 0.01177% |  | 3028 | 0.01207% | 0.01111% | 0.01159% |  | 3028 | 3417 | 0.01177% | 0.012%
| May | 7 | 5 | 3029 | 435.0185 | 486.6548 | 573.3997 | 0.009285% | 0.00991% | 0.0114% | 0.01166% | 6920 | 0.01184% | 0.01175% |  | 8.5857 | 24.0459 | 22.2252 |  | 3029 | 426.4327 | 462.609 | 551.1745 |  | 3029 | 0.009283% | 0.009819% | 0.01141% | 0.009384% | 0.01207% | 0.01111% |  | 3029 | 0.009819% | 0.01141% | 3029 | 7749 | 0.01168% | 3656 | 0.01187% | 0.01177% |  | 3029 | 0.01207% | 0.01111% | 0.01159% |  | 3029 | 6920 | 0.01177% | 0.01194%
| May | 7 | 6 | 3030 | 436.7975 | 499.6044 | 591.5635 | 0.009323% | 0.01017% | 0.01176% | 0.01166% | 5785 | 0.01184% | 0.01175% |  | 8.5861 | 24.0467 | 22.2288 |  | 3030 | 428.2113 | 475.5577 | 569.3346 |  | 3030 | 0.009321% | 0.01009% | 0.01179% | 0.009385% | 0.01207% | 0.01111% |  | 3030 | 0.01009% | 0.01179% | 3030 | 6161 | 0.01168% | 5363 | 0.01187% | 0.01177% |  | 3030 | 0.01207% | 0.01111% | 0.01159% |  | 3030 | 5785 | 0.01177% | 0.01226%
| May | 7 | 7 | 3031 | 442.276 | 512.2932 | 601.5502 | 0.009439% | 0.01043% | 0.01196% | 0.01166% | 8370 | 0.01184% | 0.01175% |  | 8.5865 | 24.0474 | 22.2324 |  | 3031 | 433.6895 | 488.2458 | 579.3178 |  | 3031 | 0.009441% | 0.01036% | 0.012% | 0.009385% | 0.01207% | 0.01111% |  | 3031 | 0.01036% | 0.012% | 3031 | 8348 | 0.01168% | 2838 | 0.01187% | 0.01177% |  | 3031 | 0.01207% | 0.01111% | 0.01159% |  | 3031 | 8370 | 0.01177% | 0.01129%
| May | 7 | 8 | 3032 | 445.4704 | 515.5609 | 603.6038 | 0.009508% | 0.0105% | 0.012% | 0.01166% | 4634 | 0.01184% | 0.01175% |  | 8.5869 | 24.0482 | 22.236 |  | 3032 | 436.8835 | 491.5127 | 581.3678 |  | 3032 | 0.00951% | 0.01043% | 0.01204% | 0.009386% | 0.01207% | 0.01111% |  | 3032 | 0.01043% | 0.01204% | 3032 | 6301 | 0.01168% | 3380 | 0.01187% | 0.01177% |  | 3032 | 0.01207% | 0.01111% | 0.01159% |  | 3032 | 4634 | 0.01177% | 0.01271%
| May | 7 | 9 | 3033 | 442.4977 | 517.2831 | 607.2141 | 0.009444% | 0.01053% | 0.01207% | 0.01166% | 8025 | 0.01184% | 0.01175% |  | 8.5873 | 24.049 | 22.2396 |  | 3033 | 433.9104 | 493.2341 | 584.9745 |  | 3033 | 0.009445% | 0.01047% | 0.01211% | 0.009386% | 0.01207% | 0.01112% |  | 3033 | 0.01047% | 0.01211% | 3033 | 7642 | 0.01168% | 271 | 0.01186% | 0.01177% |  | 3033 | 0.01207% | 0.01112% | 0.01159% |  | 3033 | 8025 | 0.01177% | 0.01155%
| May | 7 | 10 | 3034 | 436.0491 | 522.1148 | 627.5158 | 0.009307% | 0.01063% | 0.01248% | 0.01166% | 1299 | 0.01184% | 0.01175% |  | 8.5877 | 24.0498 | 22.2432 |  | 3034 | 427.4614 | 498.065 | 605.2726 |  | 3034 | 0.009305% | 0.01057% | 0.01253% | 0.009386% | 0.01207% | 0.01112% |  | 3034 | 0.01057% | 0.01253% | 3034 | 944 | 0.01168% | 2839 | 0.01186% | 0.01177% |  | 3034 | 0.01207% | 0.01112% | 0.01159% |  | 3034 | 1299 | 0.01177% | 0.009935%
| May | 7 | 11 | 3035 | 433.4686 | 530.2885 | 618.9075 | 0.009251% | 0.0108% | 0.01231% | 0.01166% | 5739 | 0.01184% | 0.01175% |  | 8.5881 | 24.0506 | 22.2468 |  | 3035 | 424.8805 | 506.238 | 596.6607 |  | 3035 | 0.009249% | 0.01074% | 0.01236% | 0.009387% | 0.01207% | 0.01112% |  | 3035 | 0.01074% | 0.01236% | 3035 | 6402 | 0.01168% | 515 | 0.01186% | 0.01177% |  | 3035 | 0.01207% | 0.01112% | 0.01159% |  | 3035 | 5739 | 0.01177% | 0.01229%
| May | 7 | 12 | 3036 | 431.1752 | 537.9968 | 624.4588 | 0.009203% | 0.01096% | 0.01242% | 0.01166% | 5449 | 0.01184% | 0.01175% |  | 8.5885 | 24.0513 | 22.2504 |  | 3036 | 422.5867 | 513.9455 | 602.2084 |  | 3036 | 0.009199% | 0.01091% | 0.01247% | 0.009387% | 0.01207% | 0.01112% |  | 3036 | 0.01091% | 0.01247% | 3036 | 8314 | 0.01168% | 7228 | 0.01186% | 0.01177% |  | 3036 | 0.01207% | 0.01112% | 0.01159% |  | 3036 | 5449 | 0.01177% | 0.01245%
| May | 7 | 13 | 3037 | 427.9129 | 540.7152 | 631.6512 | 0.009133% | 0.01101% | 0.01256% | 0.01166% | 6965 | 0.01184% | 0.01175% |  | 8.5889 | 24.0521 | 22.254 |  | 3037 | 419.324 | 516.6631 | 609.3972 |  | 3037 | 0.009128% | 0.01097% | 0.01262% | 0.009388% | 0.01207% | 0.01112% |  | 3037 | 0.01097% | 0.01262% | 3037 | 8697 | 0.01168% | 3012 | 0.01186% | 0.01177% |  | 3037 | 0.01207% | 0.01112% | 0.0116% |  | 3037 | 6965 | 0.01177% | 0.01194%
| May | 7 | 14 | 3038 | 427.3111 | 544.2435 | 631.5949 | 0.00912% | 0.01108% | 0.01256% | 0.01166% | 7953 | 0.01184% | 0.01175% |  | 8.5893 | 24.0529 | 22.2576 |  | 3038 | 418.7218 | 520.1906 | 609.3373 |  | 3038 | 0.009115% | 0.01104% | 0.01262% | 0.009388% | 0.01207% | 0.01112% |  | 3038 | 0.01104% | 0.01262% | 3038 | 6420 | 0.01167% | 5591 | 0.01186% | 0.01177% |  | 3038 | 0.01207% | 0.01112% | 0.0116% |  | 3038 | 7953 | 0.01177% | 0.0116%
| May | 7 | 15 | 3039 | 427.3777 | 548.1163 | 638.3372 | 0.009121% | 0.01116% | 0.01269% | 0.01166% | 3391 | 0.01184% | 0.01175% |  | 8.5897 | 24.0537 | 22.2612 |  | 3039 | 418.788 | 524.0626 | 616.076 |  | 3039 | 0.009116% | 0.01112% | 0.01276% | 0.009389% | 0.01207% | 0.01113% |  | 3039 | 0.01112% | 0.01276% | 3039 | 65 | 0.01167% | 5017 | 0.01186% | 0.01177% |  | 3039 | 0.01207% | 0.01113% | 0.0116% |  | 3039 | 3391 | 0.01177% | 0.01197%
| May | 7 | 16 | 3040 | 428.887 | 553.7113 | 639.3124 | 0.009154% | 0.01128% | 0.01271% | 0.01166% | 5451 | 0.01184% | 0.01175% |  | 8.5901 | 24.0545 | 22.2648 |  | 3040 | 420.2969 | 529.6568 | 617.0476 |  | 3040 | 0.009149% | 0.01124% | 0.01278% | 0.009389% | 0.01207% | 0.01113% |  | 3040 | 0.01124% | 0.01278% | 3040 | 6979 | 0.01167% | 2885 | 0.01186% | 0.01177% |  | 3040 | 0.01207% | 0.01113% | 0.0116% |  | 3040 | 5451 | 0.01177% | 0.01245%
| May | 7 | 17 | 3041 | 431.9846 | 550.3505 | 642.6882 | 0.00922% | 0.01121% | 0.01278% | 0.01166% | 7932 | 0.01184% | 0.01175% |  | 8.5905 | 24.0552 | 22.2684 |  | 3041 | 423.3941 | 526.2953 | 620.4198 |  | 3041 | 0.009216% | 0.01117% | 0.01285% | 0.00939% | 0.01207% | 0.01113% |  | 3041 | 0.01117% | 0.01285% | 3041 | 2802 | 0.01167% | 903 | 0.01186% | 0.01177% |  | 3041 | 0.01207% | 0.01113% | 0.0116% |  | 3041 | 7932 | 0.01177% | 0.01161%
| May | 7 | 18 | 3042 | 432.5102 | 550.183 | 644.6949 | 0.009231% | 0.0112% | 0.01282% | 0.01165% | 4152 | 0.01184% | 0.01175% |  | 8.5909 | 24.056 | 22.272 |  | 3042 | 423.9193 | 526.127 | 622.4229 |  | 3042 | 0.009228% | 0.01117% | 0.01289% | 0.00939% | 0.01207% | 0.01113% |  | 3042 | 0.01117% | 0.01289% | 3042 | 4416 | 0.01167% | 3213 | 0.01186% | 0.01177% |  | 3042 | 0.01207% | 0.01113% | 0.0116% |  | 3042 | 4152 | 0.01177% | 0.01258%
| May | 7 | 19 | 3043 | 433.5021 | 547.1574 | 639.2374 | 0.009252% | 0.01114% | 0.01271% | 0.01165% | 1297 | 0.01184% | 0.01175% |  | 8.5913 | 24.0568 | 22.2756 |  | 3043 | 424.9108 | 523.1006 | 616.9618 |  | 3043 | 0.009249% | 0.0111% | 0.01278% | 0.00939% | 0.01207% | 0.01113% |  | 3043 | 0.0111% | 0.01278% | 3043 | 3988 | 0.01167% | 8012 | 0.01186% | 0.01177% |  | 3043 | 0.01207% | 0.01113% | 0.0116% |  | 3043 | 1297 | 0.01177% | 0.009933%
| May | 7 | 20 | 3044 | 437.8593 | 548.8983 | 636.3773 | 0.009345% | 0.01118% | 0.01265% | 0.01165% | 8274 | 0.01184% | 0.01175% |  | 8.5917 | 24.0576 | 22.2792 |  | 3044 | 429.2676 | 524.8407 | 614.0981 |  | 3044 | 0.009344% | 0.01114% | 0.01272% | 0.009391% | 0.01207% | 0.01114% |  | 3044 | 0.01114% | 0.01272% | 3044 | 8339 | 0.01167% | 8099 | 0.01186% | 0.01176% |  | 3044 | 0.01207% | 0.01114% | 0.0116% |  | 3044 | 8274 | 0.01176% | 0.01137%
| May | 7 | 21 | 3045 | 435.8268 | 540.6873 | 630.5353 | 0.009302% | 0.01101% | 0.01254% | 0.01165% | 4825 | 0.01184% | 0.01175% |  | 8.5921 | 24.0583 | 22.2828 |  | 3045 | 427.2347 | 516.6289 | 608.2525 |  | 3045 | 0.0093% | 0.01097% | 0.0126% | 0.009391% | 0.01207% | 0.01114% |  | 3045 | 0.01097% | 0.0126% | 3045 | 5620 | 0.01167% | 3867 | 0.01186% | 0.01176% |  | 3045 | 0.01207% | 0.01114% | 0.0116% |  | 3045 | 4825 | 0.01176% | 0.0127%
| May | 7 | 22 | 3046 | 425.3616 | 521.5097 | 609.9522 | 0.009078% | 0.01062% | 0.01213% | 0.01165% | 7832 | 0.01184% | 0.01175% |  | 8.5925 | 24.0591 | 22.2864 |  | 3046 | 416.7691 | 497.4505 | 587.6659 |  | 3046 | 0.009072% | 0.01056% | 0.01217% | 0.009392% | 0.01207% | 0.01114% |  | 3046 | 0.01056% | 0.01217% | 3046 | 8695 | 0.01167% | 670 | 0.01186% | 0.01176% |  | 3046 | 0.01207% | 0.01114% | 0.01161% |  | 3046 | 7832 | 0.01176% | 0.01167%
| May | 7 | 23 | 3047 | 415.9167 | 506.0745 | 594.7236 | 0.008877% | 0.01031% | 0.01183% | 0.01165% | 3399 | 0.01184% | 0.01175% |  | 8.5929 | 24.0599 | 22.29 |  | 3047 | 407.3238 | 482.0146 | 572.4336 |  | 3047 | 0.008867% | 0.01023% | 0.01185% | 0.009392% | 0.01207% | 0.01114% |  | 3047 | 0.01023% | 0.01185% | 3047 | 515 | 0.01167% | 5167 | 0.01186% | 0.01176% |  | 3047 | 0.01207% | 0.01114% | 0.01161% |  | 3047 | 3399 | 0.01176% | 0.01198%
| May | 8 | 0 | 3048 | 409.1128 | 495.8899 | 585.4214 | 0.008732% | 0.0101% | 0.01164% | 0.01165% | 939 | 0.01184% | 0.01174% |  | 8.5933 | 24.0607 | 22.2936 |  | 3048 | 400.5195 | 471.8292 | 563.1278 |  | 3048 | 0.008718% | 0.01001% | 0.01166% | 0.009393% | 0.01207% | 0.01114% |  | 3048 | 0.01001% | 0.01166% | 3048 | 542 | 0.01167% | 42 | 0.01186% | 0.01176% |  | 3048 | 0.01207% | 0.01114% | 0.01161% |  | 3048 | 939 | 0.01176% | 0.009633%
| May | 8 | 1 | 3049 | 410.2442 | 490.7883 | 577.3382 | 0.008756% | 0.009994% | 0.01148% | 0.01165% | 4635 | 0.01184% | 0.01174% |  | 8.5937 | 24.0615 | 22.2971 |  | 3049 | 401.6505 | 466.7268 | 555.041 |  | 3049 | 0.008743% | 0.009906% | 0.01149% | 0.009393% | 0.01207% | 0.01114% |  | 3049 | 0.009906% | 0.01149% | 3049 | 8072 | 0.01167% | 1090 | 0.01186% | 0.01176% |  | 3049 | 0.01207% | 0.01114% | 0.01161% |  | 3049 | 4635 | 0.01176% | 0.01271%
| May | 8 | 2 | 3050 | 415.0537 | 489.3546 | 575.3315 | 0.008858% | 0.009965% | 0.01144% | 0.01165% | 8413 | 0.01184% | 0.01174% |  | 8.5942 | 24.0622 | 22.3007 |  | 3050 | 406.4596 | 465.2924 | 553.0307 |  | 3050 | 0.008848% | 0.009876% | 0.01145% | 0.009394% | 0.01207% | 0.01115% |  | 3050 | 0.009876% | 0.01145% | 3050 | 7915 | 0.01167% | 4304 | 0.01186% | 0.01176% |  | 3050 | 0.01207% | 0.01115% | 0.01161% |  | 3050 | 8413 | 0.01176% | 0.01126%
| May | 8 | 3 | 3051 | 416.4904 | 486.2638 | 575.2283 | 0.008889% | 0.009902% | 0.01144% | 0.01165% | 1607 | 0.01184% | 0.01174% |  | 8.5946 | 24.063 | 22.3043 |  | 3051 | 407.8959 | 462.2008 | 552.924 |  | 3051 | 0.008879% | 0.00981% | 0.01145% | 0.009394% | 0.01207% | 0.01115% |  | 3051 | 0.00981% | 0.01145% | 3051 | 5789 | 0.01167% | 8479 | 0.01186% | 0.01176% |  | 3051 | 0.01207% | 0.01115% | 0.01161% |  | 3051 | 1607 | 0.01176% | 0.01019%
| May | 8 | 4 | 3052 | 420.5352 | 490.2762 | 577.0756 | 0.008975% | 0.009984% | 0.01147% | 0.01165% | 692 | 0.01184% | 0.01174% |  | 8.595 | 24.0638 | 22.3079 |  | 3052 | 411.9402 | 466.2124 | 554.7677 |  | 3052 | 0.008967% | 0.009895% | 0.01149% | 0.009394% | 0.01207% | 0.01115% |  | 3052 | 0.009895% | 0.01149% | 3052 | 106 | 0.01167% | 8463 | 0.01186% | 0.01176% |  | 3052 | 0.01207% | 0.01115% | 0.01161% |  | 3052 | 692 | 0.01176% | 0.009453%
| May | 8 | 5 | 3053 | 429.2569 | 502.4624 | 591.1134 | 0.009162% | 0.01023% | 0.01175% | 0.01165% | 5373 | 0.01184% | 0.01174% |  | 8.5954 | 24.0646 | 22.3115 |  | 3053 | 420.6615 | 478.3978 | 568.8018 |  | 3053 | 0.009157% | 0.01015% | 0.01178% | 0.009395% | 0.01207% | 0.01115% |  | 3053 | 0.01015% | 0.01178% | 3053 | 7607 | 0.01167% | 8290 | 0.01186% | 0.01176% |  | 3053 | 0.01207% | 0.01115% | 0.01161% |  | 3053 | 5373 | 0.01176% | 0.01249%
| May | 8 | 6 | 3054 | 448.4384 | 518.0279 | 603.6695 | 0.009571% | 0.01055% | 0.012% | 0.01165% | 7930 | 0.01184% | 0.01174% |  | 8.5958 | 24.0654 | 22.3151 |  | 3054 | 439.8426 | 493.9625 | 581.3544 |  | 3054 | 0.009574% | 0.01048% | 0.01204% | 0.009395% | 0.01208% | 0.01115% |  | 3054 | 0.01048% | 0.01204% | 3054 | 7470 | 0.01167% | 4637 | 0.01186% | 0.01176% |  | 3054 | 0.01208% | 0.01115% | 0.01161% |  | 3054 | 7930 | 0.01176% | 0.01161%
| May | 8 | 7 | 3055 | 461.5728 | 534.0589 | 612.1278 | 0.009851% | 0.01088% | 0.01217% | 0.01165% | 3376 | 0.01184% | 0.01174% |  | 8.5962 | 24.0661 | 22.3187 |  | 3055 | 452.9766 | 509.9928 | 589.809 |  | 3055 | 0.00986% | 0.01082% | 0.01221% | 0.009396% | 0.01208% | 0.01116% |  | 3055 | 0.01082% | 0.01221% | 3055 | 7811 | 0.01167% | 5910 | 0.01186% | 0.01176% |  | 3055 | 0.01208% | 0.01116% | 0.01162% |  | 3055 | 3376 | 0.01176% | 0.01195%
| May | 8 | 8 | 3056 | 458.3304 | 540.3335 | 610.8993 | 0.009782% | 0.011% | 0.01215% | 0.01165% | 1606 | 0.01184% | 0.01174% |  | 8.5966 | 24.0669 | 22.3223 |  | 3056 | 449.7338 | 516.2666 | 588.577 |  | 3056 | 0.00979% | 0.01096% | 0.01219% | 0.009396% | 0.01208% | 0.01116% |  | 3056 | 0.01096% | 0.01219% | 3056 | 442 | 0.01167% | 763 | 0.01186% | 0.01176% |  | 3056 | 0.01208% | 0.01116% | 0.01162% |  | 3056 | 1606 | 0.01176% | 0.01019%
| May | 8 | 9 | 3057 | 452.6071 | 546.5243 | 612.6716 | 0.00966% | 0.01113% | 0.01218% | 0.01165% | 8322 | 0.01184% | 0.01174% |  | 8.597 | 24.0677 | 22.3259 |  | 3057 | 444.0101 | 522.4566 | 590.3457 |  | 3057 | 0.009665% | 0.01109% | 0.01223% | 0.009397% | 0.01208% | 0.01116% |  | 3057 | 0.01109% | 0.01223% | 3057 | 7976 | 0.01166% | 1223 | 0.01186% | 0.01176% |  | 3057 | 0.01208% | 0.01116% | 0.01162% |  | 3057 | 8322 | 0.01176% | 0.01133%
| May | 8 | 10 | 3058 | 454.7976 | 553.3761 | 615.8505 | 0.009707% | 0.01127% | 0.01225% | 0.01165% | 8481 | 0.01184% | 0.01174% |  | 8.5974 | 24.0685 | 22.3295 |  | 3058 | 446.2002 | 529.3077 | 593.521 |  | 3058 | 0.009713% | 0.01123% | 0.01229% | 0.009397% | 0.01208% | 0.01116% |  | 3058 | 0.01123% | 0.01229% | 3058 | 6499 | 0.01166% | 1188 | 0.01186% | 0.01176% |  | 3058 | 0.01208% | 0.01116% | 0.01162% |  | 3058 | 8481 | 0.01176% | 0.0112%
| May | 8 | 11 | 3059 | 458.1997 | 554.3257 | 620.5485 | 0.009779% | 0.01129% | 0.01234% | 0.01165% | 3846 | 0.01184% | 0.01174% |  | 8.5979 | 24.0693 | 22.3331 |  | 3059 | 449.6019 | 530.2564 | 598.2154 |  | 3059 | 0.009787% | 0.01125% | 0.01239% | 0.009398% | 0.01208% | 0.01116% |  | 3059 | 0.01125% | 0.01239% | 3059 | 2800 | 0.01166% | 4175 | 0.01186% | 0.01176% |  | 3059 | 0.01208% | 0.01116% | 0.01162% |  | 3059 | 3846 | 0.01176% | 0.01238%
| May | 8 | 12 | 3060 | 458.3379 | 560.8424 | 624.5995 | 0.009782% | 0.01142% | 0.01242% | 0.01165% | 3631 | 0.01184% | 0.01174% |  | 8.5983 | 24.07 | 22.3367 |  | 3060 | 449.7396 | 536.7723 | 602.2628 |  | 3060 | 0.00979% | 0.01139% | 0.01247% | 0.009398% | 0.01208% | 0.01116% |  | 3060 | 0.01139% | 0.01247% | 3060 | 6011 | 0.01166% | 3379 | 0.01186% | 0.01176% |  | 3060 | 0.01208% | 0.01116% | 0.01162% |  | 3060 | 3631 | 0.01176% | 0.0122%
| May | 8 | 13 | 3061 | 462.4535 | 563.7749 | 633.7611 | 0.00987% | 0.01148% | 0.0126% | 0.01165% | 2889 | 0.01183% | 0.01174% |  | 8.5987 | 24.0708 | 22.3403 |  | 3061 | 453.8548 | 539.704 | 611.4208 |  | 3061 | 0.009879% | 0.01146% | 0.01266% | 0.009398% | 0.01208% | 0.01117% |  | 3061 | 0.01146% | 0.01266% | 3061 | 2799 | 0.01166% | 7328 | 0.01186% | 0.01176% |  | 3061 | 0.01208% | 0.01117% | 0.01162% |  | 3061 | 2889 | 0.01176% | 0.01143%
| May | 8 | 14 | 3062 | 465.7046 | 570.3101 | 637.7933 | 0.009939% | 0.01161% | 0.01268% | 0.01165% | 1537 | 0.01183% | 0.01174% |  | 8.5991 | 24.0716 | 22.3439 |  | 3062 | 457.1055 | 546.2385 | 615.4494 |  | 3062 | 0.00995% | 0.01159% | 0.01274% | 0.009399% | 0.01208% | 0.01117% |  | 3062 | 0.01159% | 0.01274% | 3062 | 6894 | 0.01166% | 7833 | 0.01186% | 0.01176% |  | 3062 | 0.01208% | 0.01117% | 0.01162% |  | 3062 | 1537 | 0.01176% | 0.01014%
| May | 8 | 15 | 3063 | 471.3927 | 576.473 | 640.2689 | 0.01006% | 0.01174% | 0.01273% | 0.01165% | 8339 | 0.01183% | 0.01174% |  | 8.5995 | 24.0724 | 22.3475 |  | 3063 | 462.7932 | 552.4007 | 617.9214 |  | 3063 | 0.01007% | 0.01172% | 0.0128% | 0.009399% | 0.01208% | 0.01117% |  | 3063 | 0.01172% | 0.0128% | 3063 | 2776 | 0.01166% | 4391 | 0.01186% | 0.01176% |  | 3063 | 0.01208% | 0.01117% | 0.01162% |  | 3063 | 8339 | 0.01176% | 0.01132%
| May | 8 | 16 | 3064 | 474.2699 | 576.9385 | 642.9508 | 0.01012% | 0.01175% | 0.01278% | 0.01165% | 6038 | 0.01183% | 0.01174% |  | 8.5999 | 24.0731 | 22.3511 |  | 3064 | 465.6699 | 552.8654 | 620.5997 |  | 3064 | 0.01014% | 0.01173% | 0.01285% | 0.0094% | 0.01208% | 0.01117% |  | 3064 | 0.01173% | 0.01285% | 3064 | 6105 | 0.01166% | 3866 | 0.01186% | 0.01176% |  | 3064 | 0.01208% | 0.01117% | 0.01163% |  | 3064 | 6038 | 0.01176% | 0.01215%
| May | 8 | 17 | 3065 | 474.4951 | 575.328 | 638.2715 | 0.01013% | 0.01172% | 0.01269% | 0.01165% | 6741 | 0.01183% | 0.01174% |  | 8.6004 | 24.0739 | 22.3547 |  | 3065 | 465.8948 | 551.254 | 615.9169 |  | 3065 | 0.01014% | 0.0117% | 0.01275% | 0.0094% | 0.01208% | 0.01117% |  | 3065 | 0.0117% | 0.01275% | 3065 | 7549 | 0.01166% | 8094 | 0.01186% | 0.01176% |  | 3065 | 0.01208% | 0.01117% | 0.01163% |  | 3065 | 6741 | 0.01176% | 0.01196%
| May | 8 | 18 | 3066 | 471.4607 | 576.11 | 636.9962 | 0.01006% | 0.01173% | 0.01267% | 0.01164% | 912 | 0.01183% | 0.01174% |  | 8.6008 | 24.0747 | 22.3583 |  | 3066 | 462.8599 | 552.0353 | 614.638 |  | 3066 | 0.01008% | 0.01172% | 0.01273% | 0.009401% | 0.01208% | 0.01117% |  | 3066 | 0.01172% | 0.01273% | 3066 | 3478 | 0.01166% | 8362 | 0.01185% | 0.01176% |  | 3066 | 0.01208% | 0.01117% | 0.01163% |  | 3066 | 912 | 0.01176% | 0.009612%
| May | 8 | 19 | 3067 | 469.6089 | 570.5522 | 632.5702 | 0.01002% | 0.01162% | 0.01258% | 0.01164% | 1605 | 0.01183% | 0.01174% |  | 8.6012 | 24.0755 | 22.3618 |  | 3067 | 461.0077 | 546.4767 | 610.2083 |  | 3067 | 0.01004% | 0.0116% | 0.01264% | 0.009401% | 0.01208% | 0.01118% |  | 3067 | 0.0116% | 0.01264% | 3067 | 8276 | 0.01166% | 5140 | 0.01185% | 0.01176% |  | 3067 | 0.01208% | 0.01118% | 0.01163% |  | 3067 | 1605 | 0.01176% | 0.01019%
| May | 8 | 20 | 3068 | 474.5302 | 570.1146 | 631.5293 | 0.01013% | 0.01161% | 0.01256% | 0.01164% | 4609 | 0.01183% | 0.01174% |  | 8.6016 | 24.0763 | 22.3654 |  | 3068 | 465.9285 | 546.0384 | 609.1638 |  | 3068 | 0.01014% | 0.01159% | 0.01261% | 0.009402% | 0.01208% | 0.01118% |  | 3068 | 0.01159% | 0.01261% | 3068 | 3725 | 0.01166% | 8248 | 0.01185% | 0.01176% |  | 3068 | 0.01208% | 0.01118% | 0.01163% |  | 3068 | 4609 | 0.01176% | 0.01271%
| May | 8 | 21 | 3069 | 473.2492 | 560.8144 | 623.1929 | 0.0101% | 0.01142% | 0.01239% | 0.01164% | 296 | 0.01183% | 0.01174% |  | 8.602 | 24.077 | 22.369 |  | 3069 | 464.6472 | 536.7374 | 600.8239 |  | 3069 | 0.01011% | 0.01139% | 0.01244% | 0.009402% | 0.01208% | 0.01118% |  | 3069 | 0.01139% | 0.01244% | 3069 | 2192 | 0.01166% | 1609 | 0.01185% | 0.01176% |  | 3069 | 0.01208% | 0.01118% | 0.01163% |  | 3069 | 296 | 0.01176% | 0.00923%
| May | 8 | 22 | 3070 | 456.9513 | 540.0915 | 607.1016 | 0.009753% | 0.011% | 0.01207% | 0.01164% | 4999 | 0.01183% | 0.01174% |  | 8.6025 | 24.0778 | 22.3726 |  | 3070 | 448.3488 | 516.0136 | 584.7289 |  | 3070 | 0.00976% | 0.01095% | 0.01211% | 0.009403% | 0.01208% | 0.01118% |  | 3070 | 0.01095% | 0.01211% | 3070 | 6159 | 0.01166% | 3402 | 0.01185% | 0.01176% |  | 3070 | 0.01208% | 0.01118% | 0.01163% |  | 3070 | 4999 | 0.01176% | 0.01265%
| May | 8 | 23 | 3071 | 440.4242 | 522.0217 | 588.4502 | 0.0094% | 0.01063% | 0.0117% | 0.01164% | 6905 | 0.01183% | 0.01174% |  | 8.6029 | 24.0786 | 22.3762 |  | 3071 | 431.8213 | 497.9431 | 566.074 |  | 3071 | 0.0094% | 0.01057% | 0.01172% | 0.009403% | 0.01208% | 0.01118% |  | 3071 | 0.01057% | 0.01172% | 3071 | 6151 | 0.01166% | 3047 | 0.01185% | 0.01176% |  | 3071 | 0.01208% | 0.01118% | 0.01163% |  | 3071 | 6905 | 0.01176% | 0.01194%
| May | 9 | 0 | 3072 | 431.5257 | 513.2614 | 581.9518 | 0.00921% | 0.01045% | 0.01157% | 0.01164% | 3012 | 0.01183% | 0.01174% |  | 8.6033 | 24.0794 | 22.3798 |  | 3072 | 422.9224 | 489.1821 | 559.572 |  | 3072 | 0.009206% | 0.01038% | 0.01159% | 0.009404% | 0.01208% | 0.01119% |  | 3072 | 0.01038% | 0.01159% | 3072 | 7563 | 0.01166% | 736 | 0.01185% | 0.01176% |  | 3072 | 0.01208% | 0.01119% | 0.01163% |  | 3072 | 3012 | 0.01176% | 0.01157%
| May | 9 | 1 | 3073 | 430.1509 | 506.8565 | 575.9504 | 0.009181% | 0.01032% | 0.01145% | 0.01164% | 4521 | 0.01183% | 0.01174% |  | 8.6037 | 24.0802 | 22.3834 |  | 3073 | 421.5471 | 482.7763 | 553.5669 |  | 3073 | 0.009176% | 0.01025% | 0.01146% | 0.009404% | 0.01208% | 0.01119% |  | 3073 | 0.01025% | 0.01146% | 3073 | 8260 | 0.01166% | 4423 | 0.01185% | 0.01175% |  | 3073 | 0.01208% | 0.01119% | 0.01164% |  | 3073 | 4521 | 0.01175% | 0.0127%
| May | 9 | 2 | 3074 | 433.121 | 500.5074 | 575.9504 | 0.009244% | 0.01019% | 0.01145% | 0.01164% | 561 | 0.01183% | 0.01174% |  | 8.6042 | 24.0809 | 22.387 |  | 3074 | 424.5168 | 476.4265 | 553.5634 |  | 3074 | 0.009241% | 0.01011% | 0.01146% | 0.009404% | 0.01208% | 0.01119% |  | 3074 | 0.01011% | 0.01146% | 3074 | 256 | 0.01166% | 1201 | 0.01185% | 0.01175% |  | 3074 | 0.01208% | 0.01119% | 0.01164% |  | 3074 | 561 | 0.01175% | 0.009369%
| May | 9 | 3 | 3075 | 434.2527 | 499.623 | 570.5115 | 0.009268% | 0.01017% | 0.01134% | 0.01164% | 3825 | 0.01183% | 0.01174% |  | 8.6046 | 24.0817 | 22.3906 |  | 3075 | 425.6481 | 475.5413 | 548.121 |  | 3075 | 0.009265% | 0.01009% | 0.01135% | 0.009405% | 0.01208% | 0.01119% |  | 3075 | 0.01009% | 0.01135% | 3075 | 1879 | 0.01166% | 7377 | 0.01185% | 0.01175% |  | 3075 | 0.01208% | 0.01119% | 0.01164% |  | 3075 | 3825 | 0.01175% | 0.01236%
| May | 9 | 4 | 3076 | 441.5802 | 504.948 | 575.594 | 0.009425% | 0.01028% | 0.01145% | 0.01164% | 8459 | 0.01183% | 0.01174% |  | 8.605 | 24.0825 | 22.3942 |  | 3076 | 432.9752 | 480.8656 | 553.1998 |  | 3076 | 0.009425% | 0.01021% | 0.01146% | 0.009405% | 0.01208% | 0.01119% |  | 3076 | 0.01021% | 0.01146% | 3076 | 3462 | 0.01166% | 200 | 0.01185% | 0.01175% |  | 3076 | 0.01208% | 0.01119% | 0.01164% |  | 3076 | 8459 | 0.01175% | 0.01122%
| May | 9 | 5 | 3077 | 454.1067 | 510.5524 | 584.2586 | 0.009692% | 0.0104% | 0.01162% | 0.01164% | 5934 | 0.01183% | 0.01174% |  | 8.6054 | 24.0833 | 22.3978 |  | 3077 | 445.5013 | 486.4691 | 561.8608 |  | 3077 | 0.009698% | 0.01033% | 0.01164% | 0.009406% | 0.01208% | 0.01119% |  | 3077 | 0.01033% | 0.01164% | 3077 | 199 | 0.01166% | 4993 | 0.01185% | 0.01175% |  | 3077 | 0.01208% | 0.01119% | 0.01164% |  | 3077 | 5934 | 0.01175% | 0.01219%
| May | 9 | 6 | 3078 | 472.4188 | 523.9115 | 600.4906 | 0.01008% | 0.01067% | 0.01194% | 0.01164% | 5763 | 0.01183% | 0.01173% |  | 8.6059 | 24.084 | 22.4014 |  | 3078 | 463.813 | 499.8275 | 578.0892 |  | 3078 | 0.0101% | 0.01061% | 0.01197% | 0.009406% | 0.01208% | 0.0112% |  | 3078 | 0.01061% | 0.01197% | 3078 | 2455 | 0.01165% | 1581 | 0.01185% | 0.01175% |  | 3078 | 0.01208% | 0.0112% | 0.01164% |  | 3078 | 5763 | 0.01175% | 0.01227%
| May | 9 | 7 | 3079 | 483.6845 | 531.5732 | 613.6281 | 0.01032% | 0.01082% | 0.0122% | 0.01164% | 7933 | 0.01183% | 0.01173% |  | 8.6063 | 24.0848 | 22.405 |  | 3079 | 475.0782 | 507.4884 | 591.2232 |  | 3079 | 0.01034% | 0.01077% | 0.01224% | 0.009407% | 0.01209% | 0.0112% |  | 3079 | 0.01077% | 0.01224% | 3079 | 1542 | 0.01165% | 3400 | 0.01185% | 0.01175% |  | 3079 | 0.01209% | 0.0112% | 0.01164% |  | 3079 | 7933 | 0.01175% | 0.01161%
| May | 9 | 8 | 3080 | 482.3785 | 535.567 | 615.1191 | 0.0103% | 0.01091% | 0.01223% | 0.01164% | 3394 | 0.01183% | 0.01173% |  | 8.6067 | 24.0856 | 22.4085 |  | 3080 | 473.7718 | 511.4814 | 592.7106 |  | 3080 | 0.01031% | 0.01086% | 0.01227% | 0.009407% | 0.01209% | 0.0112% |  | 3080 | 0.01086% | 0.01227% | 3080 | 3431 | 0.01165% | 1658 | 0.01185% | 0.01175% |  | 3080 | 0.01209% | 0.0112% | 0.01164% |  | 3080 | 3394 | 0.01175% | 0.01197%
| May | 9 | 9 | 3081 | 483.1183 | 534.6175 | 618.4199 | 0.01031% | 0.01089% | 0.0123% | 0.01164% | 6041 | 0.01183% | 0.01173% |  | 8.6071 | 24.0864 | 22.4121 |  | 3081 | 474.5112 | 510.5311 | 596.0078 |  | 3081 | 0.01033% | 0.01084% | 0.01234% | 0.009408% | 0.01209% | 0.0112% |  | 3081 | 0.01084% | 0.01234% | 3081 | 6921 | 0.01165% | 558 | 0.01185% | 0.01175% |  | 3081 | 0.01209% | 0.0112% | 0.01164% |  | 3081 | 6041 | 0.01175% | 0.01214%
| May | 9 | 10 | 3082 | 488.1836 | 542.3816 | 625.7623 | 0.01042% | 0.01104% | 0.01244% | 0.01164% | 5737 | 0.01183% | 0.01173% |  | 8.6076 | 24.0872 | 22.4157 |  | 3082 | 479.576 | 518.2944 | 603.3465 |  | 3082 | 0.01044% | 0.011% | 0.01249% | 0.009408% | 0.01209% | 0.0112% |  | 3082 | 0.011% | 0.01249% | 3082 | 6487 | 0.01165% | 3417 | 0.01185% | 0.01175% |  | 3082 | 0.01209% | 0.0112% | 0.01164% |  | 3082 | 5737 | 0.01175% | 0.01229%
| May | 9 | 11 | 3083 | 490.0829 | 546.273 | 627.7409 | 0.01046% | 0.01112% | 0.01248% | 0.01164% | 3377 | 0.01183% | 0.01173% |  | 8.608 | 24.0879 | 22.4193 |  | 3083 | 481.4749 | 522.185 | 605.3216 |  | 3083 | 0.01048% | 0.01108% | 0.01254% | 0.009409% | 0.01209% | 0.01121% |  | 3083 | 0.01108% | 0.01254% | 3083 | 5982 | 0.01165% | 6898 | 0.01185% | 0.01175% |  | 3083 | 0.01209% | 0.01121% | 0.01165% |  | 3083 | 3377 | 0.01175% | 0.01196%
| May | 9 | 12 | 3084 | 493.9913 | 544.6624 | 632.317 | 0.01054% | 0.01109% | 0.01257% | 0.01164% | 877 | 0.01183% | 0.01173% |  | 8.6084 | 24.0887 | 22.4229 |  | 3084 | 485.3828 | 520.5737 | 609.8941 |  | 3084 | 0.01057% | 0.01105% | 0.01263% | 0.009409% | 0.01209% | 0.01121% |  | 3084 | 0.01105% | 0.01263% | 3084 | 7500 | 0.01165% | 741 | 0.01185% | 0.01175% |  | 3084 | 0.01209% | 0.01121% | 0.01165% |  | 3084 | 877 | 0.01175% | 0.009585%
| May | 9 | 13 | 3085 | 498.6828 | 550.5274 | 634.4644 | 0.01064% | 0.01121% | 0.01262% | 0.01164% | 36 | 0.01183% | 0.01173% |  | 8.6089 | 24.0895 | 22.4265 |  | 3085 | 490.0739 | 526.4379 | 612.0379 |  | 3085 | 0.01067% | 0.01117% | 0.01267% | 0.00941% | 0.01209% | 0.01121% |  | 3085 | 0.01117% | 0.01267% | 3085 | 8230 | 0.01165% | 4755 | 0.01185% | 0.01175% |  | 3085 | 0.01209% | 0.01121% | 0.01165% |  | 3085 | 36 | 0.01175% | 0.009135%
| May | 9 | 14 | 3086 | 502.7893 | 557.1279 | 641.216 | 0.01073% | 0.01135% | 0.01275% | 0.01164% | 3401 | 0.01183% | 0.01173% |  | 8.6093 | 24.0903 | 22.4301 |  | 3086 | 494.18 | 533.0376 | 618.7859 |  | 3086 | 0.01076% | 0.01131% | 0.01281% | 0.00941% | 0.01209% | 0.01121% |  | 3086 | 0.01131% | 0.01281% | 3086 | 7906 | 0.01165% | 1684 | 0.01185% | 0.01175% |  | 3086 | 0.01209% | 0.01121% | 0.01165% |  | 3086 | 3401 | 0.01175% | 0.01198%
| May | 9 | 15 | 3087 | 507.7093 | 559.4739 | 644.92 | 0.01084% | 0.01139% | 0.01282% | 0.01164% | 8070 | 0.01183% | 0.01173% |  | 8.6097 | 24.091 | 22.4337 |  | 3087 | 499.0996 | 535.3828 | 622.4863 |  | 3087 | 0.01086% | 0.01136% | 0.01289% | 0.009411% | 0.01209% | 0.01121% |  | 3087 | 0.01136% | 0.01289% | 3087 | 8084 | 0.01165% | 1482 | 0.01185% | 0.01175% |  | 3087 | 0.01209% | 0.01121% | 0.01165% |  | 3087 | 8070 | 0.01175% | 0.01152%
| May | 9 | 16 | 3088 | 511.8688 | 560.5817 | 649.9462 | 0.01092% | 0.01142% | 0.01292% | 0.01164% | 3047 | 0.01183% | 0.01173% |  | 8.6102 | 24.0918 | 22.4373 |  | 3088 | 503.2586 | 536.4899 | 627.5089 |  | 3088 | 0.01095% | 0.01139% | 0.01299% | 0.009411% | 0.01209% | 0.01121% |  | 3088 | 0.01139% | 0.01299% | 3088 | 969 | 0.01165% | 5161 | 0.01185% | 0.01175% |  | 3088 | 0.01209% | 0.01121% | 0.01165% |  | 3088 | 3047 | 0.01175% | 0.01161%
| May | 9 | 17 | 3089 | 507.513 | 559.1294 | 651.9342 | 0.01083% | 0.01139% | 0.01296% | 0.01163% | 1737 | 0.01183% | 0.01173% |  | 8.6106 | 24.0926 | 22.4409 |  | 3089 | 498.9024 | 535.0368 | 629.4933 |  | 3089 | 0.01086% | 0.01136% | 0.01304% | 0.009411% | 0.01209% | 0.01122% |  | 3089 | 0.01136% | 0.01304% | 3089 | 1030 | 0.01165% | 517 | 0.01185% | 0.01175% |  | 3089 | 0.01209% | 0.01122% | 0.01165% |  | 3089 | 1737 | 0.01175% | 0.0103%
| May | 9 | 18 | 3090 | 504.1198 | 556.4576 | 648.3708 | 0.01076% | 0.01133% | 0.01289% | 0.01163% | 8273 | 0.01183% | 0.01173% |  | 8.611 | 24.0934 | 22.4445 |  | 3090 | 495.5087 | 532.3642 | 625.9264 |  | 3090 | 0.01079% | 0.0113% | 0.01296% | 0.009412% | 0.01209% | 0.01122% |  | 3090 | 0.0113% | 0.01296% | 3090 | 8745 | 0.01165% | 1170 | 0.01184% | 0.01175% |  | 3090 | 0.01209% | 0.01122% | 0.01165% |  | 3090 | 8273 | 0.01175% | 0.01137%
| May | 9 | 19 | 3091 | 500.1626 | 550.7508 | 645.9984 | 0.01067% | 0.01122% | 0.01285% | 0.01163% | 8371 | 0.01182% | 0.01173% |  | 8.6115 | 24.0942 | 22.448 |  | 3091 | 491.5511 | 526.6567 | 623.5503 |  | 3091 | 0.0107% | 0.01118% | 0.01291% | 0.009412% | 0.01209% | 0.01122% |  | 3091 | 0.01118% | 0.01291% | 3091 | 3989 | 0.01165% | 1563 | 0.01184% | 0.01175% |  | 3091 | 0.01209% | 0.01122% | 0.01165% |  | 3091 | 8371 | 0.01175% | 0.01129%
| May | 9 | 20 | 3092 | 500.7878 | 551.9332 | 641.366 | 0.01069% | 0.01124% | 0.01275% | 0.01163% | 8462 | 0.01182% | 0.01173% |  | 8.6119 | 24.0949 | 22.4516 |  | 3092 | 492.1759 | 527.8382 | 618.9144 |  | 3092 | 0.01071% | 0.0112% | 0.01282% | 0.009413% | 0.01209% | 0.01122% |  | 3092 | 0.0112% | 0.01282% | 3092 | 6800 | 0.01165% | 3391 | 0.01184% | 0.01175% |  | 3092 | 0.01209% | 0.01122% | 0.01166% |  | 3092 | 8462 | 0.01175% | 0.01122%
| May | 9 | 21 | 3093 | 492.6586 | 546.1706 | 636.7618 | 0.01051% | 0.01112% | 0.01266% | 0.01163% | 3838 | 0.01182% | 0.01173% |  | 8.6124 | 24.0957 | 22.4552 |  | 3093 | 484.0463 | 522.0748 | 614.3066 |  | 3093 | 0.01054% | 0.01108% | 0.01272% | 0.009413% | 0.01209% | 0.01122% |  | 3093 | 0.01108% | 0.01272% | 3093 | 777 | 0.01165% | 1044 | 0.01184% | 0.01175% |  | 3093 | 0.01209% | 0.01122% | 0.01166% |  | 3093 | 3838 | 0.01175% | 0.01238%
| May | 9 | 22 | 3094 | 478.9341 | 529.7672 | 616.1694 | 0.01022% | 0.01079% | 0.01225% | 0.01163% | 5696 | 0.01182% | 0.01173% |  | 8.6128 | 24.0965 | 22.4588 |  | 3094 | 470.3213 | 505.6707 | 593.7105 |  | 3094 | 0.01024% | 0.01073% | 0.01229% | 0.009414% | 0.01209% | 0.01123% |  | 3094 | 0.01073% | 0.01229% | 3094 | 297 | 0.01165% | 341 | 0.01184% | 0.01174% |  | 3094 | 0.01209% | 0.01123% | 0.01166% |  | 3094 | 5696 | 0.01174% | 0.01231%
| May | 9 | 23 | 3095 | 464.2335 | 516.9945 | 598.0713 | 0.009908% | 0.01053% | 0.01189% | 0.01163% | 6136 | 0.01182% | 0.01173% |  | 8.6132 | 24.0973 | 22.4624 |  | 3095 | 455.6202 | 492.8973 | 575.6089 |  | 3095 | 0.009918% | 0.01046% | 0.01192% | 0.009414% | 0.01209% | 0.01123% |  | 3095 | 0.01046% | 0.01192% | 3095 | 7748 | 0.01165% | 6919 | 0.01184% | 0.01174% |  | 3095 | 0.01209% | 0.01123% | 0.01166% |  | 3095 | 6136 | 0.01174% | 0.01211%
| May | 10 | 0 | 3096 | 453.7328 | 507.5547 | 593.9078 | 0.009684% | 0.01034% | 0.01181% | 0.01163% | 2885 | 0.01182% | 0.01173% |  | 8.6137 | 24.098 | 22.466 |  | 3096 | 445.1191 | 483.4567 | 571.4418 |  | 3096 | 0.009689% | 0.01026% | 0.01183% | 0.009415% | 0.01209% | 0.01123% |  | 3096 | 0.01026% | 0.01183% | 3096 | 5376 | 0.01164% | 1290 | 0.01184% | 0.01174% |  | 3096 | 0.01209% | 0.01123% | 0.01166% |  | 3096 | 2885 | 0.01174% | 0.01143%
| May | 10 | 1 | 3097 | 448.2668 | 504.4546 | 589.763 | 0.009567% | 0.01027% | 0.01173% | 0.01163% | 5830 | 0.01182% | 0.01173% |  | 8.6141 | 24.0988 | 22.4696 |  | 3097 | 439.6526 | 480.3558 | 567.2934 |  | 3097 | 0.00957% | 0.0102% | 0.01175% | 0.009415% | 0.01209% | 0.01123% |  | 3097 | 0.0102% | 0.01175% | 3097 | 6157 | 0.01164% | 3399 | 0.01184% | 0.01174% |  | 3097 | 0.01209% | 0.01123% | 0.01166% |  | 3097 | 5830 | 0.01174% | 0.01224%
| May | 10 | 2 | 3098 | 449.3186 | 504.0078 | 588.4502 | 0.00959% | 0.01026% | 0.0117% | 0.01163% | 5450 | 0.01182% | 0.01173% |  | 8.6146 | 24.0996 | 22.4732 |  | 3098 | 440.704 | 479.9082 | 565.977 |  | 3098 | 0.009593% | 0.01019% | 0.01172% | 0.009416% | 0.01209% | 0.01123% |  | 3098 | 0.01019% | 0.01172% | 3098 | 6080 | 0.01164% | 7913 | 0.01184% | 0.01174% |  | 3098 | 0.01209% | 0.01123% | 0.01166% |  | 3098 | 5450 | 0.01174% | 0.01245%
| May | 10 | 3 | 3099 | 452.2321 | 504.7525 | 586.5935 | 0.009652% | 0.01028% | 0.01166% | 0.01163% | 2838 | 0.01182% | 0.01173% |  | 8.615 | 24.1004 | 22.4768 |  | 3099 | 443.6171 | 480.6522 | 564.1168 |  | 3099 | 0.009657% | 0.0102% | 0.01168% | 0.009416% | 0.01209% | 0.01123% |  | 3099 | 0.0102% | 0.01168% | 3099 | 7063 | 0.01164% | 6772 | 0.01184% | 0.01174% |  | 3099 | 0.01209% | 0.01123% | 0.01166% |  | 3099 | 2838 | 0.01174% | 0.01138%
| May | 10 | 4 | 3100 | 458.3721 | 508.495 | 585.7965 | 0.009783% | 0.01035% | 0.01165% | 0.01163% | 8323 | 0.01182% | 0.01173% |  | 8.6154 | 24.1012 | 22.4804 |  | 3100 | 449.7567 | 484.3938 | 563.3161 |  | 3100 | 0.00979% | 0.01028% | 0.01167% | 0.009417% | 0.01209% | 0.01124% |  | 3100 | 0.01028% | 0.01167% | 3100 | 4366 | 0.01164% | 8242 | 0.01184% | 0.01174% |  | 3100 | 0.01209% | 0.01124% | 0.01166% |  | 3100 | 8323 | 0.01174% | 0.01133%
| May | 10 | 5 | 3101 | 471.0549 | 518.9495 | 596.7116 | 0.01005% | 0.01057% | 0.01187% | 0.01163% | 1608 | 0.01182% | 0.01173% |  | 8.6159 | 24.1019 | 22.4839 |  | 3101 | 462.439 | 494.8476 | 574.2276 |  | 3101 | 0.01007% | 0.0105% | 0.01189% | 0.009417% | 0.01209% | 0.01124% |  | 3101 | 0.0105% | 0.01189% | 3101 | 6047 | 0.01164% | 3376 | 0.01184% | 0.01174% |  | 3101 | 0.01209% | 0.01124% | 0.01167% |  | 3101 | 1608 | 0.01174% | 0.01019%
| May | 10 | 6 | 3102 | 485.5415 | 536.5818 | 609.5021 | 0.01036% | 0.01093% | 0.01212% | 0.01163% | 2839 | 0.01182% | 0.01172% |  | 8.6163 | 24.1027 | 22.4875 |  | 3102 | 476.9252 | 512.479 | 587.0146 |  | 3102 | 0.01038% | 0.01088% | 0.01216% | 0.009418% | 0.01209% | 0.01124% |  | 3102 | 0.01088% | 0.01216% | 3102 | 7789 | 0.01164% | 8266 | 0.01184% | 0.01174% |  | 3102 | 0.01209% | 0.01124% | 0.01167% |  | 3102 | 2839 | 0.01174% | 0.01138%
| May | 10 | 7 | 3103 | 492.7446 | 551.8121 | 619.9109 | 0.01052% | 0.01124% | 0.01233% | 0.01163% | 5430 | 0.01182% | 0.01172% |  | 8.6168 | 24.1035 | 22.4911 |  | 3103 | 484.1278 | 527.7086 | 597.4197 |  | 3103 | 0.01054% | 0.0112% | 0.01237% | 0.009418% | 0.01209% | 0.01124% |  | 3103 | 0.0112% | 0.01237% | 3103 | 281 | 0.01164% | 4731 | 0.01184% | 0.01174% |  | 3103 | 0.01209% | 0.01124% | 0.01167% |  | 3103 | 5430 | 0.01174% | 0.01246%
| May | 10 | 8 | 3104 | 492.3218 | 555.8431 | 620.7079 | 0.01051% | 0.01132% | 0.01234% | 0.01163% | 8446 | 0.01182% | 0.01172% |  | 8.6172 | 24.1043 | 22.4947 |  | 3104 | 483.7046 | 531.7389 | 598.2132 |  | 3104 | 0.01053% | 0.01129% | 0.01239% | 0.009419% | 0.01209% | 0.01124% |  | 3104 | 0.01129% | 0.01239% | 3104 | 3499 | 0.01164% | 4729 | 0.01184% | 0.01174% |  | 3104 | 0.01209% | 0.01124% | 0.01167% |  | 3104 | 8446 | 0.01174% | 0.01123%
| May | 10 | 9 | 3105 | 490.3688 | 559.3249 | 625.2371 | 0.01047% | 0.01139% | 0.01243% | 0.01163% | 5738 | 0.01182% | 0.01172% |  | 8.6177 | 24.105 | 22.4983 |  | 3105 | 481.7512 | 535.2199 | 602.7388 |  | 3105 | 0.01049% | 0.01136% | 0.01248% | 0.009419% | 0.0121% | 0.01124% |  | 3105 | 0.01136% | 0.01248% | 3105 | 7773 | 0.01164% | 5684 | 0.01184% | 0.01174% |  | 3105 | 0.0121% | 0.01124% | 0.01167% |  | 3105 | 5738 | 0.01174% | 0.01229%
| May | 10 | 10 | 3106 | 500.7228 | 559.9207 | 629.4944 | 0.01069% | 0.0114% | 0.01252% | 0.01163% | 8061 | 0.01182% | 0.01172% |  | 8.6181 | 24.1058 | 22.5019 |  | 3106 | 492.1047 | 535.8149 | 606.9925 |  | 3106 | 0.01071% | 0.01137% | 0.01257% | 0.00942% | 0.0121% | 0.01125% |  | 3106 | 0.01137% | 0.01257% | 3106 | 6131 | 0.01164% | 5212 | 0.01184% | 0.01174% |  | 3106 | 0.0121% | 0.01125% | 0.01167% |  | 3106 | 8061 | 0.01174% | 0.01153%
| May | 10 | 11 | 3107 | 503.5056 | 559.8556 | 633.8455 | 0.01075% | 0.0114% | 0.0126% | 0.01163% | 3702 | 0.01182% | 0.01172% |  | 8.6186 | 24.1066 | 22.5055 |  | 3107 | 494.887 | 535.7489 | 611.34 |  | 3107 | 0.01077% | 0.01137% | 0.01266% | 0.00942% | 0.0121% | 0.01125% |  | 3107 | 0.01137% | 0.01266% | 3107 | 5618 | 0.01164% | 8361 | 0.01184% | 0.01174% |  | 3107 | 0.0121% | 0.01125% | 0.01167% |  | 3107 | 3702 | 0.01174% | 0.01226%
| May | 10 | 12 | 3108 | 509.188 | 558.8315 | 643.6541 | 0.01087% | 0.01138% | 0.0128% | 0.01163% | 8468 | 0.01182% | 0.01172% |  | 8.619 | 24.1074 | 22.5091 |  | 3108 | 500.569 | 534.7241 | 621.145 |  | 3108 | 0.0109% | 0.01135% | 0.01286% | 0.009421% | 0.0121% | 0.01125% |  | 3108 | 0.01135% | 0.01286% | 3108 | 1013 | 0.01164% | 4685 | 0.01184% | 0.01174% |  | 3108 | 0.0121% | 0.01125% | 0.01167% |  | 3108 | 8468 | 0.01174% | 0.01121%
| May | 10 | 13 | 3109 | 513.6342 | 561.3823 | 646.2328 | 0.01096% | 0.01143% | 0.01285% | 0.01163% | 1199 | 0.01182% | 0.01172% |  | 8.6194 | 24.1082 | 22.5127 |  | 3109 | 505.0148 | 537.2741 | 623.7201 |  | 3109 | 0.01099% | 0.0114% | 0.01292% | 0.009421% | 0.0121% | 0.01125% |  | 3109 | 0.0114% | 0.01292% | 3109 | 6980 | 0.01164% | 7805 | 0.01184% | 0.01174% |  | 3109 | 0.0121% | 0.01125% | 0.01167% |  | 3109 | 1199 | 0.01174% | 0.009848%
| May | 10 | 14 | 3110 | 515.8377 | 562.6391 | 649.9274 | 0.01101% | 0.01146% | 0.01292% | 0.01163% | 1050 | 0.01182% | 0.01172% |  | 8.6199 | 24.1089 | 22.5162 |  | 3110 | 507.2178 | 538.5302 | 627.4112 |  | 3110 | 0.01104% | 0.01143% | 0.01299% | 0.009422% | 0.0121% | 0.01125% |  | 3110 | 0.01143% | 0.01299% | 3110 | 8208 | 0.01164% | 7836 | 0.01184% | 0.01174% |  | 3110 | 0.0121% | 0.01125% | 0.01168% |  | 3110 | 1050 | 0.01174% | 0.009722%
| May | 10 | 15 | 3111 | 522.2303 | 564.7524 | 653.7533 | 0.01115% | 0.0115% | 0.013% | 0.01163% | 4994 | 0.01182% | 0.01172% |  | 8.6203 | 24.1097 | 22.5198 |  | 3111 | 513.6099 | 540.6426 | 631.2335 |  | 3111 | 0.01118% | 0.01148% | 0.01307% | 0.009422% | 0.0121% | 0.01126% |  | 3111 | 0.01148% | 0.01307% | 3111 | 562 | 0.01164% | 1200 | 0.01184% | 0.01174% |  | 3111 | 0.0121% | 0.01126% | 0.01168% |  | 3111 | 4994 | 0.01174% | 0.01265%
| May | 10 | 16 | 3112 | 522.0622 | 557.9843 | 656.9416 | 0.01114% | 0.01136% | 0.01306% | 0.01163% | 393 | 0.01182% | 0.01172% |  | 8.6208 | 24.1105 | 22.5234 |  | 3112 | 513.4414 | 533.8738 | 634.4182 |  | 3112 | 0.01118% | 0.01133% | 0.01314% | 0.009423% | 0.0121% | 0.01126% |  | 3112 | 0.01133% | 0.01314% | 3112 | 5499 | 0.01164% | 4374 | 0.01184% | 0.01174% |  | 3112 | 0.0121% | 0.01126% | 0.01168% |  | 3112 | 393 | 0.01174% | 0.009274%
| May | 10 | 17 | 3113 | 523.2767 | 555.5452 | 654.9443 | 0.01117% | 0.01131% | 0.01302% | 0.01162% | 4803 | 0.01182% | 0.01172% |  | 8.6213 | 24.1113 | 22.527 |  | 3113 | 514.6555 | 531.434 | 632.4172 |  | 3113 | 0.0112% | 0.01128% | 0.0131% | 0.009423% | 0.0121% | 0.01126% |  | 3113 | 0.01128% | 0.0131% | 3113 | 3515 | 0.01164% | 5762 | 0.01184% | 0.01174% |  | 3113 | 0.0121% | 0.01126% | 0.01168% |  | 3113 | 4803 | 0.01174% | 0.0127%
| May | 10 | 18 | 3114 | 521.3191 | 552.4359 | 651.3246 | 0.01113% | 0.01125% | 0.01295% | 0.01162% | 514 | 0.01182% | 0.01172% |  | 8.6217 | 24.112 | 22.5306 |  | 3114 | 512.6974 | 528.3238 | 628.794 |  | 3114 | 0.01116% | 0.01121% | 0.01302% | 0.009424% | 0.0121% | 0.01126% |  | 3114 | 0.01121% | 0.01302% | 3114 | 3550 | 0.01164% | 1629 | 0.01184% | 0.01174% |  | 3114 | 0.0121% | 0.01126% | 0.01168% |  | 3114 | 514 | 0.01174% | 0.009341%
| May | 10 | 19 | 3115 | 517.5243 | 548.8052 | 643.5322 | 0.01105% | 0.01118% | 0.0128% | 0.01162% | 4779 | 0.01182% | 0.01172% |  | 8.6222 | 24.1128 | 22.5342 |  | 3115 | 508.9022 | 524.6923 | 620.998 |  | 3115 | 0.01108% | 0.01114% | 0.01286% | 0.009424% | 0.0121% | 0.01126% |  | 3115 | 0.01114% | 0.01286% | 3115 | 6416 | 0.01164% | 5018 | 0.01183% | 0.01174% |  | 3115 | 0.0121% | 0.01126% | 0.01168% |  | 3115 | 4779 | 0.01174% | 0.01271%
| May | 10 | 20 | 3116 | 513.1817 | 550.6019 | 636.7336 | 0.01095% | 0.01121% | 0.01266% | 0.01162% | 1613 | 0.01182% | 0.01172% |  | 8.6226 | 24.1136 | 22.5378 |  | 3116 | 504.5591 | 526.4883 | 614.1959 |  | 3116 | 0.01098% | 0.01117% | 0.01272% | 0.009425% | 0.0121% | 0.01126% |  | 3116 | 0.01117% | 0.01272% | 3116 | 6444 | 0.01164% | 4776 | 0.01183% | 0.01173% |  | 3116 | 0.0121% | 0.01126% | 0.01168% |  | 3116 | 1613 | 0.01173% | 0.0102%
| May | 10 | 21 | 3117 | 507.7991 | 550.5181 | 627.0563 | 0.01084% | 0.01121% | 0.01247% | 0.01162% | 3605 | 0.01182% | 0.01172% |  | 8.6231 | 24.1144 | 22.5414 |  | 3117 | 499.176 | 526.4037 | 604.515 |  | 3117 | 0.01087% | 0.01117% | 0.01252% | 0.009425% | 0.0121% | 0.01127% |  | 3117 | 0.01117% | 0.01252% | 3117 | 5681 | 0.01163% | 3096 | 0.01183% | 0.01173% |  | 3117 | 0.0121% | 0.01127% | 0.01168% |  | 3117 | 3605 | 0.01173% | 0.01217%
| May | 10 | 22 | 3118 | 489.5724 | 535.4926 | 612.0809 | 0.01045% | 0.0109% | 0.01217% | 0.01162% | 7246 | 0.01182% | 0.01172% |  | 8.6235 | 24.1152 | 22.545 |  | 3118 | 480.9489 | 511.3774 | 589.5359 |  | 3118 | 0.01047% | 0.01085% | 0.01221% | 0.009426% | 0.0121% | 0.01127% |  | 3118 | 0.01085% | 0.01221% | 3118 | 5520 | 0.01163% | 5572 | 0.01183% | 0.01173% |  | 3118 | 0.0121% | 0.01127% | 0.01168% |  | 3118 | 7246 | 0.01173% | 0.01189%
| May | 10 | 23 | 3119 | 473.5703 | 521.7424 | 597.1711 | 0.01011% | 0.01062% | 0.01187% | 0.01162% | 5927 | 0.01181% | 0.01172% |  | 8.624 | 24.1159 | 22.5485 |  | 3119 | 464.9464 | 497.6265 | 574.6225 |  | 3119 | 0.01012% | 0.01056% | 0.0119% | 0.009426% | 0.0121% | 0.01127% |  | 3119 | 0.01056% | 0.0119% | 3119 | 4541 | 0.01163% | 5571 | 0.01183% | 0.01173% |  | 3119 | 0.0121% | 0.01127% | 0.01169% |  | 3119 | 5927 | 0.01173% | 0.01219%
| May | 11 | 0 | 3120 | 463.3888 | 514.7696 | 588.5534 | 0.00989% | 0.01048% | 0.0117% | 0.01162% | 249 | 0.01181% | 0.01172% |  | 8.6244 | 24.1167 | 22.5521 |  | 3120 | 454.7644 | 490.6529 | 566.0012 |  | 3120 | 0.009899% | 0.01041% | 0.01172% | 0.009427% | 0.0121% | 0.01127% |  | 3120 | 0.01041% | 0.01172% | 3120 | 3653 | 0.01163% | 2938 | 0.01183% | 0.01173% |  | 3120 | 0.0121% | 0.01127% | 0.01169% |  | 3120 | 249 | 0.01173% | 0.009211%
| May | 11 | 1 | 3121 | 459.8017 | 509.8076 | 580.7327 | 0.009813% | 0.01038% | 0.01155% | 0.01162% | 755 | 0.01181% | 0.01172% |  | 8.6249 | 24.1175 | 22.5557 |  | 3121 | 451.1768 | 485.6901 | 558.177 |  | 3121 | 0.009821% | 0.01031% | 0.01156% | 0.009427% | 0.0121% | 0.01127% |  | 3121 | 0.01031% | 0.01156% | 3121 | 5619 | 0.01163% | 3377 | 0.01183% | 0.01173% |  | 3121 | 0.0121% | 0.01127% | 0.01169% |  | 3121 | 755 | 0.01173% | 0.009496%
| May | 11 | 2 | 3122 | 461.7453 | 510.8596 | 573.8592 | 0.009855% | 0.0104% | 0.01141% | 0.01162% | 8435 | 0.01181% | 0.01172% |  | 8.6253 | 24.1183 | 22.5593 |  | 3122 | 453.1199 | 486.7413 | 551.2999 |  | 3122 | 0.009863% | 0.01033% | 0.01142% | 0.009428% | 0.0121% | 0.01128% |  | 3122 | 0.01033% | 0.01142% | 3122 | 8506 | 0.01163% | 3394 | 0.01183% | 0.01173% |  | 3122 | 0.0121% | 0.01128% | 0.01169% |  | 3122 | 8435 | 0.01173% | 0.01124%
| May | 11 | 3 | 3123 | 449.1851 | 513.7269 | 573.3341 | 0.009587% | 0.01046% | 0.0114% | 0.01162% | 1112 | 0.01181% | 0.01172% |  | 8.6258 | 24.119 | 22.5629 |  | 3123 | 440.5593 | 489.6079 | 550.7712 |  | 3123 | 0.00959% | 0.01039% | 0.01141% | 0.009428% | 0.0121% | 0.01128% |  | 3123 | 0.01039% | 0.01141% | 3123 | 6823 | 0.01163% | 1226 | 0.01183% | 0.01173% |  | 3123 | 0.0121% | 0.01128% | 0.01169% |  | 3123 | 1112 | 0.01173% | 0.009774%
| May | 11 | 4 | 3124 | 442.1816 | 519.0054 | 571.543 | 0.009437% | 0.01057% | 0.01136% | 0.01162% | 3624 | 0.01181% | 0.01172% |  | 8.6263 | 24.1198 | 22.5665 |  | 3124 | 433.5554 | 494.8856 | 548.9766 |  | 3124 | 0.009438% | 0.0105% | 0.01137% | 0.009429% | 0.0121% | 0.01128% |  | 3124 | 0.0105% | 0.01137% | 3124 | 6158 | 0.01163% | 5471 | 0.01183% | 0.01173% |  | 3124 | 0.0121% | 0.01128% | 0.01169% |  | 3124 | 3624 | 0.01173% | 0.01219%
| May | 11 | 5 | 3125 | 458.2541 | 527.7843 | 572.6496 | 0.00978% | 0.01075% | 0.01139% | 0.01162% | 737 | 0.01181% | 0.01172% |  | 8.6267 | 24.1206 | 22.5701 |  | 3125 | 449.6274 | 503.6637 | 550.0795 |  | 3125 | 0.009787% | 0.01069% | 0.01139% | 0.009429% | 0.0121% | 0.01128% |  | 3125 | 0.01069% | 0.01139% | 3125 | 8481 | 0.01163% | 3749 | 0.01183% | 0.01173% |  | 3125 | 0.0121% | 0.01128% | 0.01169% |  | 3125 | 737 | 0.01173% | 0.009483%
| May | 11 | 6 | 3126 | 479.3761 | 546.0775 | 581.3516 | 0.01023% | 0.01112% | 0.01156% | 0.01162% | 1502 | 0.01181% | 0.01172% |  | 8.6272 | 24.1214 | 22.5736 |  | 3126 | 470.749 | 521.9561 | 558.778 |  | 3126 | 0.01025% | 0.01108% | 0.01157% | 0.00943% | 0.0121% | 0.01128% |  | 3126 | 0.01108% | 0.01157% | 3126 | 88 | 0.01163% | 4895 | 0.01183% | 0.01173% |  | 3126 | 0.0121% | 0.01128% | 0.01169% |  | 3126 | 1502 | 0.01173% | 0.01011%
| May | 11 | 7 | 3127 | 489.9422 | 556.2993 | 591.9292 | 0.01046% | 0.01133% | 0.01177% | 0.01162% | 5648 | 0.01181% | 0.01172% |  | 8.6276 | 24.1222 | 22.5772 |  | 3127 | 481.3145 | 532.1772 | 569.3519 |  | 3127 | 0.01048% | 0.0113% | 0.01179% | 0.00943% | 0.0121% | 0.01128% |  | 3127 | 0.0113% | 0.01179% | 3127 | 5784 | 0.01163% | 3401 | 0.01183% | 0.01173% |  | 3127 | 0.0121% | 0.01128% | 0.01169% |  | 3127 | 5648 | 0.01173% | 0.01234%
| May | 11 | 8 | 3128 | 496.1186 | 552.7338 | 601.3346 | 0.01059% | 0.01126% | 0.01196% | 0.01162% | 1689 | 0.01181% | 0.01172% |  | 8.6281 | 24.1229 | 22.5808 |  | 3128 | 487.4904 | 528.6108 | 578.7537 |  | 3128 | 0.01061% | 0.01122% | 0.01199% | 0.009431% | 0.0121% | 0.01129% |  | 3128 | 0.01122% | 0.01199% | 3128 | 1198 | 0.01163% | 7978 | 0.01183% | 0.01173% |  | 3128 | 0.0121% | 0.01129% | 0.0117% |  | 3128 | 1689 | 0.01173% | 0.01026%
| May | 11 | 9 | 3129 | 499.078 | 551.7749 | 607.4766 | 0.01065% | 0.01124% | 0.01208% | 0.01162% | 4510 | 0.01181% | 0.01172% |  | 8.6286 | 24.1237 | 22.5844 |  | 3129 | 490.4494 | 527.6512 | 584.8922 |  | 3129 | 0.01068% | 0.0112% | 0.01211% | 0.009431% | 0.0121% | 0.01129% |  | 3129 | 0.0112% | 0.01211% | 3129 | 561 | 0.01163% | 735 | 0.01183% | 0.01173% |  | 3129 | 0.0121% | 0.01129% | 0.0117% |  | 3129 | 4510 | 0.01173% | 0.0127%
| May | 11 | 10 | 3130 | 502.0331 | 555.9828 | 612.0152 | 0.01071% | 0.01132% | 0.01217% | 0.01162% | 5809 | 0.01181% | 0.01172% |  | 8.629 | 24.1245 | 22.588 |  | 3130 | 493.4041 | 531.8583 | 589.4272 |  | 3130 | 0.01074% | 0.01129% | 0.01221% | 0.009432% | 0.0121% | 0.01129% |  | 3130 | 0.01129% | 0.01221% | 3130 | 2961 | 0.01163% | 8370 | 0.01183% | 0.01173% |  | 3130 | 0.0121% | 0.01129% | 0.0117% |  | 3130 | 5809 | 0.01173% | 0.01225%
| May | 11 | 11 | 3131 | 501.7527 | 558.2543 | 617.876 | 0.01071% | 0.01137% | 0.01229% | 0.01162% | 7906 | 0.01181% | 0.01171% |  | 8.6295 | 24.1253 | 22.5916 |  | 3131 | 493.1232 | 534.129 | 595.2844 |  | 3131 | 0.01073% | 0.01134% | 0.01233% | 0.009432% | 0.01211% | 0.01129% |  | 3131 | 0.01134% | 0.01233% | 3131 | 6093 | 0.01163% | 2909 | 0.01183% | 0.01173% |  | 3131 | 0.01211% | 0.01129% | 0.0117% |  | 3131 | 7906 | 0.01173% | 0.01163%
| May | 11 | 12 | 3132 | 500.3363 | 559.2411 | 618.148 | 0.01068% | 0.01139% | 0.01229% | 0.01162% | 1671 | 0.01181% | 0.01171% |  | 8.63 | 24.126 | 22.5952 |  | 3132 | 491.7064 | 535.1151 | 595.5528 |  | 3132 | 0.0107% | 0.01136% | 0.01233% | 0.009433% | 0.01211% | 0.01129% |  | 3132 | 0.01136% | 0.01233% | 3132 | 6477 | 0.01163% | 4730 | 0.01183% | 0.01173% |  | 3132 | 0.01211% | 0.01129% | 0.0117% |  | 3132 | 1671 | 0.01173% | 0.01025%
| May | 11 | 13 | 3133 | 502.3634 | 560.0976 | 623.8493 | 0.01072% | 0.01141% | 0.0124% | 0.01162% | 3096 | 0.01181% | 0.01171% |  | 8.6304 | 24.1268 | 22.5988 |  | 3133 | 493.7329 | 535.9708 | 601.2506 |  | 3133 | 0.01075% | 0.01138% | 0.01245% | 0.009433% | 0.01211% | 0.0113% |  | 3133 | 0.01138% | 0.01245% | 3133 | 7572 | 0.01163% | 4342 | 0.01183% | 0.01173% |  | 3133 | 0.01211% | 0.0113% | 0.0117% |  | 3133 | 3096 | 0.01173% | 0.01166%
| May | 11 | 14 | 3134 | 497.9118 | 558.7663 | 625.5466 | 0.01063% | 0.01138% | 0.01244% | 0.01162% | 3395 | 0.01181% | 0.01171% |  | 8.6309 | 24.1276 | 22.6023 |  | 3134 | 489.2809 | 534.6387 | 602.9443 |  | 3134 | 0.01065% | 0.01135% | 0.01249% | 0.009434% | 0.01211% | 0.0113% |  | 3134 | 0.01135% | 0.01249% | 3134 | 7808 | 0.01163% | 5019 | 0.01183% | 0.01173% |  | 3134 | 0.01211% | 0.0113% | 0.0117% |  | 3134 | 3395 | 0.01173% | 0.01197%
| May | 11 | 15 | 3135 | 494.8578 | 558.3288 | 626.3249 | 0.01056% | 0.01137% | 0.01245% | 0.01162% | 702 | 0.01181% | 0.01171% |  | 8.6314 | 24.1284 | 22.6059 |  | 3135 | 486.2264 | 534.2004 | 603.719 |  | 3135 | 0.01058% | 0.01134% | 0.0125% | 0.009434% | 0.01211% | 0.0113% |  | 3135 | 0.01134% | 0.0125% | 3135 | 5501 | 0.01163% | 3814 | 0.01183% | 0.01173% |  | 3135 | 0.01211% | 0.0113% | 0.0117% |  | 3135 | 702 | 0.01173% | 0.009459%
| May | 11 | 16 | 3136 | 493.9851 | 559.1015 | 627.6565 | 0.01054% | 0.01139% | 0.01248% | 0.01161% | 820 | 0.01181% | 0.01171% |  | 8.6318 | 24.1292 | 22.6095 |  | 3136 | 485.3533 | 534.9723 | 605.047 |  | 3136 | 0.01057% | 0.01135% | 0.01253% | 0.009435% | 0.01211% | 0.0113% |  | 3136 | 0.01135% | 0.01253% | 3136 | 1903 | 0.01163% | 8025 | 0.01183% | 0.01173% |  | 3136 | 0.01211% | 0.0113% | 0.0117% |  | 3136 | 820 | 0.01173% | 0.009542%
| May | 11 | 17 | 3137 | 491.0357 | 554.8843 | 626.3718 | 0.01048% | 0.0113% | 0.01246% | 0.01161% | 4464 | 0.01181% | 0.01171% |  | 8.6323 | 24.1299 | 22.6131 |  | 3137 | 482.4034 | 530.7543 | 603.7587 |  | 3137 | 0.0105% | 0.01127% | 0.0125% | 0.009435% | 0.01211% | 0.0113% |  | 3137 | 0.01127% | 0.0125% | 3137 | 5806 | 0.01163% | 510 | 0.01183% | 0.01173% |  | 3137 | 0.01211% | 0.0113% | 0.0117% |  | 3137 | 4464 | 0.01173% | 0.01269%
| May | 11 | 18 | 3138 | 488.2443 | 551.6259 | 622.1427 | 0.01042% | 0.01123% | 0.01237% | 0.01161% | 3190 | 0.01181% | 0.01171% |  | 8.6328 | 24.1307 | 22.6167 |  | 3138 | 479.6115 | 527.4952 | 599.526 |  | 3138 | 0.01044% | 0.0112% | 0.01242% | 0.009436% | 0.01211% | 0.0113% |  | 3138 | 0.0112% | 0.01242% | 3138 | 4006 | 0.01163% | 274 | 0.01183% | 0.01173% |  | 3138 | 0.01211% | 0.0113% | 0.01171% |  | 3138 | 3190 | 0.01173% | 0.01176%
| May | 11 | 19 | 3139 | 485.9774 | 542.3444 | 614.6877 | 0.01037% | 0.01104% | 0.01222% | 0.01161% | 1296 | 0.01181% | 0.01171% |  | 8.6332 | 24.1315 | 22.6203 |  | 3139 | 477.3442 | 518.2129 | 592.0675 |  | 3139 | 0.01039% | 0.011% | 0.01226% | 0.009436% | 0.01211% | 0.01131% |  | 3139 | 0.011% | 0.01226% | 3139 | 2801 | 0.01163% | 2943 | 0.01183% | 0.01173% |  | 3139 | 0.01211% | 0.01131% | 0.01171% |  | 3139 | 1296 | 0.01173% | 0.009933%
| May | 11 | 20 | 3140 | 489.6366 | 538.0247 | 605.0479 | 0.01045% | 0.01096% | 0.01203% | 0.01161% | 1300 | 0.01181% | 0.01171% |  | 8.6337 | 24.1323 | 22.6239 |  | 3140 | 481.0029 | 513.8925 | 582.4241 |  | 3140 | 0.01047% | 0.01091% | 0.01206% | 0.009437% | 0.01211% | 0.01131% |  | 3140 | 0.01091% | 0.01206% | 3140 | 6252 | 0.01163% | 7953 | 0.01182% | 0.01173% |  | 3140 | 0.01211% | 0.01131% | 0.01171% |  | 3140 | 1300 | 0.01173% | 0.009936%
| May | 11 | 21 | 3141 | 481.7267 | 534.8781 | 600.3874 | 0.01028% | 0.01089% | 0.01194% | 0.01161% | 6764 | 0.01181% | 0.01171% |  | 8.6342 | 24.133 | 22.6274 |  | 3141 | 473.0925 | 510.7451 | 577.76 |  | 3141 | 0.0103% | 0.01084% | 0.01196% | 0.009437% | 0.01211% | 0.01131% |  | 3141 | 0.01084% | 0.01196% | 3141 | 178 | 0.01163% | 6920 | 0.01182% | 0.01172% |  | 3141 | 0.01211% | 0.01131% | 0.01171% |  | 3141 | 6764 | 0.01172% | 0.01196%
| May | 11 | 22 | 3142 | 470.5791 | 524.5818 | 587.4469 | 0.01004% | 0.01068% | 0.01168% | 0.01161% | 4903 | 0.0118% | 0.01171% |  | 8.6346 | 24.1338 | 22.631 |  | 3142 | 461.9444 | 500.448 | 564.8158 |  | 3142 | 0.01006% | 0.01062% | 0.0117% | 0.009438% | 0.01211% | 0.01131% |  | 3142 | 0.01062% | 0.0117% | 3142 | 298 | 0.01163% | 8274 | 0.01182% | 0.01172% |  | 3142 | 0.01211% | 0.01131% | 0.01171% |  | 3142 | 4903 | 0.01172% | 0.01268%
| May | 11 | 23 | 3143 | 459.7008 | 514.1179 | 572.9778 | 0.009811% | 0.01047% | 0.01139% | 0.01161% | 913 | 0.0118% | 0.01171% |  | 8.6351 | 24.1346 | 22.6346 |  | 3143 | 451.0657 | 489.9833 | 550.3432 |  | 3143 | 0.009819% | 0.0104% | 0.0114% | 0.009438% | 0.01211% | 0.01131% |  | 3143 | 0.0104% | 0.0114% | 3143 | 8663 | 0.01162% | 2864 | 0.01182% | 0.01172% |  | 3143 | 0.01211% | 0.01131% | 0.01171% |  | 3143 | 913 | 0.01172% | 0.009612%
| May | 12 | 0 | 3144 | 452.6874 | 507.1637 | 563.0098 | 0.009662% | 0.01033% | 0.0112% | 0.01161% | 521 | 0.0118% | 0.01171% |  | 8.6356 | 24.1354 | 22.6382 |  | 3144 | 444.0518 | 483.0283 | 540.3716 |  | 3144 | 0.009666% | 0.01025% | 0.01119% | 0.009439% | 0.01211% | 0.01131% |  | 3144 | 0.01025% | 0.01119% | 3144 | 253 | 0.01162% | 7932 | 0.01182% | 0.01172% |  | 3144 | 0.01211% | 0.01131% | 0.01171% |  | 3144 | 521 | 0.01172% | 0.009345%
| May | 12 | 1 | 3145 | 451.8535 | 497.9007 | 559.6902 | 0.009644% | 0.01014% | 0.01113% | 0.01161% | 5480 | 0.0118% | 0.01171% |  | 8.6361 | 24.1361 | 22.6418 |  | 3145 | 443.2175 | 473.7646 | 537.0484 |  | 3145 | 0.009648% | 0.01006% | 0.01112% | 0.009439% | 0.01211% | 0.01132% |  | 3145 | 0.01006% | 0.01112% | 3145 | 5847 | 0.01162% | 3190 | 0.01182% | 0.01172% |  | 3145 | 0.01211% | 0.01132% | 0.01171% |  | 3145 | 5480 | 0.01172% | 0.01243%
| May | 12 | 2 | 3146 | 446.29 | 493.7394 | 555.3392 | 0.009525% | 0.01005% | 0.01104% | 0.01161% | 7242 | 0.0118% | 0.01171% |  | 8.6365 | 24.1369 | 22.6454 |  | 3146 | 437.6535 | 469.6025 | 532.6938 |  | 3146 | 0.009527% | 0.009967% | 0.01103% | 0.00944% | 0.01211% | 0.01132% |  | 3146 | 0.009967% | 0.01103% | 3146 | 2921 | 0.01162% | 3631 | 0.01182% | 0.01172% |  | 3146 | 0.01211% | 0.01132% | 0.01171% |  | 3146 | 7242 | 0.01172% | 0.01189%
| May | 12 | 3 | 3147 | 447.4031 | 491.1327 | 552.2634 | 0.009549% | 0.01% | 0.01098% | 0.01161% | 5398 | 0.0118% | 0.01171% |  | 8.637 | 24.1377 | 22.6489 |  | 3147 | 438.7661 | 466.995 | 529.6145 |  | 3147 | 0.009551% | 0.009912% | 0.01097% | 0.00944% | 0.01211% | 0.01132% |  | 3147 | 0.009912% | 0.01097% | 3147 | 5596 | 0.01162% | 4613 | 0.01182% | 0.01172% |  | 3147 | 0.01211% | 0.01132% | 0.01172% |  | 3147 | 5398 | 0.01172% | 0.01248%
| May | 12 | 4 | 3148 | 454.3492 | 492.976 | 550.116 | 0.009697% | 0.01004% | 0.01094% | 0.01161% | 3539 | 0.0118% | 0.01171% |  | 8.6375 | 24.1385 | 22.6525 |  | 3148 | 445.7117 | 468.8375 | 527.4635 |  | 3148 | 0.009702% | 0.009951% | 0.01092% | 0.009441% | 0.01211% | 0.01132% |  | 3148 | 0.009951% | 0.01092% | 3148 | 7774 | 0.01162% | 5786 | 0.01182% | 0.01172% |  | 3148 | 0.01211% | 0.01132% | 0.01172% |  | 3148 | 3539 | 0.01172% | 0.01211%
| May | 12 | 5 | 3149 | 474.859 | 494.9962 | 548.6719 | 0.01013% | 0.01008% | 0.01091% | 0.01161% | 8243 | 0.0118% | 0.01171% |  | 8.638 | 24.1392 | 22.6561 |  | 3149 | 466.221 | 470.8569 | 526.0158 |  | 3149 | 0.01015% | 0.009994% | 0.01089% | 0.009441% | 0.01211% | 0.01132% |  | 3149 | 0.009994% | 0.01089% | 3149 | 7731 | 0.01162% | 1783 | 0.01182% | 0.01172% |  | 3149 | 0.01211% | 0.01132% | 0.01172% |  | 3149 | 8243 | 0.01172% | 0.0114%
| May | 12 | 6 | 3150 | 492.6123 | 505.0504 | 552.6198 | 0.01051% | 0.01028% | 0.01099% | 0.01161% | 1243 | 0.0118% | 0.01171% |  | 8.6384 | 24.14 | 22.6597 |  | 3150 | 483.9738 | 480.9104 | 529.9601 |  | 3150 | 0.01054% | 0.01021% | 0.01097% | 0.009442% | 0.01211% | 0.01133% |  | 3150 | 0.01021% | 0.01097% | 3150 | 85 | 0.01162% | 516 | 0.01182% | 0.01172% |  | 3150 | 0.01211% | 0.01133% | 0.01172% |  | 3150 | 1243 | 0.01172% | 0.009886%
| May | 12 | 7 | 3151 | 500.5474 | 516.0077 | 565.2884 | 0.01068% | 0.01051% | 0.01124% | 0.01161% | 1308 | 0.0118% | 0.01171% |  | 8.6389 | 24.1408 | 22.6633 |  | 3151 | 491.9085 | 491.8669 | 542.6252 |  | 3151 | 0.01071% | 0.01044% | 0.01124% | 0.009442% | 0.01211% | 0.01133% |  | 3151 | 0.01044% | 0.01124% | 3151 | 7501 | 0.01162% | 8413 | 0.01182% | 0.01172% |  | 3151 | 0.01211% | 0.01133% | 0.01172% |  | 3151 | 1308 | 0.01172% | 0.009943%
| May | 12 | 8 | 3152 | 495.1025 | 526.9278 | 581.3798 | 0.01057% | 0.01073% | 0.01156% | 0.01161% | 5452 | 0.0118% | 0.01171% |  | 8.6394 | 24.1416 | 22.6668 |  | 3152 | 486.4631 | 502.7862 | 558.7129 |  | 3152 | 0.01059% | 0.01067% | 0.01157% | 0.009443% | 0.01211% | 0.01133% |  | 3152 | 0.01067% | 0.01157% | 3152 | 5641 | 0.01162% | 5661 | 0.01182% | 0.01172% |  | 3152 | 0.01211% | 0.01133% | 0.01172% |  | 3152 | 5452 | 0.01172% | 0.01245%
| May | 12 | 9 | 3153 | 489.1203 | 528.8828 | 593.4108 | 0.01044% | 0.01077% | 0.0118% | 0.01161% | 762 | 0.0118% | 0.0117% |  | 8.6399 | 24.1423 | 22.6704 |  | 3153 | 480.4804 | 504.7405 | 570.7404 |  | 3153 | 0.01046% | 0.01071% | 0.01182% | 0.009443% | 0.01211% | 0.01133% |  | 3153 | 0.01071% | 0.01182% | 3153 | 8086 | 0.01162% | 5764 | 0.01182% | 0.01172% |  | 3153 | 0.01211% | 0.01133% | 0.01172% |  | 3153 | 762 | 0.01172% | 0.009501%
| May | 12 | 10 | 3154 | 484.9016 | 529.5438 | 597.8087 | 0.01035% | 0.01078% | 0.01189% | 0.01161% | 4497 | 0.0118% | 0.0117% |  | 8.6404 | 24.1431 | 22.674 |  | 3154 | 476.2612 | 505.4007 | 575.1347 |  | 3154 | 0.01037% | 0.01073% | 0.01191% | 0.009444% | 0.01211% | 0.01133% |  | 3154 | 0.01073% | 0.01191% | 3154 | 6397 | 0.01162% | 5211 | 0.01182% | 0.01172% |  | 3154 | 0.01211% | 0.01133% | 0.01172% |  | 3154 | 4497 | 0.01172% | 0.0127%
| May | 12 | 11 | 3155 | 481.7475 | 530.5306 | 602.7318 | 0.01028% | 0.0108% | 0.01199% | 0.01161% | 1234 | 0.0118% | 0.0117% |  | 8.6408 | 24.1439 | 22.6776 |  | 3155 | 473.1067 | 506.3867 | 580.0542 |  | 3155 | 0.0103% | 0.01075% | 0.01201% | 0.009445% | 0.01211% | 0.01133% |  | 3155 | 0.01075% | 0.01201% | 3155 | 6404 | 0.01162% | 7832 | 0.01182% | 0.01172% |  | 3155 | 0.01211% | 0.01133% | 0.01172% |  | 3155 | 1234 | 0.01172% | 0.009879%
| May | 12 | 12 | 3156 | 475.4964 | 530.0744 | 603.8383 | 0.01015% | 0.01079% | 0.01201% | 0.01161% | 8372 | 0.0118% | 0.0117% |  | 8.6413 | 24.1447 | 22.6811 |  | 3156 | 466.855 | 505.9297 | 581.1572 |  | 3156 | 0.01016% | 0.01074% | 0.01203% | 0.009445% | 0.01212% | 0.01134% |  | 3156 | 0.01074% | 0.01203% | 3156 | 4365 | 0.01162% | 5506 | 0.01182% | 0.01172% |  | 3156 | 0.01212% | 0.01134% | 0.01173% |  | 3156 | 8372 | 0.01172% | 0.01129%
| May | 12 | 13 | 3157 | 477.5476 | 531.145 | 606.2388 | 0.01019% | 0.01082% | 0.01205% | 0.01161% | 3153 | 0.0118% | 0.0117% |  | 8.6418 | 24.1454 | 22.6847 |  | 3157 | 468.9058 | 506.9996 | 583.5542 |  | 3157 | 0.01021% | 0.01076% | 0.01208% | 0.009446% | 0.01212% | 0.01134% |  | 3157 | 0.01076% | 0.01208% | 3157 | 2215 | 0.01162% | 2913 | 0.01182% | 0.01172% |  | 3157 | 0.01212% | 0.01134% | 0.01173% |  | 3157 | 3153 | 0.01172% | 0.01172%
| May | 12 | 14 | 3158 | 468.4696 | 532.7183 | 605.4324 | 0.009998% | 0.01085% | 0.01204% | 0.01161% | 1344 | 0.0118% | 0.0117% |  | 8.6423 | 24.1462 | 22.6883 |  | 3158 | 459.8273 | 508.5721 | 582.7441 |  | 3158 | 0.01001% | 0.01079% | 0.01207% | 0.009446% | 0.01212% | 0.01134% |  | 3158 | 0.01079% | 0.01207% | 3158 | 3650 | 0.01162% | 6965 | 0.01182% | 0.01172% |  | 3158 | 0.01212% | 0.01134% | 0.01173% |  | 3158 | 1344 | 0.01172% | 0.009974%
| May | 12 | 15 | 3159 | 466.4548 | 536.5911 | 607.2891 | 0.009955% | 0.01093% | 0.01208% | 0.01161% | 535 | 0.0118% | 0.0117% |  | 8.6428 | 24.147 | 22.6918 |  | 3159 | 457.812 | 512.4441 | 584.5973 |  | 3159 | 0.009966% | 0.01088% | 0.01211% | 0.009447% | 0.01212% | 0.01134% |  | 3159 | 0.01088% | 0.01211% | 3159 | 5998 | 0.01162% | 7930 | 0.01182% | 0.01172% |  | 3159 | 0.01212% | 0.01134% | 0.01173% |  | 3159 | 535 | 0.01172% | 0.009353%
| May | 12 | 16 | 3160 | 464.7911 | 539.626 | 605.7981 | 0.00992% | 0.01099% | 0.01205% | 0.01161% | 1227 | 0.0118% | 0.0117% |  | 8.6433 | 24.1478 | 22.6954 |  | 3160 | 456.1478 | 515.4782 | 583.1027 |  | 3160 | 0.009929% | 0.01094% | 0.01208% | 0.009447% | 0.01212% | 0.01134% |  | 3160 | 0.01094% | 0.01208% | 3160 | 3748 | 0.01162% | 8322 | 0.01182% | 0.01172% |  | 3160 | 0.01212% | 0.01134% | 0.01173% |  | 3160 | 1227 | 0.01172% | 0.009872%
| May | 12 | 17 | 3161 | 463.4453 | 541.3762 | 604.8323 | 0.009891% | 0.01102% | 0.01203% | 0.0116% | 3560 | 0.0118% | 0.0117% |  | 8.6438 | 24.1485 | 22.699 |  | 3161 | 454.8015 | 517.2276 | 582.1333 |  | 3161 | 0.0099% | 0.01098% | 0.01206% | 0.009448% | 0.01212% | 0.01135% |  | 3161 | 0.01098% | 0.01206% | 3161 | 2973 | 0.01162% | 8481 | 0.01182% | 0.01172% |  | 3161 | 0.01212% | 0.01135% | 0.01173% |  | 3161 | 3560 | 0.01172% | 0.01213%
| May | 12 | 18 | 3162 | 462.6408 | 540.2404 | 596.2146 | 0.009874% | 0.011% | 0.01186% | 0.0116% | 3767 | 0.0118% | 0.0117% |  | 8.6443 | 24.1493 | 22.7025 |  | 3162 | 453.9966 | 516.0911 | 573.5121 |  | 3162 | 0.009883% | 0.01095% | 0.01188% | 0.009448% | 0.01212% | 0.01135% |  | 3162 | 0.01095% | 0.01188% | 3162 | 7502 | 0.01162% | 1099 | 0.01182% | 0.01172% |  | 3162 | 0.01212% | 0.01135% | 0.01173% |  | 3162 | 3767 | 0.01172% | 0.01232%
| May | 12 | 19 | 3163 | 460.3237 | 536.3956 | 588.0751 | 0.009825% | 0.01092% | 0.01169% | 0.0116% | 417 | 0.0118% | 0.0117% |  | 8.6447 | 24.1501 | 22.7061 |  | 3163 | 451.679 | 512.2455 | 565.369 |  | 3163 | 0.009832% | 0.01087% | 0.01171% | 0.009449% | 0.01212% | 0.01135% |  | 3163 | 0.01087% | 0.01171% | 3163 | 1518 | 0.01162% | 4278 | 0.01182% | 0.01172% |  | 3163 | 0.01212% | 0.01135% | 0.01173% |  | 3163 | 417 | 0.01172% | 0.009287%
| May | 12 | 20 | 3164 | 464.0815 | 531.3777 | 587.4187 | 0.009905% | 0.01082% | 0.01168% | 0.0116% | 2938 | 0.0118% | 0.0117% |  | 8.6452 | 24.1508 | 22.7096 |  | 3164 | 455.4362 | 507.2269 | 564.7091 |  | 3164 | 0.009914% | 0.01077% | 0.01169% | 0.009449% | 0.01212% | 0.01135% |  | 3164 | 0.01077% | 0.01169% | 3164 | 6104 | 0.01162% | 5740 | 0.01182% | 0.01172% |  | 3164 | 0.01212% | 0.01135% | 0.01173% |  | 3164 | 2938 | 0.01172% | 0.01149%
| May | 12 | 21 | 3165 | 468.2092 | 528.7152 | 583.7053 | 0.009993% | 0.01077% | 0.01161% | 0.0116% | 7785 | 0.0118% | 0.0117% |  | 8.6457 | 24.1516 | 22.7132 |  | 3165 | 459.5635 | 504.5636 | 560.9921 |  | 3165 | 0.01% | 0.01071% | 0.01162% | 0.00945% | 0.01212% | 0.01135% |  | 3165 | 0.01071% | 0.01162% | 3165 | 4441 | 0.01162% | 1604 | 0.01182% | 0.01172% |  | 3165 | 0.01212% | 0.01135% | 0.01174% |  | 3165 | 7785 | 0.01172% | 0.0117%
| May | 12 | 22 | 3166 | 458.7769 | 517.2552 | 567.9703 | 0.009792% | 0.01053% | 0.01129% | 0.0116% | 1503 | 0.0118% | 0.0117% |  | 8.6462 | 24.1524 | 22.7168 |  | 3166 | 450.1307 | 493.1028 | 545.2536 |  | 3166 | 0.009798% | 0.01047% | 0.01129% | 0.00945% | 0.01212% | 0.01135% |  | 3166 | 0.01047% | 0.01129% | 3166 | 7522 | 0.01162% | 5570 | 0.01182% | 0.01172% |  | 3166 | 0.01212% | 0.01135% | 0.01174% |  | 3166 | 1503 | 0.01172% | 0.01011%
| May | 12 | 23 | 3167 | 451.1922 | 503.6447 | 555.3579 | 0.00963% | 0.01026% | 0.01104% | 0.0116% | 4680 | 0.0118% | 0.0117% |  | 8.6467 | 24.1531 | 22.7203 |  | 3167 | 442.5455 | 479.4916 | 532.6376 |  | 3167 | 0.009633% | 0.01018% | 0.01103% | 0.009451% | 0.01212% | 0.01136% |  | 3167 | 0.01018% | 0.01103% | 3167 | 1855 | 0.01162% | 1464 | 0.01182% | 0.01172% |  | 3167 | 0.01212% | 0.01136% | 0.01174% |  | 3167 | 4680 | 0.01172% | 0.01272%
| May | 13 | 0 | 3168 | 441.4967 | 494.6331 | 543.6082 | 0.009423% | 0.01007% | 0.01081% | 0.0116% | 7374 | 0.0118% | 0.0117% |  | 8.6472 | 24.1539 | 22.7239 |  | 3168 | 432.8495 | 470.4792 | 520.8844 |  | 3168 | 0.009422% | 0.009986% | 0.01079% | 0.009452% | 0.01212% | 0.01136% |  | 3168 | 0.009986% | 0.01079% | 3168 | 3857 | 0.01162% | 8339 | 0.01182% | 0.01172% |  | 3168 | 0.01212% | 0.01136% | 0.01174% |  | 3168 | 7374 | 0.01172% | 0.01186%
| May | 13 | 1 | 3169 | 439.2 | 488.5354 | 540.0355 | 0.009374% | 0.009948% | 0.01074% | 0.0116% | 7941 | 0.0118% | 0.0117% |  | 8.6477 | 24.1547 | 22.7274 |  | 3169 | 430.5523 | 464.3807 | 517.3081 |  | 3169 | 0.009372% | 0.009856% | 0.01071% | 0.009452% | 0.01212% | 0.01136% |  | 3169 | 0.009856% | 0.01071% | 3169 | 5502 | 0.01162% | 524 | 0.01182% | 0.01172% |  | 3169 | 0.01212% | 0.01136% | 0.01174% |  | 3169 | 7941 | 0.01172% | 0.01161%
| May | 13 | 2 | 3170 | 439.4187 | 484.7092 | 536.0877 | 0.009378% | 0.00987% | 0.01066% | 0.0116% | 3404 | 0.0118% | 0.0117% |  | 8.6482 | 24.1554 | 22.731 |  | 3170 | 430.7705 | 460.5537 | 513.3567 |  | 3170 | 0.009377% | 0.009775% | 0.01063% | 0.009453% | 0.01212% | 0.01136% |  | 3170 | 0.009775% | 0.01063% | 3170 | 6300 | 0.01162% | 937 | 0.01182% | 0.01172% |  | 3170 | 0.01212% | 0.01136% | 0.01174% |  | 3170 | 3404 | 0.01172% | 0.01198%
| May | 13 | 3 | 3171 | 442.9254 | 483.7223 | 537.1286 | 0.009453% | 0.00985% | 0.01068% | 0.0116% | 1315 | 0.0118% | 0.0117% |  | 8.6487 | 24.1562 | 22.7345 |  | 3171 | 434.2767 | 459.5661 | 514.394 |  | 3171 | 0.009453% | 0.009754% | 0.01065% | 0.009453% | 0.01212% | 0.01136% |  | 3171 | 0.009754% | 0.01065% | 3171 | 4537 | 0.01162% | 3153 | 0.01182% | 0.01172% |  | 3171 | 0.01212% | 0.01136% | 0.01174% |  | 3171 | 1315 | 0.01172% | 0.009949%
| May | 13 | 4 | 3172 | 449.7125 | 482.3073 | 539.8855 | 0.009598% | 0.009821% | 0.01074% | 0.0116% | 8013 | 0.0118% | 0.0117% |  | 8.6492 | 24.157 | 22.7381 |  | 3172 | 441.0633 | 458.1503 | 517.1474 |  | 3172 | 0.009601% | 0.009724% | 0.01071% | 0.009454% | 0.01212% | 0.01136% |  | 3172 | 0.009724% | 0.01071% | 3172 | 7930 | 0.01162% | 2941 | 0.01182% | 0.01172% |  | 3172 | 0.01212% | 0.01136% | 0.01174% |  | 3172 | 8013 | 0.01172% | 0.01156%
| May | 13 | 5 | 3173 | 457.7637 | 482.6797 | 545.2961 | 0.00977% | 0.009829% | 0.01084% | 0.0116% | 4350 | 0.0118% | 0.0117% |  | 8.6497 | 24.1577 | 22.7416 |  | 3173 | 449.114 | 458.5219 | 522.5545 |  | 3173 | 0.009776% | 0.009732% | 0.01082% | 0.009454% | 0.01212% | 0.01137% |  | 3173 | 0.009732% | 0.01082% | 3173 | 415 | 0.01162% | 300 | 0.01182% | 0.01172% |  | 3173 | 0.01212% | 0.01137% | 0.01174% |  | 3173 | 4350 | 0.01172% | 0.01266%
| May | 13 | 6 | 3174 | 467.3209 | 486.1987 | 561.997 | 0.009974% | 0.009901% | 0.01118% | 0.0116% | 3989 | 0.01179% | 0.0117% |  | 8.6502 | 24.1585 | 22.7452 |  | 3174 | 458.6707 | 462.0402 | 539.2518 |  | 3174 | 0.009984% | 0.009807% | 0.01117% | 0.009455% | 0.01212% | 0.01137% |  | 3174 | 0.009807% | 0.01117% | 3174 | 534 | 0.01162% | 8459 | 0.01182% | 0.01172% |  | 3174 | 0.01212% | 0.01137% | 0.01175% |  | 3174 | 3989 | 0.01172% | 0.01249%
| May | 13 | 7 | 3175 | 474.8539 | 495.2568 | 577.4132 | 0.01013% | 0.01009% | 0.01148% | 0.0116% | 5162 | 0.01179% | 0.0117% |  | 8.6507 | 24.1593 | 22.7487 |  | 3175 | 466.2032 | 471.0976 | 554.6645 |  | 3175 | 0.01015% | 0.009999% | 0.01149% | 0.009455% | 0.01212% | 0.01137% |  | 3175 | 0.009999% | 0.01149% | 3175 | 8657 | 0.01162% | 3988 | 0.01182% | 0.01172% |  | 3175 | 0.01212% | 0.01137% | 0.01175% |  | 3175 | 5162 | 0.01172% | 0.01259%
| May | 13 | 8 | 3176 | 475.0455 | 509.8076 | 586.0496 | 0.01014% | 0.01038% | 0.01165% | 0.0116% | 6893 | 0.01179% | 0.0117% |  | 8.6512 | 24.16 | 22.7523 |  | 3176 | 466.3943 | 485.6476 | 563.2974 |  | 3176 | 0.01015% | 0.01031% | 0.01166% | 0.009456% | 0.01212% | 0.01137% |  | 3176 | 0.01031% | 0.01166% | 3176 | 6156 | 0.01162% | 4181 | 0.01182% | 0.01172% |  | 3176 | 0.01212% | 0.01137% | 0.01175% |  | 3176 | 6893 | 0.01172% | 0.01195%
| May | 13 | 9 | 3177 | 467.0714 | 519.3126 | 592.82 | 0.009969% | 0.01058% | 0.01179% | 0.0116% | 7936 | 0.01179% | 0.0117% |  | 8.6517 | 24.1608 | 22.7558 |  | 3177 | 458.4197 | 495.1518 | 570.0642 |  | 3177 | 0.009979% | 0.01051% | 0.01181% | 0.009456% | 0.01212% | 0.01137% |  | 3177 | 0.01051% | 0.01181% | 3177 | 7771 | 0.01161% | 5453 | 0.01181% | 0.01171% |  | 3177 | 0.01212% | 0.01137% | 0.01175% |  | 3177 | 7936 | 0.01171% | 0.01161%
| May | 13 | 10 | 3178 | 456.0894 | 526.8254 | 600.3687 | 0.009734% | 0.01073% | 0.01194% | 0.0116% | 6132 | 0.01179% | 0.0117% |  | 8.6522 | 24.1616 | 22.7594 |  | 3178 | 447.4372 | 502.6638 | 577.6093 |  | 3178 | 0.00974% | 0.01067% | 0.01196% | 0.009457% | 0.01212% | 0.01138% |  | 3178 | 0.01067% | 0.01196% | 3178 | 8220 | 0.01161% | 6741 | 0.01181% | 0.01171% |  | 3178 | 0.01212% | 0.01138% | 0.01175% |  | 3178 | 6132 | 0.01171% | 0.01211%
| May | 13 | 11 | 3179 | 446.1033 | 530.3258 | 607.6736 | 0.009521% | 0.0108% | 0.01208% | 0.0116% | 8335 | 0.01179% | 0.0117% |  | 8.6527 | 24.1623 | 22.7629 |  | 3179 | 437.4506 | 506.1634 | 584.9107 |  | 3179 | 0.009522% | 0.01074% | 0.01211% | 0.009458% | 0.01212% | 0.01138% |  | 3179 | 0.01074% | 0.01211% | 3179 | 2777 | 0.01161% | 7933 | 0.01181% | 0.01171% |  | 3179 | 0.01212% | 0.01138% | 0.01175% |  | 3179 | 8335 | 0.01171% | 0.01132%
| May | 13 | 12 | 3180 | 441.0079 | 534.8223 | 616.3381 | 0.009412% | 0.01089% | 0.01226% | 0.0116% | 6062 | 0.01179% | 0.01169% |  | 8.6532 | 24.1631 | 22.7664 |  | 3180 | 432.3547 | 510.6592 | 593.5717 |  | 3180 | 0.009411% | 0.01084% | 0.01229% | 0.009458% | 0.01212% | 0.01138% |  | 3180 | 0.01084% | 0.01229% | 3180 | 1471 | 0.01161% | 1035 | 0.01181% | 0.01171% |  | 3180 | 0.01212% | 0.01138% | 0.01175% |  | 3180 | 6062 | 0.01171% | 0.01214%
| May | 13 | 13 | 3181 | 440.4903 | 540.92 | 619.1607 | 0.009401% | 0.01102% | 0.01231% | 0.0116% | 904 | 0.01179% | 0.01169% |  | 8.6537 | 24.1639 | 22.77 |  | 3181 | 431.8366 | 516.7561 | 596.3907 |  | 3181 | 0.0094% | 0.01097% | 0.01235% | 0.009459% | 0.01212% | 0.01138% |  | 3181 | 0.01097% | 0.01235% | 3181 | 6418 | 0.01161% | 5675 | 0.01181% | 0.01171% |  | 3181 | 0.01212% | 0.01138% | 0.01175% |  | 3181 | 904 | 0.01171% | 0.009605%
| May | 13 | 14 | 3182 | 430.4129 | 541.311 | 622.2364 | 0.009186% | 0.01102% | 0.01237% | 0.0116% | 7952 | 0.01179% | 0.01169% |  | 8.6542 | 24.1646 | 22.7735 |  | 3182 | 421.7587 | 517.1464 | 599.4629 |  | 3182 | 0.009181% | 0.01098% | 0.01241% | 0.009459% | 0.01213% | 0.01138% |  | 3182 | 0.01098% | 0.01241% | 3182 | 5550 | 0.01161% | 6905 | 0.01181% | 0.01171% |  | 3182 | 0.01213% | 0.01138% | 0.01175% |  | 3182 | 7952 | 0.01171% | 0.0116%
| May | 13 | 15 | 3183 | 425.3414 | 543.9735 | 627.422 | 0.009078% | 0.01108% | 0.01248% | 0.01159% | 677 | 0.01179% | 0.01169% |  | 8.6547 | 24.1654 | 22.7771 |  | 3183 | 416.6867 | 519.8081 | 604.645 |  | 3183 | 0.00907% | 0.01103% | 0.01252% | 0.00946% | 0.01213% | 0.01138% |  | 3183 | 0.01103% | 0.01252% | 3183 | 2778 | 0.01161% | 1434 | 0.01181% | 0.01171% |  | 3183 | 0.01213% | 0.01138% | 0.01175% |  | 3183 | 677 | 0.01171% | 0.009443%
| May | 13 | 16 | 3184 | 424.9904 | 552.0542 | 635.0833 | 0.009071% | 0.01124% | 0.01263% | 0.01159% | 7917 | 0.01179% | 0.01169% |  | 8.6553 | 24.1662 | 22.7806 |  | 3184 | 416.3352 | 527.888 | 612.3027 |  | 3184 | 0.009063% | 0.0112% | 0.01268% | 0.00946% | 0.01213% | 0.01139% |  | 3184 | 0.0112% | 0.01268% | 3184 | 1179 | 0.01161% | 3395 | 0.01181% | 0.01171% |  | 3184 | 0.01213% | 0.01139% | 0.01176% |  | 3184 | 7917 | 0.01171% | 0.01162%
| May | 13 | 17 | 3185 | 425.0146 | 553.5437 | 635.449 | 0.009071% | 0.01127% | 0.01264% | 0.01159% | 1548 | 0.01179% | 0.01169% |  | 8.6558 | 24.1669 | 22.7841 |  | 3185 | 416.3588 | 529.3768 | 612.6648 |  | 3185 | 0.009063% | 0.01124% | 0.01269% | 0.009461% | 0.01213% | 0.01139% |  | 3185 | 0.01124% | 0.01269% | 3185 | 6274 | 0.01161% | 3846 | 0.01181% | 0.01171% |  | 3185 | 0.01213% | 0.01139% | 0.01176% |  | 3185 | 1548 | 0.01171% | 0.01015%
| May | 13 | 18 | 3186 | 408.4322 | 549.643 | 634.7457 | 0.008717% | 0.01119% | 0.01262% | 0.01159% | 318 | 0.01179% | 0.01169% |  | 8.6563 | 24.1677 | 22.7877 |  | 3186 | 399.7759 | 525.4753 | 611.958 |  | 3186 | 0.008702% | 0.01115% | 0.01267% | 0.009461% | 0.01213% | 0.01139% |  | 3186 | 0.01115% | 0.01267% | 3186 | 8349 | 0.01161% | 4802 | 0.01181% | 0.01171% |  | 3186 | 0.01213% | 0.01139% | 0.01176% |  | 3186 | 318 | 0.01171% | 0.009239%
| May | 13 | 19 | 3187 | 404.9514 | 548.7586 | 625.7529 | 0.008643% | 0.01117% | 0.01244% | 0.01159% | 8144 | 0.01179% | 0.01169% |  | 8.6568 | 24.1684 | 22.7912 |  | 3187 | 396.2946 | 524.5902 | 602.9617 |  | 3187 | 0.008627% | 0.01113% | 0.01249% | 0.009462% | 0.01213% | 0.01139% |  | 3187 | 0.01113% | 0.01249% | 3187 | 6299 | 0.01161% | 8070 | 0.01181% | 0.01171% |  | 3187 | 0.01213% | 0.01139% | 0.01176% |  | 3187 | 8144 | 0.01171% | 0.01147%
| May | 13 | 20 | 3188 | 410.8385 | 546.636 | 621.1018 | 0.008768% | 0.01113% | 0.01235% | 0.01159% | 8461 | 0.01179% | 0.01169% |  | 8.6573 | 24.1692 | 22.7947 |  | 3188 | 402.1812 | 522.4668 | 598.3071 |  | 3188 | 0.008755% | 0.01109% | 0.01239% | 0.009463% | 0.01213% | 0.01139% |  | 3188 | 0.01109% | 0.01239% | 3188 | 251 | 0.01161% | 8371 | 0.01181% | 0.01171% |  | 3188 | 0.01213% | 0.01139% | 0.01176% |  | 3188 | 8461 | 0.01171% | 0.01122%
| May | 13 | 21 | 3189 | 416.931 | 544.1225 | 612.4185 | 0.008899% | 0.01108% | 0.01218% | 0.01159% | 2909 | 0.01179% | 0.01169% |  | 8.6578 | 24.17 | 22.7983 |  | 3189 | 408.2732 | 519.9525 | 589.6202 |  | 3189 | 0.008887% | 0.01104% | 0.01221% | 0.009463% | 0.01213% | 0.01139% |  | 3189 | 0.01104% | 0.01221% | 3189 | 8112 | 0.01161% | 8273 | 0.01181% | 0.01171% |  | 3189 | 0.01213% | 0.01139% | 0.01176% |  | 3189 | 2909 | 0.01171% | 0.01146%
| May | 13 | 22 | 3190 | 412.3443 | 526.2854 | 593.7577 | 0.008801% | 0.01072% | 0.01181% | 0.01159% | 2943 | 0.01179% | 0.01169% |  | 8.6583 | 24.1707 | 22.8018 |  | 3190 | 403.686 | 502.1147 | 570.956 |  | 3190 | 0.008787% | 0.01066% | 0.01182% | 0.009464% | 0.01213% | 0.0114% |  | 3190 | 0.01066% | 0.01182% | 3190 | 2944 | 0.01161% | 1458 | 0.01181% | 0.01171% |  | 3190 | 0.01213% | 0.0114% | 0.01176% |  | 3190 | 2943 | 0.01171% | 0.01149%
| May | 13 | 23 | 3191 | 409.7568 | 510.4127 | 578.5291 | 0.008745% | 0.01039% | 0.0115% | 0.01159% | 6918 | 0.01179% | 0.01169% |  | 8.6589 | 24.1715 | 22.8053 |  | 3191 | 401.098 | 486.2412 | 555.7238 |  | 3191 | 0.008731% | 0.01032% | 0.01151% | 0.009464% | 0.01213% | 0.0114% |  | 3191 | 0.01032% | 0.01151% | 3191 | 284 | 0.01161% | 8462 | 0.01181% | 0.01171% |  | 3191 | 0.01213% | 0.0114% | 0.01176% |  | 3191 | 6918 | 0.01171% | 0.01194%
| May | 14 | 0 | 3192 | 406.5582 | 500.7029 | 568.7674 | 0.008677% | 0.0102% | 0.01131% | 0.01159% | 3398 | 0.01179% | 0.01169% |  | 8.6594 | 24.1722 | 22.8088 |  | 3192 | 397.8988 | 476.5307 | 545.9585 |  | 3192 | 0.008661% | 0.01011% | 0.01131% | 0.009465% | 0.01213% | 0.0114% |  | 3192 | 0.01011% | 0.01131% | 3192 | 114 | 0.01161% | 4611 | 0.01181% | 0.01171% |  | 3192 | 0.01213% | 0.0114% | 0.01176% |  | 3192 | 3398 | 0.01171% | 0.01198%
| May | 14 | 1 | 3193 | 405.3683 | 495.5454 | 532.7869 | 0.008652% | 0.01009% | 0.01059% | 0.01159% | 1322 | 0.01179% | 0.01169% |  | 8.6599 | 24.173 | 22.8124 |  | 3193 | 396.7084 | 471.3724 | 509.9745 |  | 3193 | 0.008636% | 0.01% | 0.01056% | 0.009465% | 0.01213% | 0.0114% |  | 3193 | 0.01% | 0.01056% | 3193 | 3652 | 0.01161% | 306 | 0.01181% | 0.01171% |  | 3193 | 0.01213% | 0.0114% | 0.01177% |  | 3193 | 1322 | 0.01171% | 0.009955%
| May | 14 | 2 | 3194 | 406.2956 | 489.457 | 560.7311 | 0.008672% | 0.009967% | 0.01115% | 0.01159% | 3392 | 0.01179% | 0.01169% |  | 8.6604 | 24.1738 | 22.8159 |  | 3194 | 397.6352 | 465.2832 | 537.9152 |  | 3194 | 0.008656% | 0.009876% | 0.01114% | 0.009466% | 0.01213% | 0.0114% |  | 3194 | 0.009876% | 0.01114% | 3194 | 7665 | 0.01161% | 3825 | 0.01181% | 0.01171% |  | 3194 | 0.01213% | 0.0114% | 0.01177% |  | 3194 | 3392 | 0.01171% | 0.01197%
| May | 14 | 3 | 3195 | 410.9159 | 491.3748 | 558.9213 | 0.00877% | 0.01001% | 0.01111% | 0.01159% | 3177 | 0.01179% | 0.01169% |  | 8.6609 | 24.1745 | 22.8194 |  | 3195 | 402.255 | 467.2002 | 536.1019 |  | 3195 | 0.008756% | 0.009916% | 0.0111% | 0.009466% | 0.01213% | 0.01141% |  | 3195 | 0.009916% | 0.0111% | 3195 | 7961 | 0.0116% | 1428 | 0.01181% | 0.01171% |  | 3195 | 0.01213% | 0.01141% | 0.01177% |  | 3195 | 3177 | 0.01171% | 0.01175%
| May | 14 | 4 | 3196 | 416.263 | 498.1707 | 565.1759 | 0.008884% | 0.01014% | 0.01124% | 0.01159% | 1036 | 0.01179% | 0.01169% |  | 8.6614 | 24.1753 | 22.8229 |  | 3196 | 407.6016 | 473.9954 | 542.353 |  | 3196 | 0.008873% | 0.01006% | 0.01123% | 0.009467% | 0.01213% | 0.01141% |  | 3196 | 0.01006% | 0.01123% | 3196 | 5353 | 0.0116% | 4612 | 0.01181% | 0.01171% |  | 3196 | 0.01213% | 0.01141% | 0.01177% |  | 3196 | 1036 | 0.01171% | 0.009711%
| May | 14 | 5 | 3197 | 421.4855 | 499.6509 | 571.7681 | 0.008996% | 0.01017% | 0.01137% | 0.01159% | 3403 | 0.01179% | 0.01169% |  | 8.662 | 24.176 | 22.8264 |  | 3197 | 412.8235 | 475.4749 | 548.9417 |  | 3197 | 0.008986% | 0.01009% | 0.01137% | 0.009468% | 0.01213% | 0.01141% |  | 3197 | 0.01009% | 0.01137% | 3197 | 8209 | 0.0116% | 4636 | 0.01181% | 0.01171% |  | 3197 | 0.01213% | 0.01141% | 0.01177% |  | 3197 | 3403 | 0.01171% | 0.01198%
| May | 14 | 6 | 3198 | 421.914 | 519.1916 | 592.0417 | 0.009005% | 0.01057% | 0.01177% | 0.01159% | 6090 | 0.01179% | 0.01169% |  | 8.6625 | 24.1768 | 22.83 |  | 3198 | 413.2515 | 495.0148 | 569.2117 |  | 3198 | 0.008996% | 0.01051% | 0.01179% | 0.009468% | 0.01213% | 0.01141% |  | 3198 | 0.01051% | 0.01179% | 3198 | 252 | 0.0116% | 8323 | 0.01181% | 0.01171% |  | 3198 | 0.01213% | 0.01141% | 0.01177% |  | 3198 | 6090 | 0.01171% | 0.01212%
| May | 14 | 7 | 3199 | 427.2641 | 545.4072 | 607.1766 | 0.009119% | 0.01111% | 0.01207% | 0.01159% | 7954 | 0.01179% | 0.01169% |  | 8.663 | 24.1775 | 22.8335 |  | 3199 | 418.6011 | 521.2296 | 584.3431 |  | 3199 | 0.009112% | 0.01106% | 0.0121% | 0.009469% | 0.01213% | 0.01141% |  | 3199 | 0.01106% | 0.0121% | 3199 | 7473 | 0.0116% | 5785 | 0.01181% | 0.0117% |  | 3199 | 0.01213% | 0.01141% | 0.01177% |  | 3199 | 7954 | 0.0117% | 0.0116%
| May | 14 | 8 | 3200 | 433.0334 | 556.5227 | 605.7794 | 0.009242% | 0.01133% | 0.01205% | 0.01159% | 8414 | 0.01179% | 0.01169% |  | 8.6635 | 24.1783 | 22.837 |  | 3200 | 424.3699 | 532.3444 | 582.9424 |  | 3200 | 0.009238% | 0.0113% | 0.01207% | 0.009469% | 0.01213% | 0.01141% |  | 3200 | 0.0113% | 0.01207% | 3200 | 2919 | 0.0116% | 764 | 0.01181% | 0.0117% |  | 3200 | 0.01213% | 0.01141% | 0.01177% |  | 3200 | 8414 | 0.0117% | 0.01126%
| May | 14 | 9 | 3201 | 433.229 | 561.2427 | 606.8109 | 0.009246% | 0.01143% | 0.01207% | 0.01159% | 5987 | 0.01179% | 0.01169% |  | 8.6641 | 24.1791 | 22.8405 |  | 3201 | 424.565 | 537.0636 | 583.9704 |  | 3201 | 0.009242% | 0.0114% | 0.01209% | 0.00947% | 0.01213% | 0.01142% |  | 3201 | 0.0114% | 0.01209% | 3201 | 8301 | 0.0116% | 3177 | 0.01181% | 0.0117% |  | 3201 | 0.01213% | 0.01142% | 0.01177% |  | 3201 | 5987 | 0.0117% | 0.01217%
| May | 14 | 10 | 3202 | 429.5818 | 577.646 | 609.0145 | 0.009169% | 0.01176% | 0.01211% | 0.01159% | 2913 | 0.01178% | 0.01169% |  | 8.6646 | 24.1798 | 22.844 |  | 3202 | 420.9172 | 553.4662 | 586.1705 |  | 3202 | 0.009162% | 0.01175% | 0.01214% | 0.009471% | 0.01213% | 0.01142% |  | 3202 | 0.01175% | 0.01214% | 3202 | 8 | 0.0116% | 8446 | 0.0118% | 0.0117% |  | 3202 | 0.01213% | 0.01142% | 0.01178% |  | 3202 | 2913 | 0.0117% | 0.01146%
| May | 14 | 11 | 3203 | 424.7911 | 587.1976 | 610.4399 | 0.009066% | 0.01196% | 0.01214% | 0.01159% | 4778 | 0.01178% | 0.01169% |  | 8.6651 | 24.1806 | 22.8475 |  | 3203 | 416.126 | 563.017 | 587.5923 |  | 3203 | 0.009058% | 0.01195% | 0.01217% | 0.009471% | 0.01213% | 0.01142% |  | 3203 | 0.01195% | 0.01217% | 3203 | 6419 | 0.0116% | 3605 | 0.0118% | 0.0117% |  | 3203 | 0.01213% | 0.01142% | 0.01178% |  | 3203 | 4778 | 0.0117% | 0.01271%
| May | 14 | 12 | 3204 | 421.9078 | 597.0936 | 606.5295 | 0.009005% | 0.01216% | 0.01206% | 0.01159% | 6116 | 0.01178% | 0.01169% |  | 8.6657 | 24.1813 | 22.851 |  | 3204 | 413.2422 | 572.9123 | 583.6785 |  | 3204 | 0.008995% | 0.01216% | 0.01209% | 0.009472% | 0.01213% | 0.01142% |  | 3204 | 0.01216% | 0.01209% | 3204 | 47 | 0.0116% | 5739 | 0.0118% | 0.0117% |  | 3204 | 0.01213% | 0.01142% | 0.01178% |  | 3204 | 6116 | 0.0117% | 0.01211%
| May | 14 | 13 | 3205 | 417.9286 | 611.2441 | 606.5014 | 0.00892% | 0.01245% | 0.01206% | 0.01159% | 2864 | 0.01178% | 0.01168% |  | 8.6662 | 24.1821 | 22.8546 |  | 3205 | 409.2624 | 587.062 | 583.6469 |  | 3205 | 0.008909% | 0.01246% | 0.01209% | 0.009472% | 0.01213% | 0.01142% |  | 3205 | 0.01246% | 0.01209% | 3205 | 6152 | 0.0116% | 4566 | 0.0118% | 0.0117% |  | 3205 | 0.01213% | 0.01142% | 0.01178% |  | 3205 | 2864 | 0.0117% | 0.01141%
| May | 14 | 14 | 3206 | 416.0693 | 619.9298 | 606.3983 | 0.00888% | 0.01262% | 0.01206% | 0.01158% | 2941 | 0.01178% | 0.01168% |  | 8.6667 | 24.1828 | 22.8581 |  | 3206 | 407.4026 | 595.747 | 583.5402 |  | 3206 | 0.008868% | 0.01264% | 0.01208% | 0.009473% | 0.01213% | 0.01142% |  | 3206 | 0.01264% | 0.01208% | 3206 | 3067 | 0.0116% | 6038 | 0.0118% | 0.0117% |  | 3206 | 0.01213% | 0.01142% | 0.01178% |  | 3206 | 2941 | 0.0117% | 0.01149%
| May | 14 | 15 | 3207 | 413.5568 | 626.4465 | 604.926 | 0.008826% | 0.01276% | 0.01203% | 0.01158% | 682 | 0.01178% | 0.01168% |  | 8.6672 | 24.1836 | 22.8616 |  | 3207 | 404.8896 | 602.2629 | 582.0645 |  | 3207 | 0.008814% | 0.01278% | 0.01205% | 0.009473% | 0.01213% | 0.01143% |  | 3207 | 0.01278% | 0.01205% | 3207 | 1194 | 0.0116% | 1642 | 0.0118% | 0.0117% |  | 3207 | 0.01213% | 0.01143% | 0.01178% |  | 3207 | 682 | 0.0117% | 0.009446%
| May | 14 | 16 | 3208 | 413.8899 | 634.7692 | 602.4036 | 0.008834% | 0.01293% | 0.01198% | 0.01158% | 5597 | 0.01178% | 0.01168% |  | 8.6678 | 24.1843 | 22.8651 |  | 3208 | 405.2221 | 610.5849 | 579.5385 |  | 3208 | 0.008821% | 0.01296% | 0.012% | 0.009474% | 0.01214% | 0.01143% |  | 3208 | 0.01296% | 0.012% | 3208 | 260 | 0.0116% | 8468 | 0.0118% | 0.0117% |  | 3208 | 0.01214% | 0.01143% | 0.01178% |  | 3208 | 5597 | 0.0117% | 0.01237%
| May | 14 | 17 | 3209 | 415.7686 | 631.9019 | 601.2408 | 0.008874% | 0.01287% | 0.01196% | 0.01158% | 1586 | 0.01178% | 0.01168% |  | 8.6683 | 24.1851 | 22.8686 |  | 3209 | 407.1003 | 607.7168 | 578.3722 |  | 3209 | 0.008862% | 0.0129% | 0.01198% | 0.009475% | 0.01214% | 0.01143% |  | 3209 | 0.0129% | 0.01198% | 3209 | 77 | 0.0116% | 8061 | 0.0118% | 0.0117% |  | 3209 | 0.01214% | 0.01143% | 0.01178% |  | 3209 | 1586 | 0.0117% | 0.01018%
| May | 14 | 18 | 3210 | 419.0068 | 628.5039 | 601.8878 | 0.008943% | 0.0128% | 0.01197% | 0.01158% | 3549 | 0.01178% | 0.01168% |  | 8.6688 | 24.1858 | 22.8721 |  | 3210 | 410.3379 | 604.3181 | 579.0157 |  | 3210 | 0.008932% | 0.01283% | 0.01199% | 0.009475% | 0.01214% | 0.01143% |  | 3210 | 0.01283% | 0.01199% | 3210 | 3438 | 0.0116% | 4656 | 0.0118% | 0.0117% |  | 3210 | 0.01214% | 0.01143% | 0.01178% |  | 3210 | 3549 | 0.0117% | 0.01212%
| May | 14 | 19 | 3211 | 420.9579 | 621.0935 | 599.0653 | 0.008984% | 0.01265% | 0.01191% | 0.01158% | 914 | 0.01178% | 0.01168% |  | 8.6694 | 24.1866 | 22.8756 |  | 3211 | 412.2886 | 596.9069 | 576.1897 |  | 3211 | 0.008975% | 0.01267% | 0.01193% | 0.009476% | 0.01214% | 0.01143% |  | 3211 | 0.01267% | 0.01193% | 3211 | 8420 | 0.0116% | 3702 | 0.0118% | 0.0117% |  | 3211 | 0.01214% | 0.01143% | 0.01178% |  | 3211 | 914 | 0.0117% | 0.009613%
| May | 14 | 20 | 3212 | 426.0056 | 611.4675 | 598.015 | 0.009092% | 0.01245% | 0.01189% | 0.01158% | 8247 | 0.01178% | 0.01168% |  | 8.6699 | 24.1874 | 22.8791 |  | 3212 | 417.3357 | 587.2801 | 575.1359 |  | 3212 | 0.009085% | 0.01246% | 0.01191% | 0.009476% | 0.01214% | 0.01144% |  | 3212 | 0.01246% | 0.01191% | 3212 | 3489 | 0.0116% | 3624 | 0.0118% | 0.0117% |  | 3212 | 0.01214% | 0.01144% | 0.01179% |  | 3212 | 8247 | 0.0117% | 0.01139%
| May | 14 | 21 | 3213 | 429.234 | 602.5583 | 595.6988 | 0.009161% | 0.01227% | 0.01185% | 0.01158% | 8460 | 0.01178% | 0.01168% |  | 8.6704 | 24.1881 | 22.8826 |  | 3213 | 420.5635 | 578.3702 | 572.8162 |  | 3213 | 0.009155% | 0.01228% | 0.01186% | 0.009477% | 0.01214% | 0.01144% |  | 3213 | 0.01228% | 0.01186% | 3213 | 7916 | 0.0116% | 1354 | 0.0118% | 0.0117% |  | 3213 | 0.01214% | 0.01144% | 0.01179% |  | 3213 | 8460 | 0.0117% | 0.01122%
| May | 14 | 22 | 3214 | 420.1283 | 576.8547 | 582.4206 | 0.008967% | 0.01175% | 0.01158% | 0.01158% | 3416 | 0.01178% | 0.01168% |  | 8.671 | 24.1889 | 22.8861 |  | 3214 | 411.4573 | 552.6659 | 559.5346 |  | 3214 | 0.008957% | 0.01173% | 0.01159% | 0.009477% | 0.01214% | 0.01144% |  | 3214 | 0.01173% | 0.01159% | 3214 | 5594 | 0.0116% | 4583 | 0.0118% | 0.0117% |  | 3214 | 0.01214% | 0.01144% | 0.01179% |  | 3214 | 3416 | 0.0117% | 0.01199%
| May | 14 | 23 | 3215 | 411.9801 | 554.4002 | 569.8645 | 0.008793% | 0.01129% | 0.01133% | 0.01158% | 4159 | 0.01178% | 0.01168% |  | 8.6715 | 24.1896 | 22.8896 |  | 3215 | 403.3085 | 530.2106 | 546.9749 |  | 3215 | 0.008779% | 0.01125% | 0.01133% | 0.009478% | 0.01214% | 0.01144% |  | 3215 | 0.01125% | 0.01133% | 3215 | 3382 | 0.0116% | 4152 | 0.0118% | 0.0117% |  | 3215 | 0.01214% | 0.01144% | 0.01179% |  | 3215 | 4159 | 0.0117% | 0.01258%
| May | 15 | 0 | 3216 | 407.3178 | 543.2288 | 564.632 | 0.008693% | 0.01106% | 0.01123% | 0.01158% | 523 | 0.01178% | 0.01168% |  | 8.6721 | 24.1904 | 22.8931 |  | 3216 | 398.6457 | 519.0384 | 541.7389 |  | 3216 | 0.008678% | 0.01102% | 0.01122% | 0.009479% | 0.01214% | 0.01144% |  | 3216 | 0.01102% | 0.01122% | 3216 | 2922 | 0.0116% | 2944 | 0.0118% | 0.0117% |  | 3216 | 0.01214% | 0.01144% | 0.01179% |  | 3216 | 523 | 0.0117% | 0.009346%
| May | 15 | 1 | 3217 | 410.537 | 535.2691 | 559.9715 | 0.008762% | 0.0109% | 0.01113% | 0.01158% | 4471 | 0.01178% | 0.01168% |  | 8.6726 | 24.1911 | 22.8966 |  | 3217 | 401.8644 | 511.078 | 537.075 |  | 3217 | 0.008748% | 0.01085% | 0.01112% | 0.009479% | 0.01214% | 0.01144% |  | 3217 | 0.01085% | 0.01112% | 3217 | 11 | 0.01159% | 1562 | 0.0118% | 0.0117% |  | 3217 | 0.01214% | 0.01144% | 0.01179% |  | 3217 | 4471 | 0.0117% | 0.01269%
| May | 15 | 2 | 3218 | 412.9984 | 530.8471 | 558.9494 | 0.008815% | 0.01081% | 0.01111% | 0.01158% | 8218 | 0.01178% | 0.01168% |  | 8.6731 | 24.1919 | 22.9001 |  | 3218 | 404.3252 | 506.6552 | 536.0493 |  | 3218 | 0.008801% | 0.01075% | 0.0111% | 0.00948% | 0.01214% | 0.01145% |  | 3218 | 0.01075% | 0.0111% | 3218 | 1878 | 0.01159% | 5386 | 0.0118% | 0.0117% |  | 3218 | 0.01214% | 0.01145% | 0.01179% |  | 3218 | 8218 | 0.0117% | 0.01142%
| May | 15 | 3 | 3219 | 414.288 | 529.3483 | 560.3466 | 0.008842% | 0.01078% | 0.01114% | 0.01158% | 5887 | 0.01178% | 0.01168% |  | 8.6737 | 24.1926 | 22.9036 |  | 3219 | 405.6144 | 505.1557 | 537.4431 |  | 3219 | 0.008829% | 0.01072% | 0.01113% | 0.00948% | 0.01214% | 0.01145% |  | 3219 | 0.01072% | 0.01113% | 3219 | 1302 | 0.01159% | 8435 | 0.0118% | 0.0117% |  | 3219 | 0.01214% | 0.01145% | 0.01179% |  | 3219 | 5887 | 0.0117% | 0.01221%
| May | 15 | 4 | 3220 | 427.7347 | 535.9487 | 561.9689 | 0.009129% | 0.01091% | 0.01117% | 0.01158% | 1345 | 0.01178% | 0.01168% |  | 8.6742 | 24.1934 | 22.907 |  | 3220 | 419.0604 | 511.7554 | 539.0618 |  | 3220 | 0.009122% | 0.01086% | 0.01116% | 0.009481% | 0.01214% | 0.01145% |  | 3220 | 0.01086% | 0.01116% | 3220 | 3062 | 0.01159% | 1757 | 0.0118% | 0.0117% |  | 3220 | 0.01214% | 0.01145% | 0.01179% |  | 3220 | 1345 | 0.0117% | 0.009975%
| May | 15 | 5 | 3221 | 444.73 | 540.1008 | 549.047 | 0.009492% | 0.011% | 0.01092% | 0.01158% | 225 | 0.01178% | 0.01168% |  | 8.6748 | 24.1941 | 22.9105 |  | 3221 | 436.0552 | 515.9067 | 526.1365 |  | 3221 | 0.009492% | 0.01095% | 0.0109% | 0.009482% | 0.01214% | 0.01145% |  | 3221 | 0.01095% | 0.0109% | 3221 | 7793 | 0.01159% | 3838 | 0.0118% | 0.0117% |  | 3221 | 0.01214% | 0.01145% | 0.0118% |  | 3221 | 225 | 0.0117% | 0.009202%
| May | 15 | 6 | 3222 | 461.7226 | 559.027 | 565.1759 | 0.009854% | 0.01138% | 0.01124% | 0.01158% | 1633 | 0.01178% | 0.01168% |  | 8.6753 | 24.1949 | 22.914 |  | 3222 | 453.0472 | 534.8321 | 542.2619 |  | 3222 | 0.009862% | 0.01135% | 0.01123% | 0.009482% | 0.01214% | 0.01145% |  | 3222 | 0.01135% | 0.01123% | 3222 | 7756 | 0.01159% | 5934 | 0.0118% | 0.0117% |  | 3222 | 0.01214% | 0.01145% | 0.0118% |  | 3222 | 1633 | 0.0117% | 0.01021%
| May | 15 | 7 | 3223 | 463.6176 | 575.7562 | 573.8311 | 0.009895% | 0.01172% | 0.01141% | 0.01158% | 1068 | 0.01178% | 0.01168% |  | 8.6759 | 24.1956 | 22.9175 |  | 3223 | 454.9418 | 551.5606 | 550.9136 |  | 3223 | 0.009903% | 0.01171% | 0.01141% | 0.009483% | 0.01214% | 0.01145% |  | 3223 | 0.01171% | 0.01141% | 3223 | 7747 | 0.01159% | 6041 | 0.0118% | 0.01169% |  | 3223 | 0.01214% | 0.01145% | 0.0118% |  | 3223 | 1068 | 0.01169% | 0.009737%
| May | 15 | 8 | 3224 | 459.0477 | 581.9005 | 570.0146 | 0.009797% | 0.01185% | 0.01133% | 0.01158% | 693 | 0.01178% | 0.01168% |  | 8.6764 | 24.1963 | 22.921 |  | 3224 | 450.3713 | 557.7041 | 547.0936 |  | 3224 | 0.009804% | 0.01184% | 0.01133% | 0.009483% | 0.01214% | 0.01146% |  | 3224 | 0.01184% | 0.01133% | 3224 | 8479 | 0.01159% | 3404 | 0.0118% | 0.01169% |  | 3224 | 0.01214% | 0.01146% | 0.0118% |  | 3224 | 693 | 0.01169% | 0.009453%
| May | 15 | 9 | 3225 | 455.3696 | 590.7166 | 474.5823 | 0.009719% | 0.01203% | 0.009437% | 0.01158% | 1462 | 0.01178% | 0.01168% |  | 8.677 | 24.1971 | 22.9245 |  | 3225 | 446.6926 | 566.5195 | 451.6579 |  | 3225 | 0.009724% | 0.01202% | 0.009353% | 0.009484% | 0.01214% | 0.01146% |  | 3225 | 0.01202% | 0.009353% | 3225 | 3747 | 0.01159% | 43 | 0.0118% | 0.01169% |  | 3225 | 0.01214% | 0.01146% | 0.0118% |  | 3225 | 1462 | 0.01169% | 0.01007%
| May | 15 | 10 | 3226 | 456.2929 | 605.7049 | 567.2295 | 0.009739% | 0.01233% | 0.01128% | 0.01158% | 4417 | 0.01178% | 0.01168% |  | 8.6775 | 24.1978 | 22.928 |  | 3226 | 447.6154 | 581.5071 | 544.3016 |  | 3226 | 0.009744% | 0.01234% | 0.01127% | 0.009485% | 0.01214% | 0.01146% |  | 3226 | 0.01234% | 0.01127% | 3226 | 753 | 0.01159% | 4831 | 0.0118% | 0.01169% |  | 3226 | 0.01214% | 0.01146% | 0.0118% |  | 3226 | 4417 | 0.01169% | 0.01268%
| May | 15 | 11 | 3227 | 453.6814 | 619.0827 | 570.9148 | 0.009683% | 0.01261% | 0.01135% | 0.01158% | 6067 | 0.01178% | 0.01168% |  | 8.6781 | 24.1986 | 22.9314 |  | 3227 | 445.0033 | 594.8841 | 547.9833 |  | 3227 | 0.009687% | 0.01263% | 0.01135% | 0.009485% | 0.01214% | 0.01146% |  | 3227 | 0.01263% | 0.01135% | 3227 | 4514 | 0.01159% | 2942 | 0.0118% | 0.01169% |  | 3227 | 0.01214% | 0.01146% | 0.0118% |  | 3227 | 6067 | 0.01169% | 0.01213%
| May | 15 | 12 | 3228 | 457.479 | 632.1346 | 569.602 | 0.009764% | 0.01287% | 0.01133% | 0.01158% | 6091 | 0.01178% | 0.01168% |  | 8.6786 | 24.1993 | 22.9349 |  | 3228 | 448.8004 | 607.9353 | 546.667 |  | 3228 | 0.009769% | 0.0129% | 0.01132% | 0.009486% | 0.01214% | 0.01146% |  | 3228 | 0.0129% | 0.01132% | 3228 | 5848 | 0.01159% | 3539 | 0.0118% | 0.01169% |  | 3228 | 0.01214% | 0.01146% | 0.0118% |  | 3228 | 6091 | 0.01169% | 0.01212%
| May | 15 | 13 | 3229 | 455.8937 | 640.9042 | 565.5229 | 0.00973% | 0.01305% | 0.01125% | 0.01158% | 1320 | 0.01178% | 0.01168% |  | 8.6792 | 24.2001 | 22.9384 |  | 3229 | 447.2145 | 616.7041 | 542.5845 |  | 3229 | 0.009735% | 0.01309% | 0.01124% | 0.009486% | 0.01214% | 0.01146% |  | 3229 | 0.01309% | 0.01124% | 3229 | 8412 | 0.01159% | 295 | 0.0118% | 0.01169% |  | 3229 | 0.01214% | 0.01146% | 0.0118% |  | 3229 | 1320 | 0.01169% | 0.009953%
| May | 15 | 14 | 3230 | 455.9794 | 651.2284 | 566.77 | 0.009732% | 0.01326% | 0.01127% | 0.01157% | 3381 | 0.01178% | 0.01167% |  | 8.6797 | 24.2008 | 22.9419 |  | 3230 | 447.2997 | 627.0276 | 543.8281 |  | 3230 | 0.009737% | 0.01331% | 0.01126% | 0.009487% | 0.01214% | 0.01147% |  | 3230 | 0.01331% | 0.01126% | 3230 | 3068 | 0.01159% | 5449 | 0.0118% | 0.01169% |  | 3230 | 0.01214% | 0.01147% | 0.0118% |  | 3230 | 3381 | 0.01169% | 0.01196%
| May | 15 | 15 | 3231 | 456.0867 | 655.4829 | 568.1672 | 0.009734% | 0.01335% | 0.0113% | 0.01157% | 7855 | 0.01178% | 0.01167% |  | 8.6803 | 24.2016 | 22.9454 |  | 3231 | 447.4065 | 631.2813 | 545.2219 |  | 3231 | 0.009739% | 0.0134% | 0.01129% | 0.009488% | 0.01214% | 0.01147% |  | 3231 | 0.0134% | 0.01129% | 3231 | 6129 | 0.01159% | 7246 | 0.0118% | 0.01169% |  | 3231 | 0.01214% | 0.01147% | 0.01181% |  | 3231 | 7855 | 0.01169% | 0.01166%
| May | 15 | 16 | 3232 | 455.7785 | 658.6854 | 566.6763 | 0.009728% | 0.01341% | 0.01127% | 0.01157% | 7544 | 0.01178% | 0.01167% |  | 8.6808 | 24.2023 | 22.9488 |  | 3232 | 447.0977 | 634.483 | 543.7274 |  | 3232 | 0.009732% | 0.01347% | 0.01126% | 0.009488% | 0.01214% | 0.01147% |  | 3232 | 0.01347% | 0.01126% | 3232 | 549 | 0.01159% | 358 | 0.01179% | 0.01169% |  | 3232 | 0.01214% | 0.01147% | 0.01181% |  | 3232 | 7544 | 0.01169% | 0.0118%
| May | 15 | 17 | 3233 | 456.8042 | 658.9833 | 564.5101 | 0.00975% | 0.01342% | 0.01123% | 0.01157% | 3790 | 0.01177% | 0.01167% |  | 8.6814 | 24.2031 | 22.9523 |  | 3233 | 448.1228 | 634.7802 | 541.5578 |  | 3233 | 0.009755% | 0.01347% | 0.01121% | 0.009489% | 0.01214% | 0.01147% |  | 3233 | 0.01347% | 0.01121% | 3233 | 1111 | 0.01159% | 6136 | 0.01179% | 0.01169% |  | 3233 | 0.01214% | 0.01147% | 0.01181% |  | 3233 | 3790 | 0.01169% | 0.01234%
| May | 15 | 18 | 3234 | 454.1517 | 656.5628 | 565.6635 | 0.009693% | 0.01337% | 0.01125% | 0.01157% | 1137 | 0.01177% | 0.01167% |  | 8.6819 | 24.2038 | 22.9558 |  | 3234 | 445.4697 | 632.359 | 542.7077 |  | 3234 | 0.009697% | 0.01342% | 0.01124% | 0.009489% | 0.01214% | 0.01147% |  | 3234 | 0.01342% | 0.01124% | 3234 | 8210 | 0.01159% | 7906 | 0.01179% | 0.01169% |  | 3234 | 0.01214% | 0.01147% | 0.01181% |  | 3234 | 1137 | 0.01169% | 0.009795%
| May | 15 | 19 | 3235 | 454.5354 | 645.9779 | 575.1814 | 0.009701% | 0.01315% | 0.01144% | 0.01157% | 732 | 0.01177% | 0.01167% |  | 8.6825 | 24.2045 | 22.9593 |  | 3235 | 445.8529 | 621.7733 | 552.2222 |  | 3235 | 0.009705% | 0.0132% | 0.01144% | 0.00949% | 0.01215% | 0.01148% |  | 3235 | 0.0132% | 0.01144% | 3235 | 2775 | 0.01159% | 1021 | 0.01179% | 0.01169% |  | 3235 | 0.01215% | 0.01148% | 0.01181% |  | 3235 | 732 | 0.01169% | 0.00948%
| May | 15 | 20 | 3236 | 459.4366 | 636.3146 | 579.8138 | 0.009806% | 0.01296% | 0.01153% | 0.01157% | 8024 | 0.01177% | 0.01167% |  | 8.6831 | 24.2053 | 22.9627 |  | 3236 | 450.7535 | 612.1093 | 556.8511 |  | 3236 | 0.009812% | 0.01299% | 0.01153% | 0.009491% | 0.01215% | 0.01148% |  | 3236 | 0.01299% | 0.01153% | 3236 | 1175 | 0.01159% | 5451 | 0.01179% | 0.01169% |  | 3236 | 0.01215% | 0.01148% | 0.01181% |  | 3236 | 8024 | 0.01169% | 0.01155%
| May | 15 | 21 | 3237 | 451.6282 | 624.1657 | 572.2276 | 0.009639% | 0.01271% | 0.01138% | 0.01157% | 8244 | 0.01177% | 0.01167% |  | 8.6836 | 24.206 | 22.9662 |  | 3237 | 442.9445 | 599.9596 | 549.2614 |  | 3237 | 0.009642% | 0.01273% | 0.01137% | 0.009491% | 0.01215% | 0.01148% |  | 3237 | 0.01273% | 0.01137% | 3237 | 6010 | 0.01159% | 5763 | 0.01179% | 0.01169% |  | 3237 | 0.01215% | 0.01148% | 0.01181% |  | 3237 | 8244 | 0.01169% | 0.0114%
| May | 15 | 22 | 3238 | 439.4011 | 602.0649 | 559.0057 | 0.009378% | 0.01226% | 0.01112% | 0.01157% | 198 | 0.01177% | 0.01167% |  | 8.6842 | 24.2068 | 22.9697 |  | 3238 | 430.7169 | 577.8581 | 536.036 |  | 3238 | 0.009376% | 0.01226% | 0.0111% | 0.009492% | 0.01215% | 0.01148% |  | 3238 | 0.01226% | 0.0111% | 3238 | 3720 | 0.01159% | 2924 | 0.01179% | 0.01169% |  | 3238 | 0.01215% | 0.01148% | 0.01181% |  | 3238 | 198 | 0.01169% | 0.009191%
| May | 15 | 23 | 3239 | 426.8782 | 581.4443 | 549.6284 | 0.009111% | 0.01184% | 0.01093% | 0.01157% | 4610 | 0.01177% | 0.01167% |  | 8.6847 | 24.2075 | 22.9731 |  | 3239 | 418.1935 | 557.2368 | 526.6553 |  | 3239 | 0.009103% | 0.01183% | 0.01091% | 0.009493% | 0.01215% | 0.01148% |  | 3239 | 0.01183% | 0.01091% | 3239 | 6417 | 0.01159% | 490 | 0.01179% | 0.01169% |  | 3239 | 0.01215% | 0.01148% | 0.01181% |  | 3239 | 4610 | 0.01169% | 0.01271%
| May | 16 | 0 | 3240 | 421.1771 | 567.117 | 545.5399 | 0.008989% | 0.01155% | 0.01085% | 0.01157% | 8106 | 0.01177% | 0.01167% |  | 8.6853 | 24.2083 | 22.9766 |  | 3240 | 412.4918 | 542.9087 | 522.5634 |  | 3240 | 0.008979% | 0.01152% | 0.01082% | 0.009493% | 0.01215% | 0.01148% |  | 3240 | 0.01152% | 0.01082% | 3240 | 255 | 0.01159% | 3127 | 0.01179% | 0.01169% |  | 3240 | 0.01215% | 0.01148% | 0.01182% |  | 3240 | 8106 | 0.01169% | 0.0115%
| May | 16 | 1 | 3241 | 419.2384 | 560.1535 | 546.2807 | 0.008948% | 0.01141% | 0.01086% | 0.01157% | 8246 | 0.01177% | 0.01167% |  | 8.6859 | 24.209 | 22.9801 |  | 3241 | 410.5525 | 535.9445 | 523.3007 |  | 3241 | 0.008937% | 0.01138% | 0.01084% | 0.009494% | 0.01215% | 0.01149% |  | 3241 | 0.01138% | 0.01084% | 3241 | 1592 | 0.01159% | 3392 | 0.01179% | 0.01169% |  | 3241 | 0.01215% | 0.01149% | 0.01182% |  | 3241 | 8246 | 0.01169% | 0.01139%
| May | 16 | 2 | 3242 | 422.489 | 554.8377 | 546.684 | 0.009017% | 0.0113% | 0.01087% | 0.01157% | 7820 | 0.01177% | 0.01167% |  | 8.6864 | 24.2097 | 22.9835 |  | 3242 | 413.8026 | 530.628 | 523.7005 |  | 3242 | 0.009008% | 0.01126% | 0.01085% | 0.009494% | 0.01215% | 0.01149% |  | 3242 | 0.01126% | 0.01085% | 3242 | 6971 | 0.01159% | 3398 | 0.01179% | 0.01169% |  | 3242 | 0.01215% | 0.01149% | 0.01182% |  | 3242 | 7820 | 0.01169% | 0.01168%
| May | 16 | 3 | 3243 | 422.7683 | 553.7113 | 541.8266 | 0.009023% | 0.01128% | 0.01077% | 0.01157% | 42 | 0.01177% | 0.01167% |  | 8.687 | 24.2105 | 22.987 |  | 3243 | 414.0813 | 529.5008 | 518.8396 |  | 3243 | 0.009014% | 0.01124% | 0.01074% | 0.009495% | 0.01215% | 0.01149% |  | 3243 | 0.01124% | 0.01074% | 3243 | 3724 | 0.01158% | 3030 | 0.01179% | 0.01169% |  | 3243 | 0.01215% | 0.01149% | 0.01182% |  | 3243 | 42 | 0.01169% | 0.009137%
| May | 16 | 4 | 3244 | 434.5495 | 557.0534 | 549.6003 | 0.009275% | 0.01134% | 0.01093% | 0.01157% | 4153 | 0.01177% | 0.01167% |  | 8.6876 | 24.2112 | 22.9904 |  | 3244 | 425.862 | 532.8422 | 526.6099 |  | 3244 | 0.00927% | 0.01131% | 0.01091% | 0.009496% | 0.01215% | 0.01149% |  | 3244 | 0.01131% | 0.01091% | 3244 | 8458 | 0.01158% | 2937 | 0.01179% | 0.01169% |  | 3244 | 0.01215% | 0.01149% | 0.01182% |  | 3244 | 4153 | 0.01169% | 0.01258%
| May | 16 | 5 | 3245 | 449.1798 | 562.4901 | 564.8946 | 0.009587% | 0.01145% | 0.01123% | 0.01157% | 8454 | 0.01177% | 0.01167% |  | 8.6881 | 24.212 | 22.9939 |  | 3245 | 440.4917 | 538.2782 | 541.9007 |  | 3245 | 0.009589% | 0.01142% | 0.01122% | 0.009496% | 0.01215% | 0.01149% |  | 3245 | 0.01142% | 0.01122% | 3245 | 992 | 0.01158% | 3560 | 0.01179% | 0.01169% |  | 3245 | 0.01215% | 0.01149% | 0.01182% |  | 3245 | 8454 | 0.01169% | 0.01123%
| May | 16 | 6 | 3246 | 464.296 | 582.4963 | 582.1487 | 0.009909% | 0.01186% | 0.01158% | 0.01157% | 3198 | 0.01177% | 0.01167% |  | 8.6887 | 24.2127 | 22.9974 |  | 3246 | 455.6073 | 558.2836 | 559.1514 |  | 3246 | 0.009918% | 0.01185% | 0.01158% | 0.009497% | 0.01215% | 0.01149% |  | 3246 | 0.01185% | 0.01158% | 3246 | 8212 | 0.01158% | 3011 | 0.01179% | 0.01169% |  | 3246 | 0.01215% | 0.01149% | 0.01182% |  | 3246 | 3198 | 0.01169% | 0.01177%
| May | 16 | 7 | 3247 | 473.6296 | 600.082 | 591.8166 | 0.01011% | 0.01222% | 0.01177% | 0.01157% | 5842 | 0.01177% | 0.01167% |  | 8.6893 | 24.2134 | 23.0008 |  | 3247 | 464.9403 | 575.8685 | 568.8158 |  | 3247 | 0.01012% | 0.01222% | 0.01178% | 0.009497% | 0.01215% | 0.0115% |  | 3247 | 0.01222% | 0.01178% | 3247 | 8092 | 0.01158% | 5737 | 0.01179% | 0.01169% |  | 3247 | 0.01215% | 0.0115% | 0.01182% |  | 3247 | 5842 | 0.01169% | 0.01223%
| May | 16 | 8 | 3248 | 470.8447 | 607.8647 | 591.0008 | 0.01005% | 0.01238% | 0.01175% | 0.01157% | 4663 | 0.01177% | 0.01167% |  | 8.6898 | 24.2142 | 23.0043 |  | 3248 | 462.1548 | 583.6505 | 567.9966 |  | 3248 | 0.01006% | 0.01239% | 0.01176% | 0.009498% | 0.01215% | 0.0115% |  | 3248 | 0.01239% | 0.01176% | 3248 | 1783 | 0.01158% | 4634 | 0.01179% | 0.01169% |  | 3248 | 0.01215% | 0.0115% | 0.01182% |  | 3248 | 4663 | 0.01169% | 0.01272%
| May | 16 | 9 | 3249 | 467.5098 | 609.196 | 582.5801 | 0.009978% | 0.01241% | 0.01158% | 0.01157% | 5639 | 0.01177% | 0.01167% |  | 8.6904 | 24.2149 | 23.0077 |  | 3249 | 458.8194 | 584.9811 | 559.5723 |  | 3249 | 0.009988% | 0.01242% | 0.01159% | 0.009499% | 0.01215% | 0.0115% |  | 3249 | 0.01242% | 0.01159% | 3249 | 2798 | 0.01158% | 3403 | 0.01179% | 0.01169% |  | 3249 | 0.01215% | 0.0115% | 0.01182% |  | 3249 | 5639 | 0.01169% | 0.01234%
| May | 16 | 10 | 3250 | 468.0556 | 618.5055 | 581.5955 | 0.00999% | 0.01259% | 0.01156% | 0.01157% | 190 | 0.01177% | 0.01167% |  | 8.691 | 24.2157 | 23.0112 |  | 3250 | 459.3647 | 594.2898 | 558.5843 |  | 3250 | 0.009999% | 0.01261% | 0.01157% | 0.009499% | 0.01215% | 0.0115% |  | 3250 | 0.01261% | 0.01157% | 3250 | 7963 | 0.01158% | 5373 | 0.01179% | 0.01169% |  | 3250 | 0.01215% | 0.0115% | 0.01183% |  | 3250 | 190 | 0.01169% | 0.009188%
| May | 16 | 11 | 3251 | 471.262 | 624.175 | 579.645 | 0.01006% | 0.01271% | 0.01153% | 0.01157% | 4657 | 0.01177% | 0.01167% |  | 8.6915 | 24.2164 | 23.0146 |  | 3251 | 462.5705 | 599.9586 | 556.6304 |  | 3251 | 0.01007% | 0.01273% | 0.01153% | 0.0095% | 0.01215% | 0.0115% |  | 3251 | 0.01273% | 0.01153% | 3251 | 8213 | 0.01158% | 57 | 0.01179% | 0.01169% |  | 3251 | 0.01215% | 0.0115% | 0.01183% |  | 3251 | 4657 | 0.01169% | 0.01272%
| May | 16 | 12 | 3252 | 464.6068 | 627.1447 | 580.7515 | 0.009916% | 0.01277% | 0.01155% | 0.01157% | 4777 | 0.01177% | 0.01167% |  | 8.6921 | 24.2171 | 23.0181 |  | 3252 | 455.9147 | 602.9276 | 557.7334 |  | 3252 | 0.009924% | 0.0128% | 0.01155% | 0.009501% | 0.01215% | 0.0115% |  | 3252 | 0.0128% | 0.01155% | 3252 | 5380 | 0.01158% | 1612 | 0.01179% | 0.01168% |  | 3252 | 0.01215% | 0.0115% | 0.01183% |  | 3252 | 4777 | 0.01168% | 0.01271%
| May | 16 | 13 | 3253 | 462.7757 | 637.9717 | 584.9431 | 0.009877% | 0.01299% | 0.01163% | 0.01156% | 3127 | 0.01177% | 0.01167% |  | 8.6927 | 24.2179 | 23.0215 |  | 3253 | 454.083 | 613.7538 | 561.9216 |  | 3253 | 0.009884% | 0.01303% | 0.01164% | 0.009501% | 0.01215% | 0.01151% |  | 3253 | 0.01303% | 0.01164% | 3253 | 6130 | 0.01158% | 3198 | 0.01179% | 0.01168% |  | 3253 | 0.01215% | 0.01151% | 0.01183% |  | 3253 | 3127 | 0.01168% | 0.01169%
| May | 16 | 14 | 3254 | 455.3785 | 632.3115 | 578.576 | 0.009719% | 0.01288% | 0.0115% | 0.01156% | 4804 | 0.01177% | 0.01167% |  | 8.6933 | 24.2186 | 23.025 |  | 3254 | 446.6852 | 608.0929 | 555.551 |  | 3254 | 0.009723% | 0.01291% | 0.0115% | 0.009502% | 0.01215% | 0.01151% |  | 3254 | 0.01291% | 0.0115% | 3254 | 5500 | 0.01158% | 8243 | 0.01179% | 0.01168% |  | 3254 | 0.01215% | 0.01151% | 0.01183% |  | 3254 | 4804 | 0.01168% | 0.0127%
| May | 16 | 15 | 3255 | 456.0526 | 645.2052 | 566.8075 | 0.009733% | 0.01314% | 0.01127% | 0.01156% | 1527 | 0.01177% | 0.01167% |  | 8.6938 | 24.2193 | 23.0284 |  | 3255 | 447.3587 | 620.9858 | 543.7791 |  | 3255 | 0.009738% | 0.01318% | 0.01126% | 0.009502% | 0.01215% | 0.01151% |  | 3255 | 0.01318% | 0.01126% | 3255 | 8686 | 0.01158% | 5830 | 0.01179% | 0.01168% |  | 3255 | 0.01215% | 0.01151% | 0.01183% |  | 3255 | 1527 | 0.01168% | 0.01013%
| May | 16 | 16 | 3256 | 457.0814 | 652.0477 | 557.2334 | 0.009755% | 0.01328% | 0.01108% | 0.01156% | 8245 | 0.01177% | 0.01167% |  | 8.6944 | 24.2201 | 23.0319 |  | 3256 | 448.387 | 627.8276 | 534.2015 |  | 3256 | 0.00976% | 0.01333% | 0.01106% | 0.009503% | 0.01215% | 0.01151% |  | 3256 | 0.01333% | 0.01106% | 3256 | 6443 | 0.01158% | 750 | 0.01179% | 0.01168% |  | 3256 | 0.01215% | 0.01151% | 0.01183% |  | 3256 | 8245 | 0.01168% | 0.01139%
| May | 16 | 17 | 3257 | 454.4093 | 644.8328 | 548.4844 | 0.009698% | 0.01313% | 0.01091% | 0.01156% | 3744 | 0.01177% | 0.01167% |  | 8.695 | 24.2208 | 23.0353 |  | 3257 | 445.7143 | 620.612 | 525.4491 |  | 3257 | 0.009702% | 0.01317% | 0.01088% | 0.009504% | 0.01215% | 0.01151% |  | 3257 | 0.01317% | 0.01088% | 3257 | 7 | 0.01158% | 4635 | 0.01178% | 0.01168% |  | 3257 | 0.01215% | 0.01151% | 0.01183% |  | 3257 | 3744 | 0.01168% | 0.0123%
| May | 16 | 18 | 3258 | 456.4872 | 635.8305 | 546.487 | 0.009743% | 0.01295% | 0.01087% | 0.01156% | 1070 | 0.01177% | 0.01167% |  | 8.6956 | 24.2215 | 23.0388 |  | 3258 | 447.7916 | 611.6089 | 523.4483 |  | 3258 | 0.009747% | 0.01298% | 0.01084% | 0.009504% | 0.01215% | 0.01152% |  | 3258 | 0.01298% | 0.01084% | 3258 | 7962 | 0.01158% | 1611 | 0.01178% | 0.01168% |  | 3258 | 0.01215% | 0.01152% | 0.01183% |  | 3258 | 1070 | 0.01168% | 0.009739%
| May | 16 | 19 | 3259 | 458.0489 | 629.9748 | 544.4991 | 0.009776% | 0.01283% | 0.01083% | 0.01156% | 3247 | 0.01177% | 0.01166% |  | 8.6962 | 24.2223 | 23.0422 |  | 3259 | 449.3527 | 605.7525 | 521.4569 |  | 3259 | 0.009781% | 0.01286% | 0.0108% | 0.009505% | 0.01215% | 0.01152% |  | 3259 | 0.01286% | 0.0108% | 3259 | 4344 | 0.01158% | 164 | 0.01178% | 0.01168% |  | 3259 | 0.01215% | 0.01152% | 0.01184% |  | 3259 | 3247 | 0.01168% | 0.01182%
| May | 16 | 20 | 3260 | 465.218 | 622.1362 | 542.9237 | 0.009929% | 0.01267% | 0.0108% | 0.01156% | 3393 | 0.01177% | 0.01166% |  | 8.6967 | 24.223 | 23.0456 |  | 3260 | 456.5213 | 597.9132 | 519.8781 |  | 3260 | 0.009938% | 0.01269% | 0.01077% | 0.009506% | 0.01215% | 0.01152% |  | 3260 | 0.01269% | 0.01077% | 3260 | 6298 | 0.01158% | 8372 | 0.01178% | 0.01168% |  | 3260 | 0.01215% | 0.01152% | 0.01184% |  | 3260 | 3393 | 0.01168% | 0.01197%
| May | 16 | 21 | 3261 | 463.7735 | 615.3961 | 537.7099 | 0.009898% | 0.01253% | 0.01069% | 0.01156% | 7249 | 0.01177% | 0.01166% |  | 8.6973 | 24.2237 | 23.0491 |  | 3261 | 455.0761 | 591.1724 | 514.6609 |  | 3261 | 0.009906% | 0.01255% | 0.01066% | 0.009506% | 0.01215% | 0.01152% |  | 3261 | 0.01255% | 0.01066% | 3261 | 7999 | 0.01158% | 4825 | 0.01178% | 0.01168% |  | 3261 | 0.01215% | 0.01152% | 0.01184% |  | 3261 | 7249 | 0.01168% | 0.01189%
| May | 16 | 22 | 3262 | 450.4683 | 593.5188 | 524.5068 | 0.009614% | 0.01209% | 0.01043% | 0.01156% | 8026 | 0.01177% | 0.01166% |  | 8.6979 | 24.2245 | 23.0525 |  | 3262 | 441.7704 | 569.2943 | 501.4543 |  | 3262 | 0.009616% | 0.01208% | 0.01038% | 0.009507% | 0.01216% | 0.01152% |  | 3262 | 0.01208% | 0.01038% | 3262 | 8211 | 0.01158% | 6764 | 0.01178% | 0.01168% |  | 3262 | 0.01216% | 0.01152% | 0.01184% |  | 3262 | 8026 | 0.01168% | 0.01155%
| May | 16 | 23 | 3263 | 439.501 | 574.6391 | 517.8677 | 0.00938% | 0.0117% | 0.0103% | 0.01156% | 2944 | 0.01177% | 0.01166% |  | 8.6985 | 24.2252 | 23.0559 |  | 3263 | 430.8025 | 550.4138 | 494.8118 |  | 3263 | 0.009378% | 0.01168% | 0.01025% | 0.009508% | 0.01216% | 0.01152% |  | 3263 | 0.01168% | 0.01025% | 3263 | 5377 | 0.01158% | 1463 | 0.01178% | 0.01168% |  | 3263 | 0.01216% | 0.01152% | 0.01184% |  | 3263 | 2944 | 0.01168% | 0.01149%
| May | 17 | 0 | 3264 | 432.655 | 563.6725 | 508.7811 | 0.009234% | 0.01148% | 0.01012% | 0.01156% | 6066 | 0.01177% | 0.01166% |  | 8.6991 | 24.2259 | 23.0594 |  | 3264 | 423.9559 | 539.4465 | 485.7218 |  | 3264 | 0.009229% | 0.01145% | 0.01006% | 0.009508% | 0.01216% | 0.01153% |  | 3264 | 0.01145% | 0.01006% | 3264 | 8652 | 0.01158% | 5696 | 0.01178% | 0.01168% |  | 3264 | 0.01216% | 0.01153% | 0.01184% |  | 3264 | 6066 | 0.01168% | 0.01213%
| May | 17 | 1 | 3265 | 431.187 | 559.2039 | 502.5922 | 0.009203% | 0.01139% | 0.009994% | 0.01156% | 6908 | 0.01177% | 0.01166% |  | 8.6997 | 24.2267 | 23.0628 |  | 3265 | 422.4874 | 534.9772 | 479.5294 |  | 3265 | 0.009197% | 0.01135% | 0.00993% | 0.009509% | 0.01216% | 0.01153% |  | 3265 | 0.01135% | 0.00993% | 3265 | 7907 | 0.01158% | 7242 | 0.01178% | 0.01168% |  | 3265 | 0.01216% | 0.01153% | 0.01184% |  | 3265 | 6908 | 0.01168% | 0.01194%
| May | 17 | 2 | 3266 | 432.8075 | 550.8812 | 500.5761 | 0.009237% | 0.01122% | 0.009954% | 0.01156% | 4590 | 0.01177% | 0.01166% |  | 8.7002 | 24.2274 | 23.0662 |  | 3266 | 424.1072 | 526.6538 | 477.5098 |  | 3266 | 0.009232% | 0.01118% | 0.009888% | 0.009509% | 0.01216% | 0.01153% |  | 3266 | 0.01118% | 0.009888% | 3266 | 7725 | 0.01158% | 5927 | 0.01178% | 0.01168% |  | 3266 | 0.01216% | 0.01153% | 0.01184% |  | 3266 | 4590 | 0.01168% | 0.01271%
| May | 17 | 3 | 3267 | 432.9466 | 553.8323 | 502.0764 | 0.00924% | 0.01128% | 0.009984% | 0.01156% | 4805 | 0.01177% | 0.01166% |  | 8.7008 | 24.2281 | 23.0697 |  | 3267 | 424.2458 | 529.6041 | 479.0067 |  | 3267 | 0.009235% | 0.01124% | 0.009919% | 0.00951% | 0.01216% | 0.01153% |  | 3267 | 0.01124% | 0.009919% | 3267 | 10 | 0.01157% | 4521 | 0.01178% | 0.01168% |  | 3267 | 0.01216% | 0.01153% | 0.01184% |  | 3267 | 4805 | 0.01168% | 0.0127%
| May | 17 | 4 | 3268 | 444.7487 | 555.6663 | 507.8059 | 0.009492% | 0.01132% | 0.0101% | 0.01156% | 5424 | 0.01176% | 0.01166% |  | 8.7014 | 24.2289 | 23.0731 |  | 3268 | 436.0473 | 531.4374 | 484.7328 |  | 3268 | 0.009492% | 0.01128% | 0.01004% | 0.009511% | 0.01216% | 0.01153% |  | 3268 | 0.01128% | 0.01004% | 3268 | 3575 | 0.01157% | 1610 | 0.01178% | 0.01168% |  | 3268 | 0.01216% | 0.01153% | 0.01184% |  | 3268 | 5424 | 0.01168% | 0.01246%
| May | 17 | 5 | 3269 | 462.1831 | 563.5049 | 519.9494 | 0.009864% | 0.01147% | 0.01034% | 0.01156% | 7935 | 0.01176% | 0.01166% |  | 8.702 | 24.2296 | 23.0765 |  | 3269 | 453.4811 | 539.2753 | 496.8729 |  | 3269 | 0.009871% | 0.01145% | 0.01029% | 0.009511% | 0.01216% | 0.01153% |  | 3269 | 0.01145% | 0.01029% | 3269 | 1294 | 0.01157% | 3416 | 0.01178% | 0.01168% |  | 3269 | 0.01216% | 0.01153% | 0.01185% |  | 3269 | 7935 | 0.01168% | 0.01161%
| May | 17 | 6 | 3270 | 476.0838 | 579.9082 | 534.8405 | 0.01016% | 0.01181% | 0.01064% | 0.01156% | 8267 | 0.01176% | 0.01166% |  | 8.7026 | 24.2303 | 23.08 |  | 3270 | 467.3812 | 555.6779 | 511.7605 |  | 3270 | 0.01017% | 0.01179% | 0.0106% | 0.009512% | 0.01216% | 0.01154% |  | 3270 | 0.01179% | 0.0106% | 3270 | 726 | 0.01157% | 4609 | 0.01178% | 0.01168% |  | 3270 | 0.01216% | 0.01154% | 0.01185% |  | 3270 | 8267 | 0.01168% | 0.01138%
| May | 17 | 7 | 3271 | 474.9751 | 594.189 | 543.2425 | 0.01014% | 0.0121% | 0.0108% | 0.01156% | 271 | 0.01176% | 0.01166% |  | 8.7032 | 24.2311 | 23.0834 |  | 3271 | 466.2719 | 569.958 | 520.1591 |  | 3271 | 0.01015% | 0.0121% | 0.01077% | 0.009513% | 0.01216% | 0.01154% |  | 3271 | 0.0121% | 0.01077% | 3271 | 6016 | 0.01157% | 5738 | 0.01178% | 0.01168% |  | 3271 | 0.01216% | 0.01154% | 0.01185% |  | 3271 | 271 | 0.01168% | 0.009219%
| May | 17 | 8 | 3272 | 466.0845 | 584.9633 | 537.5974 | 0.009948% | 0.01191% | 0.01069% | 0.01156% | 3030 | 0.01176% | 0.01166% |  | 8.7038 | 24.2318 | 23.0868 |  | 3272 | 457.3807 | 560.7315 | 514.5106 |  | 3272 | 0.009956% | 0.0119% | 0.01065% | 0.009513% | 0.01216% | 0.01154% |  | 3272 | 0.0119% | 0.01065% | 3272 | 5644 | 0.01157% | 3247 | 0.01178% | 0.01168% |  | 3272 | 0.01216% | 0.01154% | 0.01185% |  | 3272 | 3030 | 0.01168% | 0.01159%
| May | 17 | 9 | 3273 | 459.2173 | 600.3426 | 537.3911 | 0.009801% | 0.01223% | 0.01069% | 0.01156% | 2942 | 0.01176% | 0.01166% |  | 8.7044 | 24.2325 | 23.0902 |  | 3273 | 450.5129 | 576.1101 | 514.3009 |  | 3273 | 0.009807% | 0.01223% | 0.01065% | 0.009514% | 0.01216% | 0.01154% |  | 3273 | 0.01223% | 0.01065% | 3273 | 7790 | 0.01157% | 7941 | 0.01178% | 0.01168% |  | 3273 | 0.01216% | 0.01154% | 0.01185% |  | 3273 | 2942 | 0.01168% | 0.01149%
| May | 17 | 10 | 3274 | 455.715 | 609.7825 | 541.714 | 0.009726% | 0.01242% | 0.01077% | 0.01156% | 936 | 0.01176% | 0.01166% |  | 8.705 | 24.2333 | 23.0937 |  | 3274 | 447.0101 | 585.5492 | 518.6204 |  | 3274 | 0.00973% | 0.01243% | 0.01074% | 0.009515% | 0.01216% | 0.01154% |  | 3274 | 0.01243% | 0.01074% | 3274 | 3414 | 0.01157% | 7785 | 0.01178% | 0.01168% |  | 3274 | 0.01216% | 0.01154% | 0.01185% |  | 3274 | 936 | 0.01168% | 0.00963%
| May | 17 | 11 | 3275 | 457.4239 | 622.6855 | 538.7227 | 0.009763% | 0.01268% | 0.01071% | 0.01155% | 1452 | 0.01176% | 0.01166% |  | 8.7056 | 24.234 | 23.0971 |  | 3275 | 448.7183 | 598.4515 | 515.6256 |  | 3275 | 0.009768% | 0.0127% | 0.01068% | 0.009515% | 0.01216% | 0.01154% |  | 3275 | 0.0127% | 0.01068% | 3275 | 7812 | 0.01157% | 3053 | 0.01178% | 0.01168% |  | 3275 | 0.01216% | 0.01154% | 0.01185% |  | 3275 | 1452 | 0.01168% | 0.01007%
| May | 17 | 12 | 3276 | 457.5533 | 621.8755 | 531.3803 | 0.009765% | 0.01266% | 0.01057% | 0.01155% | 3415 | 0.01176% | 0.01166% |  | 8.7062 | 24.2347 | 23.1005 |  | 3276 | 448.8472 | 597.6408 | 508.2798 |  | 3276 | 0.00977% | 0.01268% | 0.01053% | 0.009516% | 0.01216% | 0.01155% |  | 3276 | 0.01268% | 0.01053% | 3276 | 8259 | 0.01157% | 8013 | 0.01178% | 0.01167% |  | 3276 | 0.01216% | 0.01155% | 0.01185% |  | 3276 | 3415 | 0.01167% | 0.01199%
| May | 17 | 13 | 3277 | 458.2306 | 622.4993 | 530.5457 | 0.00978% | 0.01268% | 0.01055% | 0.01155% | 902 | 0.01176% | 0.01166% |  | 8.7068 | 24.2354 | 23.1039 |  | 3277 | 449.5239 | 598.2638 | 507.4418 |  | 3277 | 0.009785% | 0.0127% | 0.01051% | 0.009517% | 0.01216% | 0.01155% |  | 3277 | 0.0127% | 0.01051% | 3277 | 6440 | 0.01157% | 3381 | 0.01178% | 0.01167% |  | 3277 | 0.01216% | 0.01155% | 0.01185% |  | 3277 | 902 | 0.01167% | 0.009604%
| May | 17 | 14 | 3278 | 455.1161 | 624.3332 | 530.18 | 0.009713% | 0.01271% | 0.01054% | 0.01155% | 7831 | 0.01176% | 0.01166% |  | 8.7074 | 24.2362 | 23.1073 |  | 3278 | 446.4087 | 600.0971 | 507.0727 |  | 3278 | 0.009717% | 0.01274% | 0.0105% | 0.009517% | 0.01216% | 0.01155% |  | 3278 | 0.01274% | 0.0105% | 3278 | 5766 | 0.01157% | 1582 | 0.01178% | 0.01167% |  | 3278 | 0.01216% | 0.01155% | 0.01186% |  | 3278 | 7831 | 0.01167% | 0.01167%
| May | 17 | 15 | 3279 | 458.3071 | 632.9073 | 523.8879 | 0.009782% | 0.01289% | 0.01042% | 0.01155% | 8275 | 0.01176% | 0.01166% |  | 8.7079 | 24.2369 | 23.1108 |  | 3279 | 449.5992 | 608.6704 | 500.7771 |  | 3279 | 0.009787% | 0.01292% | 0.01037% | 0.009518% | 0.01216% | 0.01155% |  | 3279 | 0.01292% | 0.01037% | 3279 | 1261 | 0.01157% | 4999 | 0.01178% | 0.01167% |  | 3279 | 0.01216% | 0.01155% | 0.01186% |  | 3279 | 8275 | 0.01167% | 0.01137%
| May | 17 | 16 | 3280 | 457.4912 | 635.7281 | 526.9074 | 0.009764% | 0.01295% | 0.01048% | 0.01155% | 1465 | 0.01176% | 0.01166% |  | 8.7085 | 24.2376 | 23.1142 |  | 3280 | 448.7827 | 611.4905 | 503.7932 |  | 3280 | 0.009769% | 0.01298% | 0.01043% | 0.009519% | 0.01216% | 0.01155% |  | 3280 | 0.01298% | 0.01043% | 3280 | 7953 | 0.01157% | 8335 | 0.01178% | 0.01167% |  | 3280 | 0.01216% | 0.01155% | 0.01186% |  | 3280 | 1465 | 0.01167% | 0.01008%
| May | 17 | 17 | 3281 | 453.6895 | 631.4085 | 522.5282 | 0.009683% | 0.01286% | 0.01039% | 0.01155% | 3011 | 0.01176% | 0.01166% |  | 8.7091 | 24.2383 | 23.1176 |  | 3281 | 444.9803 | 607.1701 | 499.4106 |  | 3281 | 0.009686% | 0.01289% | 0.01034% | 0.009519% | 0.01216% | 0.01155% |  | 3281 | 0.01289% | 0.01034% | 3281 | 7559 | 0.01157% | 1631 | 0.01178% | 0.01167% |  | 3281 | 0.01216% | 0.01155% | 0.01186% |  | 3281 | 3011 | 0.01167% | 0.01157%
| May | 17 | 18 | 3282 | 454.5862 | 622.5272 | 521.4498 | 0.009702% | 0.01268% | 0.01037% | 0.01155% | 938 | 0.01176% | 0.01166% |  | 8.7097 | 24.2391 | 23.121 |  | 3282 | 445.8764 | 598.2881 | 498.3288 |  | 3282 | 0.009706% | 0.0127% | 0.01032% | 0.00952% | 0.01216% | 0.01156% |  | 3282 | 0.0127% | 0.01032% | 3282 | 3744 | 0.01157% | 518 | 0.01178% | 0.01167% |  | 3282 | 0.01216% | 0.01156% | 0.01186% |  | 3282 | 938 | 0.01167% | 0.009632%
| May | 17 | 19 | 3283 | 453.8046 | 608.8608 | 518.0177 | 0.009685% | 0.0124% | 0.0103% | 0.01155% | 6969 | 0.01176% | 0.01166% |  | 8.7104 | 24.2398 | 23.1244 |  | 3283 | 445.0943 | 584.621 | 494.8933 |  | 3283 | 0.009689% | 0.01241% | 0.01025% | 0.009521% | 0.01216% | 0.01156% |  | 3283 | 0.01241% | 0.01025% | 3283 | 7794 | 0.01157% | 3767 | 0.01178% | 0.01167% |  | 3283 | 0.01216% | 0.01156% | 0.01186% |  | 3283 | 6969 | 0.01167% | 0.01194%
| May | 17 | 20 | 3284 | 455.3928 | 589.0688 | 514.4075 | 0.009719% | 0.012% | 0.01023% | 0.01155% | 5996 | 0.01176% | 0.01166% |  | 8.711 | 24.2405 | 23.1278 |  | 3284 | 446.6818 | 564.8283 | 491.2797 |  | 3284 | 0.009723% | 0.01199% | 0.01017% | 0.009521% | 0.01216% | 0.01156% |  | 3284 | 0.01199% | 0.01017% | 3284 | 2454 | 0.01157% | 7936 | 0.01178% | 0.01167% |  | 3284 | 0.01216% | 0.01156% | 0.01186% |  | 3284 | 5996 | 0.01167% | 0.01216%
| May | 17 | 21 | 3285 | 455.0801 | 580.141 | 517.6895 | 0.009713% | 0.01181% | 0.01029% | 0.01155% | 926 | 0.01176% | 0.01166% |  | 8.7116 | 24.2413 | 23.1312 |  | 3285 | 446.3685 | 555.8997 | 494.5583 |  | 3285 | 0.009717% | 0.0118% | 0.01024% | 0.009522% | 0.01216% | 0.01156% |  | 3285 | 0.0118% | 0.01024% | 3285 | 6079 | 0.01157% | 7374 | 0.01178% | 0.01167% |  | 3285 | 0.01216% | 0.01156% | 0.01186% |  | 3285 | 926 | 0.01167% | 0.009623%
| May | 17 | 22 | 3286 | 439.7231 | 515.8588 | 507.8247 | 0.009385% | 0.0105% | 0.0101% | 0.01155% | 8225 | 0.01176% | 0.01166% |  | 8.7122 | 24.242 | 23.1346 |  | 3286 | 431.011 | 491.6168 | 484.69 |  | 3286 | 0.009382% | 0.01043% | 0.01004% | 0.009522% | 0.01216% | 0.01156% |  | 3286 | 0.01043% | 0.01004% | 3286 | 1591 | 0.01157% | 1091 | 0.01178% | 0.01167% |  | 3286 | 0.01216% | 0.01156% | 0.01186% |  | 3286 | 8225 | 0.01167% | 0.01141%
| May | 17 | 23 | 3287 | 425.5074 | 495.0148 | 498.288 | 0.009082% | 0.01008% | 0.009908% | 0.01155% | 6899 | 0.01176% | 0.01166% |  | 8.7128 | 24.2427 | 23.138 |  | 3287 | 416.7946 | 470.7721 | 475.15 |  | 3287 | 0.009073% | 0.009992% | 0.00984% | 0.009523% | 0.01216% | 0.01156% |  | 3287 | 0.009992% | 0.00984% | 3287 | 2780 | 0.01157% | 7952 | 0.01178% | 0.01167% |  | 3287 | 0.01216% | 0.01156% | 0.01186% |  | 3287 | 6899 | 0.01167% | 0.01194%
| May | 18 | 0 | 3288 | 418.2627 | 490.3042 | 490.8519 | 0.008927% | 0.009984% | 0.00976% | 0.01155% | 1559 | 0.01176% | 0.01166% |  | 8.7134 | 24.2434 | 23.1415 |  | 3288 | 409.5493 | 466.0607 | 467.7104 |  | 3288 | 0.008915% | 0.009892% | 0.009686% | 0.009524% | 0.01216% | 0.01157% |  | 3288 | 0.009892% | 0.009686% | 3288 | 4515 | 0.01157% | 7917 | 0.01177% | 0.01167% |  | 3288 | 0.01216% | 0.01157% | 0.01187% |  | 3288 | 1559 | 0.01167% | 0.01015%
| May | 18 | 1 | 3289 | 416.7867 | 493.1529 | 485.7225 | 0.008895% | 0.01004% | 0.009658% | 0.01155% | 6801 | 0.01176% | 0.01166% |  | 8.714 | 24.2441 | 23.1449 |  | 3289 | 408.0727 | 468.9087 | 462.5776 |  | 3289 | 0.008883% | 0.009953% | 0.009579% | 0.009524% | 0.01217% | 0.01157% |  | 3289 | 0.009953% | 0.009579% | 3289 | 7562 | 0.01156% | 8461 | 0.01177% | 0.01167% |  | 3289 | 0.01217% | 0.01157% | 0.01187% |  | 3289 | 6801 | 0.01167% | 0.01196%
| May | 18 | 2 | 3290 | 419.1442 | 492.1009 | 484.3722 | 0.008946% | 0.01002% | 0.009632% | 0.01155% | 3405 | 0.01176% | 0.01166% |  | 8.7146 | 24.2449 | 23.1483 |  | 3290 | 410.4297 | 467.856 | 461.2239 |  | 3290 | 0.008934% | 0.00993% | 0.009551% | 0.009525% | 0.01217% | 0.01157% |  | 3290 | 0.00993% | 0.009551% | 3290 | 4397 | 0.01156% | 8144 | 0.01177% | 0.01167% |  | 3290 | 0.01217% | 0.01157% | 0.01187% |  | 3290 | 3405 | 0.01167% | 0.01198%
| May | 18 | 3 | 3291 | 421.2819 | 494.4655 | 483.4063 | 0.008991% | 0.01007% | 0.009612% | 0.01155% | 1630 | 0.01176% | 0.01165% |  | 8.7152 | 24.2456 | 23.1517 |  | 3291 | 412.5667 | 470.2199 | 460.2547 |  | 3291 | 0.008981% | 0.00998% | 0.009531% | 0.009526% | 0.01217% | 0.01157% |  | 3291 | 0.00998% | 0.009531% | 3291 | 8340 | 0.01156% | 5450 | 0.01177% | 0.01167% |  | 3291 | 0.01217% | 0.01157% | 0.01187% |  | 3291 | 1630 | 0.01167% | 0.01021%
| May | 18 | 4 | 3292 | 427.8438 | 500.0978 | 487.9168 | 0.009131% | 0.01018% | 0.009702% | 0.01155% | 3396 | 0.01176% | 0.01165% |  | 8.7158 | 24.2463 | 23.1551 |  | 3292 | 419.128 | 475.8515 | 464.7617 |  | 3292 | 0.009124% | 0.0101% | 0.009624% | 0.009526% | 0.01217% | 0.01157% |  | 3292 | 0.0101% | 0.009624% | 3292 | 6155 | 0.01156% | 5809 | 0.01177% | 0.01167% |  | 3292 | 0.01217% | 0.01157% | 0.01187% |  | 3292 | 3396 | 0.01167% | 0.01197%
| May | 18 | 5 | 3293 | 446.0009 | 513.8107 | 493.2712 | 0.009519% | 0.01046% | 0.009808% | 0.01155% | 2924 | 0.01176% | 0.01165% |  | 8.7164 | 24.247 | 23.1585 |  | 3293 | 437.2845 | 489.5637 | 470.1127 |  | 3293 | 0.009519% | 0.01039% | 0.009735% | 0.009527% | 0.01217% | 0.01157% |  | 3293 | 0.01039% | 0.009735% | 3293 | 4393 | 0.01156% | 2945 | 0.01177% | 0.01167% |  | 3293 | 0.01217% | 0.01157% | 0.01187% |  | 3293 | 2924 | 0.01167% | 0.01147%
| May | 18 | 6 | 3294 | 463.9748 | 535.3995 | 499.132 | 0.009903% | 0.0109% | 0.009925% | 0.01155% | 2937 | 0.01176% | 0.01165% |  | 8.717 | 24.2478 | 23.1619 |  | 3294 | 455.2577 | 511.1517 | 475.9701 |  | 3294 | 0.00991% | 0.01085% | 0.009857% | 0.009528% | 0.01217% | 0.01158% |  | 3294 | 0.01085% | 0.009857% | 3294 | 5846 | 0.01156% | 3549 | 0.01177% | 0.01167% |  | 3294 | 0.01217% | 0.01158% | 0.01187% |  | 3294 | 2937 | 0.01167% | 0.01149%
| May | 18 | 7 | 3295 | 477.3724 | 551.6446 | 503.7549 | 0.01019% | 0.01123% | 0.01002% | 0.01155% | 5550 | 0.01176% | 0.01165% |  | 8.7177 | 24.2485 | 23.1653 |  | 3295 | 468.6547 | 527.3961 | 480.5897 |  | 3295 | 0.0102% | 0.01119% | 0.009952% | 0.009528% | 0.01217% | 0.01158% |  | 3295 | 0.01119% | 0.009952% | 3295 | 6933 | 0.01156% | 5430 | 0.01177% | 0.01167% |  | 3295 | 0.01217% | 0.01158% | 0.01187% |  | 3295 | 5550 | 0.01167% | 0.01239%
| May | 18 | 8 | 3296 | 471.9086 | 558.2543 | 508.9124 | 0.01007% | 0.01137% | 0.01012% | 0.01155% | 8085 | 0.01176% | 0.01165% |  | 8.7183 | 24.2492 | 23.1686 |  | 3296 | 463.1904 | 534.0051 | 485.7438 |  | 3296 | 0.01008% | 0.01133% | 0.01006% | 0.009529% | 0.01217% | 0.01158% |  | 3296 | 0.01133% | 0.01006% | 3296 | 8669 | 0.01156% | 6893 | 0.01177% | 0.01167% |  | 3296 | 0.01217% | 0.01158% | 0.01187% |  | 3296 | 8085 | 0.01167% | 0.01151%
| May | 18 | 9 | 3297 | 470.7657 | 558.636 | 510.244 | 0.01005% | 0.01138% | 0.01015% | 0.01155% | 200 | 0.01176% | 0.01165% |  | 8.7189 | 24.2499 | 23.172 |  | 3297 | 462.0468 | 534.3861 | 487.072 |  | 3297 | 0.01006% | 0.01134% | 0.01009% | 0.00953% | 0.01217% | 0.01158% |  | 3297 | 0.01134% | 0.01009% | 3297 | 115 | 0.01156% | 1632 | 0.01177% | 0.01167% |  | 3297 | 0.01217% | 0.01158% | 0.01187% |  | 3297 | 200 | 0.01167% | 0.009192%
| May | 18 | 10 | 3298 | 472.8836 | 563.868 | 509.9533 | 0.01009% | 0.01148% | 0.01014% | 0.01155% | 691 | 0.01176% | 0.01165% |  | 8.7195 | 24.2506 | 23.1754 |  | 3298 | 464.1641 | 539.6173 | 486.7779 |  | 3298 | 0.0101% | 0.01145% | 0.01008% | 0.009531% | 0.01217% | 0.01158% |  | 3298 | 0.01145% | 0.01008% | 3298 | 3861 | 0.01156% | 733 | 0.01177% | 0.01167% |  | 3298 | 0.01217% | 0.01158% | 0.01188% |  | 3298 | 691 | 0.01167% | 0.009452%
| May | 18 | 11 | 3299 | 474.871 | 562.2109 | 506.4275 | 0.01014% | 0.01145% | 0.01007% | 0.01155% | 8360 | 0.01176% | 0.01165% |  | 8.7201 | 24.2514 | 23.1788 |  | 3299 | 466.1508 | 537.9595 | 483.2486 |  | 3299 | 0.01015% | 0.01142% | 0.01001% | 0.009531% | 0.01217% | 0.01159% |  | 3299 | 0.01142% | 0.01001% | 3299 | 5899 | 0.01156% | 5648 | 0.01177% | 0.01167% |  | 3299 | 0.01217% | 0.01159% | 0.01188% |  | 3299 | 8360 | 0.01167% | 0.0113%
| May | 18 | 12 | 3300 | 474.6522 | 560.4141 | 505.8086 | 0.01013% | 0.01141% | 0.01006% | 0.01155% | 7087 | 0.01176% | 0.01165% |  | 8.7207 | 24.2521 | 23.1822 |  | 3300 | 465.9314 | 536.162 | 482.6263 |  | 3300 | 0.01014% | 0.01138% | 0.009994% | 0.009532% | 0.01217% | 0.01159% |  | 3300 | 0.01138% | 0.009994% | 3300 | 6128 | 0.01156% | 2939 | 0.01177% | 0.01167% |  | 3300 | 0.01217% | 0.01159% | 0.01188% |  | 3300 | 7087 | 0.01167% | 0.01192%
| May | 18 | 13 | 3301 | 482.0457 | 559.3063 | 504.2144 | 0.01029% | 0.01139% | 0.01003% | 0.01155% | 7234 | 0.01175% | 0.01165% |  | 8.7214 | 24.2528 | 23.1856 |  | 3301 | 473.3243 | 535.0535 | 481.0288 |  | 3301 | 0.0103% | 0.01136% | 0.009961% | 0.009533% | 0.01217% | 0.01159% |  | 3301 | 0.01136% | 0.009961% | 3301 | 6153 | 0.01156% | 8414 | 0.01177% | 0.01166% |  | 3301 | 0.01217% | 0.01159% | 0.01188% |  | 3301 | 7234 | 0.01166% | 0.01189%
| May | 18 | 14 | 3302 | 483.6387 | 560.7027 | 505.2178 | 0.01032% | 0.01142% | 0.01005% | 0.01155% | 4446 | 0.01175% | 0.01165% |  | 8.722 | 24.2535 | 23.189 |  | 3302 | 474.9168 | 536.4492 | 482.0288 |  | 3302 | 0.01034% | 0.01139% | 0.009982% | 0.009533% | 0.01217% | 0.01159% |  | 3302 | 0.01139% | 0.009982% | 3302 | 2743 | 0.01156% | 165 | 0.01177% | 0.01166% |  | 3302 | 0.01217% | 0.01159% | 0.01188% |  | 3302 | 4446 | 0.01166% | 0.01269%
| May | 18 | 15 | 3303 | 486.4895 | 556.9696 | 504.4489 | 0.01038% | 0.01134% | 0.01003% | 0.01155% | 1202 | 0.01175% | 0.01165% |  | 8.7226 | 24.2542 | 23.1924 |  | 3303 | 477.7669 | 532.7154 | 481.2565 |  | 3303 | 0.0104% | 0.01131% | 0.009966% | 0.009534% | 0.01217% | 0.01159% |  | 3303 | 0.01131% | 0.009966% | 3303 | 4540 | 0.01156% | 537 | 0.01177% | 0.01166% |  | 3303 | 0.01217% | 0.01159% | 0.01188% |  | 3303 | 1202 | 0.01166% | 0.009851%
| May | 18 | 16 | 3304 | 489.484 | 555.1263 | 504.3645 | 0.01045% | 0.0113% | 0.01003% | 0.01155% | 7934 | 0.01175% | 0.01165% |  | 8.7232 | 24.255 | 23.1958 |  | 3304 | 480.7607 | 530.8714 | 481.1687 |  | 3304 | 0.01047% | 0.01127% | 0.009964% | 0.009535% | 0.01217% | 0.01159% |  | 3304 | 0.01127% | 0.009964% | 3304 | 6965 | 0.01156% | 3393 | 0.01177% | 0.01166% |  | 3304 | 0.01217% | 0.01159% | 0.01188% |  | 3304 | 7934 | 0.01166% | 0.01161%
| May | 18 | 17 | 3305 | 488.1904 | 552.9572 | 503.2955 | 0.01042% | 0.01126% | 0.01001% | 0.01155% | 3053 | 0.01175% | 0.01165% |  | 8.7238 | 24.2557 | 23.1991 |  | 3305 | 479.4665 | 528.7015 | 480.0963 |  | 3305 | 0.01044% | 0.01122% | 0.009942% | 0.009535% | 0.01217% | 0.0116% |  | 3305 | 0.01122% | 0.009942% | 3305 | 87 | 0.01156% | 7954 | 0.01177% | 0.01166% |  | 3305 | 0.01217% | 0.0116% | 0.01188% |  | 3305 | 3053 | 0.01166% | 0.01161%
| May | 18 | 18 | 3306 | 485.7736 | 543.5453 | 501.5888 | 0.01037% | 0.01107% | 0.009974% | 0.01155% | 3601 | 0.01175% | 0.01165% |  | 8.7245 | 24.2564 | 23.2025 |  | 3306 | 477.0491 | 519.2889 | 478.3863 |  | 3306 | 0.01038% | 0.01102% | 0.009907% | 0.009536% | 0.01217% | 0.0116% |  | 3306 | 0.01102% | 0.009907% | 3306 | 93 | 0.01156% | 6918 | 0.01177% | 0.01166% |  | 3306 | 0.01217% | 0.0116% | 0.01188% |  | 3306 | 3601 | 0.01166% | 0.01217%
| May | 18 | 19 | 3307 | 483.5685 | 532.6811 | 499.6571 | 0.01032% | 0.01085% | 0.009935% | 0.01155% | 1111 | 0.01175% | 0.01165% |  | 8.7251 | 24.2571 | 23.2059 |  | 3307 | 474.8434 | 508.424 | 476.4512 |  | 3307 | 0.01034% | 0.01079% | 0.009867% | 0.009537% | 0.01217% | 0.0116% |  | 3307 | 0.01079% | 0.009867% | 3307 | 8743 | 0.01156% | 757 | 0.01177% | 0.01166% |  | 3307 | 0.01217% | 0.0116% | 0.01189% |  | 3307 | 1111 | 0.01166% | 0.009773%
| May | 18 | 20 | 3308 | 482.5342 | 533.9658 | 497.2284 | 0.0103% | 0.01087% | 0.009887% | 0.01155% | 8252 | 0.01175% | 0.01165% |  | 8.7257 | 24.2578 | 23.2093 |  | 3308 | 473.8085 | 509.708 | 474.0191 |  | 3308 | 0.01031% | 0.01082% | 0.009816% | 0.009537% | 0.01217% | 0.0116% |  | 3308 | 0.01082% | 0.009816% | 3308 | 4538 | 0.01156% | 1100 | 0.01176% | 0.01166% |  | 3308 | 0.01217% | 0.0116% | 0.01189% |  | 3308 | 8252 | 0.01166% | 0.01139%
| May | 18 | 21 | 3309 | 478.6045 | 537.4941 | 495.8781 | 0.01021% | 0.01095% | 0.00986% | 0.01155% | 5544 | 0.01175% | 0.01165% |  | 8.7263 | 24.2585 | 23.2127 |  | 3309 | 469.8781 | 513.2356 | 472.6654 |  | 3309 | 0.01023% | 0.01089% | 0.009788% | 0.009538% | 0.01217% | 0.0116% |  | 3309 | 0.01089% | 0.009788% | 3309 | 2189 | 0.01156% | 8460 | 0.01176% | 0.01166% |  | 3309 | 0.01217% | 0.0116% | 0.01189% |  | 3309 | 5544 | 0.01166% | 0.0124%
| May | 18 | 22 | 3310 | 461.8284 | 532.7276 | 488.0668 | 0.009857% | 0.01085% | 0.009705% | 0.01155% | 4295 | 0.01175% | 0.01165% |  | 8.727 | 24.2593 | 23.216 |  | 3310 | 453.1014 | 508.4684 | 464.8508 |  | 3310 | 0.009863% | 0.01079% | 0.009626% | 0.009539% | 0.01217% | 0.0116% |  | 3310 | 0.01079% | 0.009626% | 3310 | 1401 | 0.01156% | 6132 | 0.01176% | 0.01166% |  | 3310 | 0.01217% | 0.0116% | 0.01189% |  | 3310 | 4295 | 0.01166% | 0.01264%
| May | 18 | 23 | 3311 | 445.4236 | 524.4422 | 479.9555 | 0.009507% | 0.01068% | 0.009544% | 0.01155% | 3248 | 0.01175% | 0.01165% |  | 8.7276 | 24.26 | 23.2194 |  | 3311 | 436.696 | 500.1822 | 456.7361 |  | 3311 | 0.009506% | 0.01062% | 0.009458% | 0.009539% | 0.01217% | 0.01161% |  | 3311 | 0.01062% | 0.009458% | 3311 | 6058 | 0.01156% | 8247 | 0.01176% | 0.01166% |  | 3311 | 0.01217% | 0.01161% | 0.01189% |  | 3311 | 3248 | 0.01166% | 0.01182%
| May | 19 | 0 | 3312 | 432.389 | 516.4267 | 472.0974 | 0.009228% | 0.01052% | 0.009387% | 0.01155% | 1261 | 0.01175% | 0.01165% |  | 8.7282 | 24.2607 | 23.2228 |  | 3312 | 423.6608 | 492.166 | 448.8746 |  | 3312 | 0.009222% | 0.01045% | 0.009295% | 0.00954% | 0.01217% | 0.01161% |  | 3312 | 0.01045% | 0.009295% | 3312 | 5845 | 0.01156% | 163 | 0.01176% | 0.01166% |  | 3312 | 0.01217% | 0.01161% | 0.01189% |  | 3312 | 1261 | 0.01166% | 0.009902%
| May | 19 | 1 | 3313 | 430.8428 | 512.7122 | 469.181 | 0.009195% | 0.01044% | 0.009329% | 0.01155% | 7276 | 0.01175% | 0.01165% |  | 8.7289 | 24.2614 | 23.2262 |  | 3313 | 422.1139 | 488.4508 | 445.9549 |  | 3313 | 0.009189% | 0.01037% | 0.009235% | 0.009541% | 0.01217% | 0.01161% |  | 3313 | 0.01037% | 0.009235% | 3313 | 7724 | 0.01156% | 3248 | 0.01176% | 0.01166% |  | 3313 | 0.01217% | 0.01161% | 0.01189% |  | 3313 | 7276 | 0.01166% | 0.01188%
| May | 19 | 2 | 3314 | 433.7184 | 507.564 | 467.9714 | 0.009257% | 0.01034% | 0.009305% | 0.01154% | 515 | 0.01175% | 0.01165% |  | 8.7295 | 24.2621 | 23.2295 |  | 3314 | 424.9889 | 483.3019 | 444.7418 |  | 3314 | 0.009251% | 0.01026% | 0.00921% | 0.009541% | 0.01217% | 0.01161% |  | 3314 | 0.01026% | 0.00921% | 3314 | 8361 | 0.01156% | 8218 | 0.01176% | 0.01166% |  | 3314 | 0.01217% | 0.01161% | 0.01189% |  | 3314 | 515 | 0.01166% | 0.009341%
| May | 19 | 3 | 3315 | 432.5784 | 505.6649 | 468.112 | 0.009232% | 0.0103% | 0.009308% | 0.01154% | 1135 | 0.01175% | 0.01165% |  | 8.7301 | 24.2628 | 23.2329 |  | 3315 | 423.8483 | 481.402 | 444.8791 |  | 3315 | 0.009226% | 0.01022% | 0.009213% | 0.009542% | 0.01217% | 0.01161% |  | 3315 | 0.01022% | 0.009213% | 3315 | 3673 | 0.01156% | 6062 | 0.01176% | 0.01166% |  | 3315 | 0.01217% | 0.01161% | 0.01189% |  | 3315 | 1135 | 0.01166% | 0.009793%
| May | 19 | 4 | 3316 | 438.0693 | 506.4748 | 469.678 | 0.00935% | 0.01031% | 0.009339% | 0.01154% | 8324 | 0.01175% | 0.01165% |  | 8.7307 | 24.2635 | 23.2363 |  | 3316 | 429.3386 | 482.2113 | 446.4418 |  | 3316 | 0.009346% | 0.01023% | 0.009245% | 0.009543% | 0.01217% | 0.01161% |  | 3316 | 0.01023% | 0.009245% | 3316 | 3370 | 0.01156% | 3415 | 0.01176% | 0.01166% |  | 3316 | 0.01217% | 0.01161% | 0.01189% |  | 3316 | 8324 | 0.01166% | 0.01133%
| May | 19 | 5 | 3317 | 451.1808 | 508.8394 | 471.2065 | 0.009629% | 0.01036% | 0.00937% | 0.01154% | 7267 | 0.01175% | 0.01165% |  | 8.7314 | 24.2643 | 23.2397 |  | 3317 | 442.4494 | 484.5752 | 447.9669 |  | 3317 | 0.009631% | 0.01029% | 0.009277% | 0.009544% | 0.01218% | 0.01162% |  | 3317 | 0.01029% | 0.009277% | 3317 | 201 | 0.01156% | 4994 | 0.01176% | 0.01166% |  | 3317 | 0.01218% | 0.01162% | 0.0119% |  | 3317 | 7267 | 0.01166% | 0.01188%
| May | 19 | 6 | 3318 | 468.1174 | 516.2219 | 472.5475 | 0.009991% | 0.01051% | 0.009396% | 0.01154% | 756 | 0.01175% | 0.01165% |  | 8.732 | 24.265 | 23.243 |  | 3318 | 459.3854 | 491.9569 | 449.3045 |  | 3318 | 0.01% | 0.01044% | 0.009304% | 0.009544% | 0.01218% | 0.01162% |  | 3318 | 0.01044% | 0.009304% | 3318 | 2797 | 0.01156% | 3989 | 0.01176% | 0.01166% |  | 3318 | 0.01218% | 0.01162% | 0.0119% |  | 3318 | 756 | 0.01166% | 0.009496%
| May | 19 | 7 | 3319 | 482.4017 | 524.7866 | 480.2743 | 0.0103% | 0.01069% | 0.00955% | 0.01154% | 5718 | 0.01175% | 0.01165% |  | 8.7327 | 24.2657 | 23.2464 |  | 3319 | 473.6691 | 500.5209 | 457.0279 |  | 3319 | 0.01031% | 0.01062% | 0.009464% | 0.009545% | 0.01218% | 0.01162% |  | 3319 | 0.01062% | 0.009464% | 3319 | 372 | 0.01156% | 1192 | 0.01176% | 0.01166% |  | 3319 | 0.01218% | 0.01162% | 0.0119% |  | 3319 | 5718 | 0.01166% | 0.0123%
| May | 19 | 8 | 3320 | 486.2289 | 529.7207 | 490.036 | 0.01038% | 0.01079% | 0.009744% | 0.01154% | 1069 | 0.01175% | 0.01165% |  | 8.7333 | 24.2664 | 23.2498 |  | 3320 | 477.4956 | 505.4543 | 466.7863 |  | 3320 | 0.01039% | 0.01073% | 0.009666% | 0.009546% | 0.01218% | 0.01162% |  | 3320 | 0.01073% | 0.009666% | 3320 | 1902 | 0.01156% | 4803 | 0.01176% | 0.01166% |  | 3320 | 0.01218% | 0.01162% | 0.0119% |  | 3320 | 1069 | 0.01166% | 0.009738%
| May | 19 | 9 | 3321 | 486.6873 | 532.7183 | 494.0683 | 0.01039% | 0.01085% | 0.009824% | 0.01154% | 8105 | 0.01175% | 0.01165% |  | 8.7339 | 24.2671 | 23.2531 |  | 3321 | 477.9534 | 508.4512 | 470.8151 |  | 3321 | 0.0104% | 0.01079% | 0.00975% | 0.009546% | 0.01218% | 0.01162% |  | 3321 | 0.01079% | 0.00975% | 3321 | 6607 | 0.01156% | 486 | 0.01176% | 0.01166% |  | 3321 | 0.01218% | 0.01162% | 0.0119% |  | 3321 | 8105 | 0.01166% | 0.0115%
| May | 19 | 10 | 3322 | 493.8341 | 534.813 | 494.9497 | 0.01054% | 0.01089% | 0.009842% | 0.01154% | 5312 | 0.01175% | 0.01165% |  | 8.7346 | 24.2678 | 23.2565 |  | 3322 | 485.0995 | 510.5451 | 471.6932 |  | 3322 | 0.01056% | 0.01084% | 0.009768% | 0.009547% | 0.01218% | 0.01162% |  | 3322 | 0.01084% | 0.009768% | 3322 | 3839 | 0.01156% | 4779 | 0.01176% | 0.01166% |  | 3322 | 0.01218% | 0.01162% | 0.0119% |  | 3322 | 5312 | 0.01166% | 0.01252%
| May | 19 | 11 | 3323 | 496.4026 | 534.003 | 494.2089 | 0.01059% | 0.01087% | 0.009827% | 0.01154% | 1113 | 0.01175% | 0.01165% |  | 8.7352 | 24.2685 | 23.2598 |  | 3323 | 487.6674 | 509.7345 | 470.9491 |  | 3323 | 0.01062% | 0.01082% | 0.009753% | 0.009548% | 0.01218% | 0.01163% |  | 3323 | 0.01082% | 0.009753% | 3323 | 7631 | 0.01155% | 4510 | 0.01176% | 0.01166% |  | 3323 | 0.01218% | 0.01163% | 0.0119% |  | 3323 | 1113 | 0.01166% | 0.009775%
| May | 19 | 12 | 3324 | 499.3582 | 532.4018 | 493.1962 | 0.01066% | 0.01084% | 0.009807% | 0.01154% | 7591 | 0.01175% | 0.01164% |  | 8.7358 | 24.2692 | 23.2632 |  | 3324 | 490.6224 | 508.1326 | 469.933 |  | 3324 | 0.01068% | 0.01079% | 0.009732% | 0.009548% | 0.01218% | 0.01163% |  | 3324 | 0.01079% | 0.009732% | 3324 | 9 | 0.01155% | 3405 | 0.01176% | 0.01166% |  | 3324 | 0.01218% | 0.01163% | 0.0119% |  | 3324 | 7591 | 0.01166% | 0.01179%
| May | 19 | 13 | 3325 | 503.0109 | 531.2102 | 493.9932 | 0.01074% | 0.01082% | 0.009823% | 0.01154% | 5616 | 0.01175% | 0.01164% |  | 8.7365 | 24.2699 | 23.2666 |  | 3325 | 494.2745 | 506.9402 | 470.7267 |  | 3325 | 0.01076% | 0.01076% | 0.009748% | 0.009549% | 0.01218% | 0.01163% |  | 3325 | 0.01076% | 0.009748% | 3325 | 4081 | 0.01155% | 2946 | 0.01176% | 0.01166% |  | 3325 | 0.01218% | 0.01163% | 0.0119% |  | 3325 | 5616 | 0.01166% | 0.01235%
| May | 19 | 14 | 3326 | 505.7046 | 532.5042 | 496.8252 | 0.01079% | 0.01084% | 0.009879% | 0.01154% | 1321 | 0.01175% | 0.01164% |  | 8.7371 | 24.2707 | 23.2699 |  | 3326 | 496.9674 | 508.2335 | 473.5552 |  | 3326 | 0.01082% | 0.01079% | 0.009807% | 0.00955% | 0.01218% | 0.01163% |  | 3326 | 0.01079% | 0.009807% | 3326 | 6978 | 0.01155% | 3396 | 0.01176% | 0.01166% |  | 3326 | 0.01218% | 0.01163% | 0.0119% |  | 3326 | 1321 | 0.01166% | 0.009954%
| May | 19 | 15 | 3327 | 511.7825 | 532.9511 | 501.3356 | 0.01092% | 0.01085% | 0.009969% | 0.01154% | 6084 | 0.01175% | 0.01164% |  | 8.7378 | 24.2714 | 23.2733 |  | 3327 | 503.0447 | 508.6797 | 478.0623 |  | 3327 | 0.01095% | 0.0108% | 0.0099% | 0.00955% | 0.01218% | 0.01163% |  | 3327 | 0.0108% | 0.0099% | 3327 | 8360 | 0.01155% | 173 | 0.01176% | 0.01166% |  | 3327 | 0.01218% | 0.01163% | 0.01191% |  | 3327 | 6084 | 0.01166% | 0.01213%
| May | 19 | 16 | 3328 | 513.7383 | 534.5057 | 504.899 | 0.01096% | 0.01088% | 0.01004% | 0.01154% | 4176 | 0.01175% | 0.01164% |  | 8.7384 | 24.2721 | 23.2766 |  | 3328 | 504.9999 | 510.2337 | 481.6223 |  | 3328 | 0.01099% | 0.01083% | 0.009974% | 0.009551% | 0.01218% | 0.01163% |  | 3328 | 0.01083% | 0.009974% | 3328 | 6994 | 0.01155% | 4464 | 0.01176% | 0.01165% |  | 3328 | 0.01218% | 0.01163% | 0.01191% |  | 3328 | 4176 | 0.01165% | 0.01259%
| May | 19 | 17 | 3329 | 512.1088 | 536.1628 | 511.9694 | 0.01093% | 0.01092% | 0.01018% | 0.01154% | 6037 | 0.01175% | 0.01164% |  | 8.7391 | 24.2728 | 23.28 |  | 3329 | 503.3697 | 511.8901 | 488.6894 |  | 3329 | 0.01096% | 0.01086% | 0.01012% | 0.009552% | 0.01218% | 0.01164% |  | 3329 | 0.01086% | 0.01012% | 3329 | 8083 | 0.01155% | 7855 | 0.01176% | 0.01165% |  | 3329 | 0.01218% | 0.01164% | 0.01191% |  | 3329 | 6037 | 0.01165% | 0.01215%
| May | 19 | 18 | 3330 | 506.0079 | 531.5267 | 509.0343 | 0.0108% | 0.01082% | 0.01012% | 0.01154% | 1086 | 0.01175% | 0.01164% |  | 8.7397 | 24.2735 | 23.2833 |  | 3330 | 497.2681 | 507.2532 | 485.751 |  | 3330 | 0.01082% | 0.01077% | 0.01006% | 0.009553% | 0.01218% | 0.01164% |  | 3330 | 0.01077% | 0.01006% | 3330 | 6463 | 0.01155% | 55 | 0.01176% | 0.01165% |  | 3330 | 0.01218% | 0.01164% | 0.01191% |  | 3330 | 1086 | 0.01165% | 0.009752%
| May | 19 | 19 | 3331 | 499.5185 | 526.2389 | 507.0557 | 0.01066% | 0.01072% | 0.01008% | 0.01154% | 8011 | 0.01175% | 0.01164% |  | 8.7404 | 24.2742 | 23.2867 |  | 3331 | 490.7781 | 501.9647 | 483.7691 |  | 3331 | 0.01068% | 0.01065% | 0.01002% | 0.009553% | 0.01218% | 0.01164% |  | 3331 | 0.01065% | 0.01002% | 3331 | 438 | 0.01155% | 6090 | 0.01176% | 0.01165% |  | 3331 | 0.01218% | 0.01164% | 0.01191% |  | 3331 | 8011 | 0.01165% | 0.01156%
| May | 19 | 20 | 3332 | 497.4309 | 523.2692 | 508.4998 | 0.01062% | 0.01066% | 0.01011% | 0.01154% | 3397 | 0.01174% | 0.01164% |  | 8.741 | 24.2749 | 23.29 |  | 3332 | 488.6899 | 498.9943 | 485.2098 |  | 3332 | 0.01064% | 0.01059% | 0.01005% | 0.009554% | 0.01218% | 0.01164% |  | 3332 | 0.01059% | 0.01005% | 3332 | 3536 | 0.01155% | 5480 | 0.01176% | 0.01165% |  | 3332 | 0.01218% | 0.01164% | 0.01191% |  | 3332 | 3397 | 0.01165% | 0.01198%
| May | 19 | 21 | 3333 | 493.4699 | 520.1505 | 506.2962 | 0.01053% | 0.01059% | 0.01007% | 0.01154% | 7207 | 0.01174% | 0.01164% |  | 8.7417 | 24.2756 | 23.2934 |  | 3333 | 484.7282 | 495.8749 | 483.0028 |  | 3333 | 0.01055% | 0.01052% | 0.01% | 0.009555% | 0.01218% | 0.01164% |  | 3333 | 0.01052% | 0.01% | 3333 | 1949 | 0.01155% | 8024 | 0.01176% | 0.01165% |  | 3333 | 0.01218% | 0.01164% | 0.01191% |  | 3333 | 7207 | 0.01165% | 0.0119%
| May | 19 | 22 | 3334 | 481.1744 | 508.7463 | 494.8653 | 0.01027% | 0.01036% | 0.00984% | 0.01154% | 7926 | 0.01174% | 0.01164% |  | 8.7423 | 24.2763 | 23.2967 |  | 3334 | 472.4321 | 484.47 | 471.5686 |  | 3334 | 0.01028% | 0.01028% | 0.009765% | 0.009555% | 0.01218% | 0.01164% |  | 3334 | 0.01028% | 0.009765% | 3334 | 261 | 0.01155% | 8244 | 0.01176% | 0.01165% |  | 3334 | 0.01218% | 0.01164% | 0.01191% |  | 3334 | 7926 | 0.01165% | 0.01162%
| May | 19 | 23 | 3335 | 469.9889 | 497.91 | 482.5342 | 0.01003% | 0.01014% | 0.009595% | 0.01154% | 6943 | 0.01174% | 0.01164% |  | 8.743 | 24.277 | 23.3001 |  | 3335 | 461.2459 | 473.633 | 459.2342 |  | 3335 | 0.01004% | 0.01005% | 0.00951% | 0.009556% | 0.01218% | 0.01165% |  | 3335 | 0.01005% | 0.00951% | 3335 | 3651 | 0.01155% | 1054 | 0.01176% | 0.01165% |  | 3335 | 0.01218% | 0.01165% | 0.01191% |  | 3335 | 6943 | 0.01165% | 0.01194%
| May | 20 | 0 | 3336 | 455.4267 | 489.7456 | 475.5763 | 0.00972% | 0.009973% | 0.009457% | 0.01154% | 7268 | 0.01174% | 0.01164% |  | 8.7436 | 24.2777 | 23.3034 |  | 3336 | 446.6831 | 465.4679 | 452.2729 |  | 3336 | 0.009723% | 0.009879% | 0.009366% | 0.009557% | 0.01218% | 0.01165% |  | 3336 | 0.009879% | 0.009366% | 3336 | 285 | 0.01155% | 371 | 0.01176% | 0.01165% |  | 3336 | 0.01218% | 0.01165% | 0.01191% |  | 3336 | 7268 | 0.01165% | 0.01188%
| May | 20 | 1 | 3337 | 446.1748 | 485.1374 | 475.0324 | 0.009523% | 0.009879% | 0.009446% | 0.01154% | 8100 | 0.01174% | 0.01164% |  | 8.7443 | 24.2784 | 23.3068 |  | 3337 | 437.4305 | 460.859 | 451.7257 |  | 3337 | 0.009522% | 0.009782% | 0.009355% | 0.009558% | 0.01218% | 0.01165% |  | 3337 | 0.009782% | 0.009355% | 3337 | 7902 | 0.01155% | 8246 | 0.01176% | 0.01165% |  | 3337 | 0.01218% | 0.01165% | 0.01192% |  | 3337 | 8100 | 0.01165% | 0.0115%
| May | 20 | 2 | 3338 | 440.8817 | 481.3763 | 475.4544 | 0.00941% | 0.009802% | 0.009454% | 0.01154% | 670 | 0.01174% | 0.01164% |  | 8.7449 | 24.2791 | 23.3101 |  | 3338 | 432.1367 | 457.0972 | 452.1443 |  | 3338 | 0.009407% | 0.009702% | 0.009363% | 0.009558% | 0.01218% | 0.01165% |  | 3338 | 0.009702% | 0.009363% | 3338 | 6442 | 0.01155% | 8454 | 0.01176% | 0.01165% |  | 3338 | 0.01218% | 0.01165% | 0.01192% |  | 3338 | 670 | 0.01165% | 0.009438%
| May | 20 | 3 | 3339 | 439.557 | 479.7658 | 474.8918 | 0.009381% | 0.00977% | 0.009443% | 0.01153% | 1609 | 0.01174% | 0.01164% |  | 8.7456 | 24.2798 | 23.3134 |  | 3339 | 430.8114 | 455.486 | 451.5783 |  | 3339 | 0.009378% | 0.009668% | 0.009351% | 0.009559% | 0.01218% | 0.01165% |  | 3339 | 0.009668% | 0.009351% | 3339 | 3526 | 0.01155% | 8106 | 0.01176% | 0.01165% |  | 3339 | 0.01218% | 0.01165% | 0.01192% |  | 3339 | 1609 | 0.01165% | 0.0102%
| May | 20 | 4 | 3340 | 439.5177 | 479.8217 | 482.6937 | 0.009381% | 0.009771% | 0.009598% | 0.01153% | 5953 | 0.01174% | 0.01164% |  | 8.7462 | 24.2806 | 23.3168 |  | 3340 | 430.7715 | 455.5411 | 459.3769 |  | 3340 | 0.009377% | 0.009669% | 0.009513% | 0.00956% | 0.01218% | 0.01165% |  | 3340 | 0.009669% | 0.009513% | 3340 | 2779 | 0.01155% | 7544 | 0.01175% | 0.01165% |  | 3340 | 0.01218% | 0.01165% | 0.01192% |  | 3340 | 5953 | 0.01165% | 0.01218%
| May | 20 | 5 | 3341 | 444.2202 | 477.5594 | 491.9584 | 0.009481% | 0.009725% | 0.009782% | 0.01153% | 2945 | 0.01174% | 0.01164% |  | 8.7469 | 24.2813 | 23.3201 |  | 3341 | 435.4733 | 453.2782 | 468.6382 |  | 3341 | 0.009479% | 0.009621% | 0.009705% | 0.00956% | 0.01218% | 0.01166% |  | 3341 | 0.009621% | 0.009705% | 3341 | 6941 | 0.01155% | 5398 | 0.01175% | 0.01165% |  | 3341 | 0.01218% | 0.01166% | 0.01192% |  | 3341 | 2945 | 0.01165% | 0.01149%
| May | 20 | 6 | 3342 | 449.262 | 482.3911 | 512.3164 | 0.009589% | 0.009823% | 0.01019% | 0.01153% | 4683 | 0.01174% | 0.01164% |  | 8.7475 | 24.282 | 23.3235 |  | 3342 | 440.5145 | 458.1091 | 488.9929 |  | 3342 | 0.009589% | 0.009723% | 0.01013% | 0.009561% | 0.01218% | 0.01166% |  | 3342 | 0.009723% | 0.01013% | 3342 | 7912 | 0.01155% | 7820 | 0.01175% | 0.01165% |  | 3342 | 0.01218% | 0.01166% | 0.01192% |  | 3342 | 4683 | 0.01165% | 0.01272%
| May | 20 | 7 | 3343 | 461.7599 | 486.99 | 529.3361 | 0.009855% | 0.009917% | 0.01053% | 0.01153% | 7326 | 0.01174% | 0.01164% |  | 8.7482 | 24.2827 | 23.3268 |  | 3343 | 453.0118 | 462.7073 | 506.0093 |  | 3343 | 0.009861% | 0.009821% | 0.01048% | 0.009562% | 0.01218% | 0.01166% |  | 3343 | 0.009821% | 0.01048% | 3343 | 4423 | 0.01155% | 1678 | 0.01175% | 0.01165% |  | 3343 | 0.01218% | 0.01166% | 0.01192% |  | 3343 | 7326 | 0.01165% | 0.01187%
| May | 20 | 8 | 3344 | 470.6401 | 498.5896 | 539.848 | 0.01004% | 0.01015% | 0.01073% | 0.01153% | 903 | 0.01174% | 0.01163% |  | 8.7489 | 24.2834 | 23.3301 |  | 3344 | 461.8912 | 474.3063 | 516.5178 |  | 3344 | 0.01005% | 0.01007% | 0.0107% | 0.009563% | 0.01218% | 0.01166% |  | 3344 | 0.01007% | 0.0107% | 3344 | 7560 | 0.01154% | 5452 | 0.01175% | 0.01165% |  | 3344 | 0.01218% | 0.01166% | 0.01192% |  | 3344 | 903 | 0.01165% | 0.009605%
| May | 20 | 9 | 3345 | 476.2511 | 508.1971 | 541.3202 | 0.01016% | 0.01035% | 0.01076% | 0.01153% | 341 | 0.01174% | 0.01163% |  | 8.7495 | 24.2841 | 23.3335 |  | 3345 | 467.5016 | 483.913 | 517.9867 |  | 3345 | 0.01018% | 0.01027% | 0.01073% | 0.009563% | 0.01219% | 0.01166% |  | 3345 | 0.01027% | 0.01073% | 3345 | 3558 | 0.01154% | 6116 | 0.01175% | 0.01165% |  | 3345 | 0.01219% | 0.01166% | 0.01192% |  | 3345 | 341 | 0.01165% | 0.00925%
| May | 20 | 10 | 3346 | 481.9142 | 516.1474 | 546.1307 | 0.01029% | 0.01051% | 0.01086% | 0.01153% | 8121 | 0.01174% | 0.01163% |  | 8.7502 | 24.2848 | 23.3368 |  | 3346 | 473.1641 | 491.8626 | 522.7939 |  | 3346 | 0.0103% | 0.01044% | 0.01083% | 0.009564% | 0.01219% | 0.01166% |  | 3346 | 0.01044% | 0.01083% | 3346 | 524 | 0.01154% | 2940 | 0.01175% | 0.01165% |  | 3346 | 0.01219% | 0.01166% | 0.01192% |  | 3346 | 8121 | 0.01165% | 0.01149%
| May | 20 | 11 | 3347 | 485.1096 | 518.6703 | 553.3231 | 0.01035% | 0.01056% | 0.011% | 0.01153% | 1658 | 0.01174% | 0.01163% |  | 8.7508 | 24.2855 | 23.3401 |  | 3347 | 476.3587 | 494.3848 | 529.9829 |  | 3347 | 0.01037% | 0.01049% | 0.01098% | 0.009565% | 0.01219% | 0.01167% |  | 3347 | 0.01049% | 0.01098% | 3347 | 7750 | 0.01154% | 1391 | 0.01175% | 0.01165% |  | 3347 | 0.01219% | 0.01167% | 0.01193% |  | 3347 | 1658 | 0.01165% | 0.01024%
| May | 20 | 12 | 3348 | 485.1686 | 523.3716 | 559.5214 | 0.01035% | 0.01066% | 0.01113% | 0.01153% | 2939 | 0.01174% | 0.01163% |  | 8.7515 | 24.2862 | 23.3435 |  | 3348 | 476.4171 | 499.0854 | 536.178 |  | 3348 | 0.01037% | 0.01059% | 0.0111% | 0.009565% | 0.01219% | 0.01167% |  | 3348 | 0.01059% | 0.0111% | 3348 | 3862 | 0.01154% | 1580 | 0.01175% | 0.01165% |  | 3348 | 0.01219% | 0.01167% | 0.01193% |  | 3348 | 2939 | 0.01165% | 0.01149%
| May | 20 | 13 | 3349 | 485.1703 | 530.6051 | 563.1973 | 0.01035% | 0.0108% | 0.0112% | 0.01153% | 5622 | 0.01174% | 0.01163% |  | 8.7522 | 24.2869 | 23.3468 |  | 3349 | 476.4181 | 506.3182 | 539.8505 |  | 3349 | 0.01037% | 0.01075% | 0.01118% | 0.009566% | 0.01219% | 0.01167% |  | 3349 | 0.01075% | 0.01118% | 3349 | 8432 | 0.01154% | 8245 | 0.01175% | 0.01165% |  | 3349 | 0.01219% | 0.01167% | 0.01193% |  | 3349 | 5622 | 0.01165% | 0.01235%
| May | 20 | 14 | 3350 | 482.6528 | 534.2823 | 568.4767 | 0.0103% | 0.01088% | 0.0113% | 0.01153% | 8143 | 0.01174% | 0.01163% |  | 8.7528 | 24.2876 | 23.3501 |  | 3350 | 473.9 | 509.9947 | 545.1266 |  | 3350 | 0.01032% | 0.01082% | 0.01129% | 0.009567% | 0.01219% | 0.01167% |  | 3350 | 0.01082% | 0.01129% | 3350 | 6250 | 0.01154% | 5987 | 0.01175% | 0.01165% |  | 3350 | 0.01219% | 0.01167% | 0.01193% |  | 3350 | 8143 | 0.01165% | 0.01147%
| May | 20 | 15 | 3351 | 481.0133 | 537.0659 | 571.4868 | 0.01027% | 0.01094% | 0.01136% | 0.01153% | 763 | 0.01174% | 0.01163% |  | 8.7535 | 24.2883 | 23.3534 |  | 3351 | 472.2598 | 512.7776 | 548.1333 |  | 3351 | 0.01028% | 0.01088% | 0.01135% | 0.009568% | 0.01219% | 0.01167% |  | 3351 | 0.01088% | 0.01135% | 3351 | 3407 | 0.01154% | 3790 | 0.01175% | 0.01165% |  | 3351 | 0.01219% | 0.01167% | 0.01193% |  | 3351 | 763 | 0.01165% | 0.009501%
| May | 20 | 16 | 3352 | 480.3011 | 541.1341 | 573.3529 | 0.01025% | 0.01102% | 0.0114% | 0.01153% | 4684 | 0.01174% | 0.01163% |  | 8.7542 | 24.289 | 23.3568 |  | 3352 | 471.5469 | 516.8451 | 549.9961 |  | 3352 | 0.01026% | 0.01097% | 0.01139% | 0.009568% | 0.01219% | 0.01167% |  | 3352 | 0.01097% | 0.01139% | 3352 | 8221 | 0.01154% | 1732 | 0.01175% | 0.01165% |  | 3352 | 0.01219% | 0.01167% | 0.01193% |  | 3352 | 4684 | 0.01165% | 0.01272%
| May | 20 | 17 | 3353 | 478.3639 | 542.0837 | 572.5745 | 0.01021% | 0.01104% | 0.01139% | 0.01153% | 6823 | 0.01174% | 0.01163% |  | 8.7548 | 24.2897 | 23.3601 |  | 3353 | 469.6091 | 517.794 | 549.2145 |  | 3353 | 0.01022% | 0.01099% | 0.01137% | 0.009569% | 0.01219% | 0.01168% |  | 3353 | 0.01099% | 0.01137% | 3353 | 5595 | 0.01154% | 1031 | 0.01175% | 0.01164% |  | 3353 | 0.01219% | 0.01168% | 0.01193% |  | 3353 | 6823 | 0.01164% | 0.01195%
| May | 20 | 18 | 3354 | 476.3891 | 538.965 | 574.2156 | 0.01017% | 0.01098% | 0.01142% | 0.01153% | 1684 | 0.01174% | 0.01163% |  | 8.7555 | 24.2904 | 23.3634 |  | 3354 | 467.6336 | 514.6746 | 550.8521 |  | 3354 | 0.01018% | 0.01092% | 0.01141% | 0.00957% | 0.01219% | 0.01168% |  | 3354 | 0.01092% | 0.01141% | 3354 | 5568 | 0.01154% | 1077 | 0.01175% | 0.01164% |  | 3354 | 0.01219% | 0.01168% | 0.01193% |  | 3354 | 1684 | 0.01164% | 0.01026%
| May | 20 | 19 | 3355 | 472.2843 | 534.1799 | 568.9924 | 0.01008% | 0.01088% | 0.01131% | 0.01153% | 1090 | 0.01174% | 0.01163% |  | 8.7562 | 24.2911 | 23.3667 |  | 3355 | 463.5281 | 509.8888 | 545.6257 |  | 3355 | 0.01009% | 0.01082% | 0.0113% | 0.009571% | 0.01219% | 0.01168% |  | 3355 | 0.01082% | 0.0113% | 3355 | 1035 | 0.01154% | 718 | 0.01175% | 0.01164% |  | 3355 | 0.01219% | 0.01168% | 0.01193% |  | 3355 | 1090 | 0.01164% | 0.009755%
| May | 20 | 20 | 3356 | 468.682 | 531.5453 | 567.9422 | 0.01% | 0.01082% | 0.01129% | 0.01153% | 4440 | 0.01174% | 0.01163% |  | 8.7568 | 24.2918 | 23.3701 |  | 3356 | 459.9251 | 507.2535 | 544.5721 |  | 3356 | 0.01001% | 0.01077% | 0.01128% | 0.009571% | 0.01219% | 0.01168% |  | 3356 | 0.01077% | 0.01128% | 3356 | 4518 | 0.01154% | 1225 | 0.01175% | 0.01164% |  | 3356 | 0.01219% | 0.01168% | 0.01193% |  | 3356 | 4440 | 0.01164% | 0.01268%
| May | 20 | 21 | 3357 | 468.2446 | 529.1528 | 562.7566 | 0.009994% | 0.01078% | 0.01119% | 0.01153% | 1581 | 0.01174% | 0.01163% |  | 8.7575 | 24.2925 | 23.3734 |  | 3357 | 459.4871 | 504.8603 | 539.3832 |  | 3357 | 0.01% | 0.01072% | 0.01117% | 0.009572% | 0.01219% | 0.01168% |  | 3357 | 0.01072% | 0.01117% | 3357 | 7755 | 0.01154% | 4497 | 0.01175% | 0.01164% |  | 3357 | 0.01219% | 0.01168% | 0.01194% |  | 3357 | 1581 | 0.01164% | 0.01017%
| May | 20 | 22 | 3358 | 459.6434 | 514.3786 | 547.8467 | 0.00981% | 0.01047% | 0.01089% | 0.01153% | 3604 | 0.01174% | 0.01163% |  | 8.7582 | 24.2932 | 23.3767 |  | 3358 | 450.8852 | 490.0854 | 524.4701 |  | 3358 | 0.009815% | 0.0104% | 0.01086% | 0.009573% | 0.01219% | 0.01168% |  | 3358 | 0.0104% | 0.01086% | 3358 | 1213 | 0.01154% | 8026 | 0.01175% | 0.01164% |  | 3358 | 0.01219% | 0.01168% | 0.01194% |  | 3358 | 3604 | 0.01164% | 0.01217%
| May | 20 | 23 | 3359 | 448.9 | 500.1909 | 535.225 | 0.009581% | 0.01019% | 0.01064% | 0.01153% | 1223 | 0.01174% | 0.01163% |  | 8.7588 | 24.2939 | 23.38 |  | 3359 | 440.1412 | 475.897 | 511.845 |  | 3359 | 0.009581% | 0.0101% | 0.0106% | 0.009574% | 0.01219% | 0.01169% |  | 3359 | 0.0101% | 0.0106% | 3359 | 2923 | 0.01154% | 4903 | 0.01175% | 0.01164% |  | 3359 | 0.01219% | 0.01169% | 0.01194% |  | 3359 | 1223 | 0.01164% | 0.009869%
| May | 21 | 0 | 3360 | 437.2334 | 490.7324 | 528.7641 | 0.009332% | 0.009993% | 0.01051% | 0.01153% | 5956 | 0.01173% | 0.01163% |  | 8.7595 | 24.2946 | 23.3833 |  | 3360 | 428.4739 | 466.4378 | 505.3807 |  | 3360 | 0.009327% | 0.0099% | 0.01047% | 0.009574% | 0.01219% | 0.01169% |  | 3360 | 0.0099% | 0.01047% | 3360 | 6248 | 0.01154% | 881 | 0.01175% | 0.01164% |  | 3360 | 0.01219% | 0.01169% | 0.01194% |  | 3360 | 5956 | 0.01164% | 0.01218%
| May | 21 | 1 | 3361 | 433.6949 | 488.6378 | 524.9569 | 0.009256% | 0.00995% | 0.01044% | 0.01153% | 1188 | 0.01173% | 0.01163% |  | 8.7602 | 24.2953 | 23.3866 |  | 3361 | 424.9347 | 464.3425 | 501.5703 |  | 3361 | 0.00925% | 0.009856% | 0.01039% | 0.009575% | 0.01219% | 0.01169% |  | 3361 | 0.009856% | 0.01039% | 3361 | 7087 | 0.01154% | 520 | 0.01175% | 0.01164% |  | 3361 | 0.01219% | 0.01169% | 0.01194% |  | 3361 | 1188 | 0.01164% | 0.009839%
| May | 21 | 2 | 3362 | 429.1521 | 485.4632 | 524.3192 | 0.009159% | 0.009886% | 0.01043% | 0.01153% | 6755 | 0.01173% | 0.01163% |  | 8.7609 | 24.296 | 23.3899 |  | 3362 | 420.3912 | 461.1673 | 500.9293 |  | 3362 | 0.009151% | 0.009788% | 0.01037% | 0.009576% | 0.01219% | 0.01169% |  | 3362 | 0.009788% | 0.01037% | 3362 | 2751 | 0.01154% | 3744 | 0.01175% | 0.01164% |  | 3362 | 0.01219% | 0.01169% | 0.01194% |  | 3362 | 6755 | 0.01164% | 0.01196%
| May | 21 | 3 | 3363 | 427.6032 | 485.305 | 528.3983 | 0.009126% | 0.009882% | 0.01051% | 0.01152% | 4682 | 0.01173% | 0.01163% |  | 8.7615 | 24.2967 | 23.3933 |  | 3363 | 418.8417 | 461.0083 | 505.0051 |  | 3363 | 0.009117% | 0.009785% | 0.01046% | 0.009576% | 0.01219% | 0.01169% |  | 3363 | 0.009785% | 0.01046% | 3363 | 2960 | 0.01153% | 3097 | 0.01175% | 0.01164% |  | 3363 | 0.01219% | 0.01169% | 0.01194% |  | 3363 | 4682 | 0.01164% | 0.01272%
| May | 21 | 4 | 3364 | 427.9119 | 490.1552 | 522.6313 | 0.009133% | 0.009981% | 0.01039% | 0.01152% | 736 | 0.01173% | 0.01163% |  | 8.7622 | 24.2973 | 23.3966 |  | 3364 | 419.1497 | 465.8579 | 499.2348 |  | 3364 | 0.009124% | 0.009888% | 0.01034% | 0.009577% | 0.01219% | 0.01169% |  | 3364 | 0.009888% | 0.01034% | 3364 | 3847 | 0.01153% | 4350 | 0.01175% | 0.01164% |  | 3364 | 0.01219% | 0.01169% | 0.01194% |  | 3364 | 736 | 0.01164% | 0.009483%
| May | 21 | 5 | 3365 | 428.2948 | 497.8263 | 510.7504 | 0.009141% | 0.01014% | 0.01016% | 0.01152% | 558 | 0.01173% | 0.01163% |  | 8.7629 | 24.298 | 23.3999 |  | 3365 | 419.5319 | 473.5282 | 487.3505 |  | 3365 | 0.009132% | 0.01005% | 0.01009% | 0.009578% | 0.01219% | 0.0117% |  | 3365 | 0.01005% | 0.01009% | 3365 | 4032 | 0.01153% | 1561 | 0.01175% | 0.01164% |  | 3365 | 0.01219% | 0.0117% | 0.01194% |  | 3365 | 558 | 0.01164% | 0.009367%
| May | 21 | 6 | 3366 | 433.5074 | 518.5306 | 529.1016 | 0.009252% | 0.01056% | 0.01052% | 0.01152% | 517 | 0.01173% | 0.01163% |  | 8.7636 | 24.2987 | 23.4032 |  | 3366 | 424.7438 | 494.2319 | 505.6985 |  | 3366 | 0.009246% | 0.01049% | 0.01047% | 0.009579% | 0.01219% | 0.0117% |  | 3366 | 0.01049% | 0.01047% | 3366 | 7975 | 0.01153% | 8267 | 0.01175% | 0.01164% |  | 3366 | 0.01219% | 0.0117% | 0.01194% |  | 3366 | 517 | 0.01164% | 0.009342%
| May | 21 | 7 | 3367 | 442.243 | 540.138 | 539.3322 | 0.009439% | 0.011% | 0.01072% | 0.01152% | 6131 | 0.01173% | 0.01163% |  | 8.7643 | 24.2994 | 23.4065 |  | 3367 | 433.4787 | 515.8386 | 515.9257 |  | 3367 | 0.009436% | 0.01095% | 0.01068% | 0.009579% | 0.01219% | 0.0117% |  | 3367 | 0.01095% | 0.01068% | 3367 | 7643 | 0.01153% | 7935 | 0.01174% | 0.01164% |  | 3367 | 0.01219% | 0.0117% | 0.01195% |  | 3367 | 6131 | 0.01164% | 0.01211%
| May | 21 | 8 | 3368 | 455.0945 | 546.9246 | 541.0576 | 0.009713% | 0.01114% | 0.01076% | 0.01152% | 4420 | 0.01173% | 0.01163% |  | 8.7649 | 24.3001 | 23.4098 |  | 3368 | 446.3295 | 522.6245 | 517.6478 |  | 3368 | 0.009716% | 0.01109% | 0.01072% | 0.00958% | 0.01219% | 0.0117% |  | 3368 | 0.01109% | 0.01072% | 3368 | 380 | 0.01153% | 3397 | 0.01174% | 0.01164% |  | 3368 | 0.01219% | 0.0117% | 0.01195% |  | 3368 | 4420 | 0.01164% | 0.01268%
| May | 21 | 9 | 3369 | 462.7285 | 548.982 | 546.9653 | 0.009876% | 0.01118% | 0.01088% | 0.01152% | 6873 | 0.01173% | 0.01163% |  | 8.7656 | 24.3008 | 23.4131 |  | 3369 | 453.9629 | 524.6812 | 523.5522 |  | 3369 | 0.009882% | 0.01114% | 0.01084% | 0.009581% | 0.01219% | 0.0117% |  | 3369 | 0.01114% | 0.01084% | 3369 | 7689 | 0.01153% | 7249 | 0.01174% | 0.01164% |  | 3369 | 0.01219% | 0.0117% | 0.01195% |  | 3369 | 6873 | 0.01164% | 0.01195%
| May | 21 | 10 | 3370 | 468.7846 | 568.7741 | 552.7886 | 0.01001% | 0.01158% | 0.01099% | 0.01152% | 3799 | 0.01173% | 0.01163% |  | 8.7663 | 24.3015 | 23.4164 |  | 3370 | 460.0183 | 544.4726 | 529.3722 |  | 3370 | 0.01001% | 0.01156% | 0.01096% | 0.009582% | 0.01219% | 0.0117% |  | 3370 | 0.01156% | 0.01096% | 3370 | 8071 | 0.01153% | 6091 | 0.01174% | 0.01164% |  | 3370 | 0.01219% | 0.0117% | 0.01195% |  | 3370 | 3799 | 0.01164% | 0.01234%
| May | 21 | 11 | 3371 | 472.5565 | 575.719 | 557.1021 | 0.01009% | 0.01172% | 0.01108% | 0.01152% | 4826 | 0.01173% | 0.01163% |  | 8.767 | 24.3022 | 23.4197 |  | 3371 | 463.7895 | 551.4168 | 533.6824 |  | 3371 | 0.0101% | 0.0117% | 0.01105% | 0.009582% | 0.01219% | 0.01171% |  | 3371 | 0.0117% | 0.01105% | 3371 | 6438 | 0.01153% | 8275 | 0.01174% | 0.01164% |  | 3371 | 0.01219% | 0.01171% | 0.01195% |  | 3371 | 4826 | 0.01164% | 0.0127%
| May | 21 | 12 | 3372 | 476.9689 | 581.7143 | 560.7217 | 0.01018% | 0.01185% | 0.01115% | 0.01152% | 6068 | 0.01173% | 0.01163% |  | 8.7676 | 24.3029 | 23.423 |  | 3372 | 468.2013 | 557.4114 | 537.2987 |  | 3372 | 0.01019% | 0.01183% | 0.01113% | 0.009583% | 0.01219% | 0.01171% |  | 3372 | 0.01183% | 0.01113% | 3372 | 1178 | 0.01153% | 6067 | 0.01174% | 0.01164% |  | 3372 | 0.01219% | 0.01171% | 0.01195% |  | 3372 | 6068 | 0.01164% | 0.01213%
| May | 21 | 13 | 3373 | 480.0895 | 597.0191 | 574.2906 | 0.01025% | 0.01216% | 0.01142% | 0.01152% | 7842 | 0.01173% | 0.01163% |  | 8.7683 | 24.3036 | 23.4263 |  | 3373 | 471.3211 | 572.7155 | 550.8643 |  | 3373 | 0.01026% | 0.01216% | 0.01141% | 0.009584% | 0.01219% | 0.01171% |  | 3373 | 0.01216% | 0.01141% | 3373 | 59 | 0.01153% | 6908 | 0.01174% | 0.01164% |  | 3373 | 0.01219% | 0.01171% | 0.01195% |  | 3373 | 7842 | 0.01164% | 0.01167%
| May | 21 | 14 | 3374 | 482.9771 | 598.9927 | 589.6786 | 0.01031% | 0.0122% | 0.01173% | 0.01152% | 1201 | 0.01173% | 0.01163% |  | 8.769 | 24.3043 | 23.4296 |  | 3374 | 474.2081 | 574.6885 | 566.249 |  | 3374 | 0.01032% | 0.0122% | 0.01173% | 0.009585% | 0.0122% | 0.01171% |  | 3374 | 0.0122% | 0.01173% | 3374 | 5744 | 0.01153% | 7831 | 0.01174% | 0.01164% |  | 3374 | 0.0122% | 0.01171% | 0.01195% |  | 3374 | 1201 | 0.01164% | 0.00985%
| May | 21 | 15 | 3375 | 486.0957 | 603.5079 | 598.5214 | 0.01037% | 0.01229% | 0.0119% | 0.01152% | 1482 | 0.01173% | 0.01162% |  | 8.7697 | 24.305 | 23.4329 |  | 3375 | 477.326 | 579.2029 | 575.0885 |  | 3375 | 0.01039% | 0.01229% | 0.01191% | 0.009585% | 0.0122% | 0.01171% |  | 3375 | 0.01229% | 0.01191% | 3375 | 5573 | 0.01153% | 5887 | 0.01174% | 0.01164% |  | 3375 | 0.0122% | 0.01171% | 0.01195% |  | 3375 | 1482 | 0.01164% | 0.01009%
| May | 21 | 16 | 3376 | 492.2348 | 612.4357 | 595.2487 | 0.01051% | 0.01247% | 0.01184% | 0.01152% | 1563 | 0.01173% | 0.01162% |  | 8.7704 | 24.3057 | 23.4362 |  | 3376 | 483.4644 | 588.13 | 571.8125 |  | 3376 | 0.01052% | 0.01248% | 0.01184% | 0.009586% | 0.0122% | 0.01171% |  | 3376 | 0.01248% | 0.01184% | 3376 | 7880 | 0.01153% | 1164 | 0.01174% | 0.01164% |  | 3376 | 0.0122% | 0.01171% | 0.01195% |  | 3376 | 1563 | 0.01164% | 0.01016%
| May | 21 | 17 | 3377 | 497.8687 | 614.5769 | 594.8361 | 0.01063% | 0.01251% | 0.01183% | 0.01152% | 5304 | 0.01173% | 0.01162% |  | 8.771 | 24.3064 | 23.4395 |  | 3377 | 489.0977 | 590.2705 | 571.3966 |  | 3377 | 0.01065% | 0.01253% | 0.01183% | 0.009587% | 0.0122% | 0.01172% |  | 3377 | 0.01253% | 0.01183% | 3377 | 6500 | 0.01153% | 4680 | 0.01174% | 0.01164% |  | 3377 | 0.0122% | 0.01172% | 0.01196% |  | 3377 | 5304 | 0.01164% | 0.01253%
| May | 21 | 18 | 3378 | 497.1281 | 613.7018 | 599.0746 | 0.01061% | 0.0125% | 0.01191% | 0.01152% | 5472 | 0.01173% | 0.01162% |  | 8.7717 | 24.307 | 23.4428 |  | 3378 | 488.3564 | 589.3947 | 575.6319 |  | 3378 | 0.01063% | 0.01251% | 0.01192% | 0.009588% | 0.0122% | 0.01172% |  | 3378 | 0.01251% | 0.01192% | 3378 | 8416 | 0.01153% | 8225 | 0.01174% | 0.01164% |  | 3378 | 0.0122% | 0.01172% | 0.01196% |  | 3378 | 5472 | 0.01164% | 0.01244%
| May | 21 | 19 | 3379 | 494.2316 | 607.7716 | 596.027 | 0.01055% | 0.01238% | 0.01185% | 0.01152% | 8226 | 0.01173% | 0.01162% |  | 8.7724 | 24.3077 | 23.4461 |  | 3379 | 485.4592 | 583.4639 | 572.581 |  | 3379 | 0.01057% | 0.01238% | 0.01186% | 0.009588% | 0.0122% | 0.01172% |  | 3379 | 0.01238% | 0.01186% | 3379 | 1169 | 0.01153% | 1560 | 0.01174% | 0.01164% |  | 3379 | 0.0122% | 0.01172% | 0.01196% |  | 3379 | 8226 | 0.01164% | 0.01141%
| May | 21 | 20 | 3380 | 487.5343 | 593.5188 | 596.4115 | 0.01041% | 0.01209% | 0.01186% | 0.01152% | 5527 | 0.01173% | 0.01162% |  | 8.7731 | 24.3084 | 23.4494 |  | 3380 | 478.7612 | 569.2103 | 572.9621 |  | 3380 | 0.01042% | 0.01208% | 0.01187% | 0.009589% | 0.0122% | 0.01172% |  | 3380 | 0.01208% | 0.01187% | 3380 | 6249 | 0.01153% | 1404 | 0.01174% | 0.01164% |  | 3380 | 0.0122% | 0.01172% | 0.01196% |  | 3380 | 5527 | 0.01164% | 0.01241%
| May | 21 | 21 | 3381 | 480.9952 | 586.7973 | 592.2011 | 0.01027% | 0.01195% | 0.01178% | 0.01152% | 741 | 0.01173% | 0.01162% |  | 8.7738 | 24.3091 | 23.4527 |  | 3381 | 472.2215 | 562.4882 | 568.7485 |  | 3381 | 0.01028% | 0.01194% | 0.01178% | 0.00959% | 0.0122% | 0.01172% |  | 3381 | 0.01194% | 0.01178% | 3381 | 7588 | 0.01153% | 3601 | 0.01174% | 0.01164% |  | 3381 | 0.0122% | 0.01172% | 0.01196% |  | 3381 | 741 | 0.01164% | 0.009486%
| May | 21 | 22 | 3382 | 464.7177 | 570.6546 | 575.9128 | 0.009918% | 0.01162% | 0.01145% | 0.01151% | 7951 | 0.01173% | 0.01162% |  | 8.7744 | 24.3098 | 23.4559 |  | 3382 | 455.9433 | 546.3448 | 552.4569 |  | 3382 | 0.009925% | 0.0116% | 0.01144% | 0.009591% | 0.0122% | 0.01172% |  | 3382 | 0.0116% | 0.01144% | 3382 | 7518 | 0.01153% | 5162 | 0.01174% | 0.01163% |  | 3382 | 0.0122% | 0.01172% | 0.01196% |  | 3382 | 7951 | 0.01163% | 0.0116%
| May | 21 | 23 | 3383 | 447.6173 | 547.9021 | 562.0439 | 0.009553% | 0.01116% | 0.01118% | 0.01151% | 8014 | 0.01173% | 0.01162% |  | 8.7751 | 24.3105 | 23.4592 |  | 3383 | 438.8421 | 523.5916 | 538.5847 |  | 3383 | 0.009553% | 0.01111% | 0.01115% | 0.009591% | 0.0122% | 0.01173% |  | 3383 | 0.01111% | 0.01115% | 3383 | 5642 | 0.01153% | 5597 | 0.01174% | 0.01163% |  | 3383 | 0.0122% | 0.01173% | 0.01196% |  | 3383 | 8014 | 0.01163% | 0.01156%
| May | 22 | 0 | 3384 | 433.8144 | 537.28 | 556.1831 | 0.009259% | 0.01094% | 0.01106% | 0.01151% | 7821 | 0.01173% | 0.01162% |  | 8.7758 | 24.3112 | 23.4625 |  | 3384 | 425.0386 | 512.9688 | 532.7206 |  | 3384 | 0.009252% | 0.01089% | 0.01103% | 0.009592% | 0.0122% | 0.01173% |  | 3384 | 0.01089% | 0.01103% | 3384 | 8634 | 0.01153% | 4159 | 0.01174% | 0.01163% |  | 3384 | 0.0122% | 0.01173% | 0.01196% |  | 3384 | 7821 | 0.01163% | 0.01168%
| May | 22 | 1 | 3385 | 426.1434 | 531.0333 | 552.6948 | 0.009095% | 0.01081% | 0.01099% | 0.01151% | 3097 | 0.01173% | 0.01162% |  | 8.7765 | 24.3119 | 23.4658 |  | 3385 | 417.3669 | 506.7214 | 529.229 |  | 3385 | 0.009085% | 0.01076% | 0.01096% | 0.009593% | 0.0122% | 0.01173% |  | 3385 | 0.01076% | 0.01096% | 3385 | 8406 | 0.01153% | 6969 | 0.01174% | 0.01163% |  | 3385 | 0.0122% | 0.01173% | 0.01196% |  | 3385 | 3097 | 0.01163% | 0.01166%
| May | 22 | 2 | 3386 | 427.0167 | 527.7936 | 552.104 | 0.009114% | 0.01075% | 0.01098% | 0.01151% | 2946 | 0.01173% | 0.01162% |  | 8.7772 | 24.3126 | 23.4691 |  | 3386 | 418.2395 | 503.481 | 528.6349 |  | 3386 | 0.009104% | 0.01069% | 0.01095% | 0.009594% | 0.0122% | 0.01173% |  | 3386 | 0.01069% | 0.01095% | 3386 | 6486 | 0.01153% | 8085 | 0.01174% | 0.01163% |  | 3386 | 0.0122% | 0.01173% | 0.01196% |  | 3386 | 2946 | 0.01163% | 0.0115%
| May | 22 | 3 | 3387 | 427.1275 | 525.7641 | 554.664 | 0.009116% | 0.01071% | 0.01103% | 0.01151% | 3374 | 0.01173% | 0.01162% |  | 8.7778 | 24.3132 | 23.4724 |  | 3387 | 418.3497 | 501.4509 | 531.1916 |  | 3387 | 0.009107% | 0.01064% | 0.011% | 0.009594% | 0.0122% | 0.01173% |  | 3387 | 0.01064% | 0.011% | 3387 | 2024 | 0.01153% | 8360 | 0.01174% | 0.01163% |  | 3387 | 0.0122% | 0.01173% | 0.01197% |  | 3387 | 3374 | 0.01163% | 0.01195%
| May | 22 | 4 | 3388 | 432.1569 | 530.6144 | 557.5522 | 0.009223% | 0.01081% | 0.01109% | 0.01151% | 274 | 0.01173% | 0.01162% |  | 8.7785 | 24.3139 | 23.4757 |  | 3388 | 423.3783 | 506.3004 | 534.0765 |  | 3388 | 0.009216% | 0.01075% | 0.01106% | 0.009595% | 0.0122% | 0.01173% |  | 3388 | 0.01075% | 0.01106% | 3388 | 2752 | 0.01153% | 734 | 0.01174% | 0.01163% |  | 3388 | 0.0122% | 0.01173% | 0.01197% |  | 3388 | 274 | 0.01163% | 0.009221%
| May | 22 | 5 | 3389 | 440.0887 | 533.8261 | 568.7486 | 0.009393% | 0.01087% | 0.01131% | 0.01151% | 5163 | 0.01173% | 0.01162% |  | 8.7792 | 24.3146 | 23.4789 |  | 3389 | 431.3095 | 509.5115 | 545.2697 |  | 3389 | 0.009389% | 0.01081% | 0.01129% | 0.009596% | 0.0122% | 0.01174% |  | 3389 | 0.01081% | 0.01129% | 3389 | 3391 | 0.01153% | 6899 | 0.01174% | 0.01163% |  | 3389 | 0.0122% | 0.01174% | 0.01197% |  | 3389 | 5163 | 0.01163% | 0.01259%
| May | 22 | 6 | 3390 | 459.79 | 555.0518 | 585.8527 | 0.009813% | 0.0113% | 0.01165% | 0.01151% | 3678 | 0.01172% | 0.01162% |  | 8.7799 | 24.3153 | 23.4822 |  | 3390 | 451.0101 | 530.7365 | 562.3705 |  | 3390 | 0.009818% | 0.01126% | 0.01165% | 0.009597% | 0.0122% | 0.01174% |  | 3390 | 0.01126% | 0.01165% | 3390 | 3723 | 0.01153% | 2933 | 0.01174% | 0.01163% |  | 3390 | 0.0122% | 0.01174% | 0.01197% |  | 3390 | 3678 | 0.01163% | 0.01224%
| May | 22 | 7 | 3391 | 475.6448 | 567.4335 | 595.4175 | 0.01015% | 0.01155% | 0.01184% | 0.01151% | 1629 | 0.01172% | 0.01162% |  | 8.7806 | 24.316 | 23.4855 |  | 3391 | 466.8642 | 543.1175 | 571.932 |  | 3391 | 0.01016% | 0.01153% | 0.01184% | 0.009597% | 0.0122% | 0.01174% |  | 3391 | 0.01153% | 0.01184% | 3391 | 8256 | 0.01153% | 6801 | 0.01174% | 0.01163% |  | 3391 | 0.0122% | 0.01174% | 0.01197% |  | 3391 | 1629 | 0.01163% | 0.01021%
| May | 22 | 8 | 3392 | 482.4829 | 576.2868 | 592.8294 | 0.0103% | 0.01174% | 0.01179% | 0.01151% | 5952 | 0.01172% | 0.01162% |  | 8.7813 | 24.3167 | 23.4888 |  | 3392 | 473.7016 | 551.9702 | 569.3406 |  | 3392 | 0.01031% | 0.01172% | 0.01179% | 0.009598% | 0.0122% | 0.01174% |  | 3392 | 0.01172% | 0.01179% | 3392 | 5934 | 0.01153% | 7934 | 0.01173% | 0.01163% |  | 3392 | 0.0122% | 0.01174% | 0.01197% |  | 3392 | 5952 | 0.01163% | 0.01218%
| May | 22 | 9 | 3393 | 481.5214 | 587.3093 | 591.7979 | 0.01028% | 0.01196% | 0.01177% | 0.01151% | 1290 | 0.01172% | 0.01162% |  | 8.7819 | 24.3174 | 23.4921 |  | 3393 | 472.7395 | 562.9919 | 568.3058 |  | 3393 | 0.01029% | 0.01195% | 0.01177% | 0.009599% | 0.0122% | 0.01174% |  | 3393 | 0.01195% | 0.01177% | 3393 | 5671 | 0.01152% | 8252 | 0.01173% | 0.01163% |  | 3393 | 0.0122% | 0.01174% | 0.01197% |  | 3393 | 1290 | 0.01163% | 0.009927%
| May | 22 | 10 | 3394 | 492.4427 | 595.2038 | 594.883 | 0.01051% | 0.01212% | 0.01183% | 0.01151% | 4257 | 0.01172% | 0.01162% |  | 8.7826 | 24.3181 | 23.4953 |  | 3394 | 483.6601 | 570.8857 | 571.3877 |  | 3394 | 0.01053% | 0.01212% | 0.01183% | 0.0096% | 0.0122% | 0.01174% |  | 3394 | 0.01212% | 0.01183% | 3394 | 1569 | 0.01152% | 1155 | 0.01173% | 0.01163% |  | 3394 | 0.0122% | 0.01174% | 0.01197% |  | 3394 | 4257 | 0.01163% | 0.01263%
| May | 22 | 11 | 3395 | 504.2064 | 610.3317 | 593.889 | 0.01076% | 0.01243% | 0.01181% | 0.01151% | 1170 | 0.01172% | 0.01162% |  | 8.7833 | 24.3187 | 23.4986 |  | 3395 | 495.4231 | 586.013 | 570.3904 |  | 3395 | 0.01078% | 0.01244% | 0.01181% | 0.0096% | 0.0122% | 0.01174% |  | 3395 | 0.01244% | 0.01181% | 3395 | 3240 | 0.01152% | 6066 | 0.01173% | 0.01163% |  | 3395 | 0.0122% | 0.01174% | 0.01197% |  | 3395 | 1170 | 0.01163% | 0.009823%
| May | 22 | 12 | 3396 | 516.2184 | 620.4232 | 591.2728 | 0.01102% | 0.01263% | 0.01176% | 0.01151% | 2940 | 0.01172% | 0.01162% |  | 8.784 | 24.3194 | 23.5019 |  | 3396 | 507.4344 | 596.1038 | 567.7709 |  | 3396 | 0.01105% | 0.01265% | 0.01176% | 0.009601% | 0.0122% | 0.01175% |  | 3396 | 0.01265% | 0.01176% | 3396 | 7780 | 0.01152% | 5842 | 0.01173% | 0.01163% |  | 3396 | 0.0122% | 0.01175% | 0.01197% |  | 3396 | 2940 | 0.01163% | 0.01149%
| May | 22 | 13 | 3397 | 526.363 | 631.2223 | 590.6539 | 0.01123% | 0.01285% | 0.01174% | 0.01151% | 8415 | 0.01172% | 0.01161% |  | 8.7847 | 24.3201 | 23.5051 |  | 3397 | 517.5783 | 606.9022 | 567.1487 |  | 3397 | 0.01127% | 0.01288% | 0.01174% | 0.009602% | 0.0122% | 0.01175% |  | 3397 | 0.01288% | 0.01174% | 3397 | 2239 | 0.01152% | 8324 | 0.01173% | 0.01163% |  | 3397 | 0.0122% | 0.01175% | 0.01198% |  | 3397 | 8415 | 0.01163% | 0.01126%
| May | 22 | 14 | 3398 | 534.6326 | 640.9414 | 592.8481 | 0.01141% | 0.01305% | 0.01179% | 0.01151% | 8023 | 0.01172% | 0.01161% |  | 8.7854 | 24.3208 | 23.5084 |  | 3398 | 525.8473 | 616.6206 | 569.3397 |  | 3398 | 0.01145% | 0.01309% | 0.01179% | 0.009603% | 0.0122% | 0.01175% |  | 3398 | 0.01309% | 0.01179% | 3398 | 6232 | 0.01152% | 7234 | 0.01173% | 0.01163% |  | 3398 | 0.0122% | 0.01175% | 0.01198% |  | 3398 | 8023 | 0.01163% | 0.01155%
| May | 22 | 15 | 3399 | 537.4312 | 639.8057 | 595.3519 | 0.01147% | 0.01303% | 0.01184% | 0.01151% | 4422 | 0.01172% | 0.01161% |  | 8.7861 | 24.3215 | 23.5117 |  | 3399 | 528.6451 | 615.4842 | 571.8402 |  | 3399 | 0.01151% | 0.01306% | 0.01184% | 0.009603% | 0.0122% | 0.01175% |  | 3399 | 0.01306% | 0.01184% | 3399 | 4442 | 0.01152% | 7087 | 0.01173% | 0.01163% |  | 3399 | 0.0122% | 0.01175% | 0.01198% |  | 3399 | 4422 | 0.01163% | 0.01268%
| May | 22 | 16 | 3400 | 544.337 | 632.3767 | 595.6894 | 0.01162% | 0.01288% | 0.01185% | 0.01151% | 4995 | 0.01172% | 0.01161% |  | 8.7867 | 24.3222 | 23.515 |  | 3400 | 535.5502 | 608.0545 | 572.1745 |  | 3400 | 0.01166% | 0.01291% | 0.01185% | 0.009604% | 0.0122% | 0.01175% |  | 3400 | 0.01291% | 0.01185% | 3400 | 8258 | 0.01152% | 758 | 0.01173% | 0.01163% |  | 3400 | 0.0122% | 0.01175% | 0.01198% |  | 3400 | 4995 | 0.01163% | 0.01265%
| May | 22 | 17 | 3401 | 557.1098 | 643.3712 | 594.7705 | 0.01189% | 0.0131% | 0.01183% | 0.01151% | 6921 | 0.01172% | 0.01161% |  | 8.7874 | 24.3228 | 23.5182 |  | 3401 | 548.3224 | 619.0484 | 571.2523 |  | 3401 | 0.01194% | 0.01314% | 0.01183% | 0.009605% | 0.0122% | 0.01175% |  | 3401 | 0.01314% | 0.01183% | 3401 | 7561 | 0.01152% | 4153 | 0.01173% | 0.01163% |  | 3401 | 0.0122% | 0.01175% | 0.01198% |  | 3401 | 6921 | 0.01163% | 0.01194%
| May | 22 | 18 | 3402 | 553.9164 | 639.545 | 595.9708 | 0.01182% | 0.01302% | 0.01185% | 0.01151% | 1044 | 0.01172% | 0.01161% |  | 8.7881 | 24.3235 | 23.5215 |  | 3402 | 545.1283 | 615.2215 | 572.4493 |  | 3402 | 0.01187% | 0.01306% | 0.01185% | 0.009606% | 0.0122% | 0.01176% |  | 3402 | 0.01306% | 0.01185% | 3402 | 6251 | 0.01152% | 8105 | 0.01173% | 0.01162% |  | 3402 | 0.0122% | 0.01176% | 0.01198% |  | 3402 | 1044 | 0.01162% | 0.009717%
| May | 22 | 19 | 3403 | 553.9291 | 637.1711 | 592.7919 | 0.01182% | 0.01298% | 0.01179% | 0.01151% | 8107 | 0.01172% | 0.01161% |  | 8.7888 | 24.3242 | 23.5248 |  | 3403 | 545.1403 | 612.8469 | 569.2671 |  | 3403 | 0.01187% | 0.01301% | 0.01179% | 0.009606% | 0.01221% | 0.01176% |  | 3403 | 0.01301% | 0.01179% | 3403 | 210 | 0.01152% | 305 | 0.01173% | 0.01162% |  | 3403 | 0.01221% | 0.01176% | 0.01198% |  | 3403 | 8107 | 0.01162% | 0.0115%
| May | 22 | 20 | 3404 | 542.9983 | 624.7801 | 593.2232 | 0.01159% | 0.01272% | 0.0118% | 0.01151% | 6771 | 0.01172% | 0.01161% |  | 8.7895 | 24.3249 | 23.528 |  | 3404 | 534.2088 | 600.4552 | 569.6952 |  | 3404 | 0.01163% | 0.01274% | 0.0118% | 0.009607% | 0.01221% | 0.01176% |  | 3404 | 0.01274% | 0.0118% | 3404 | 8459 | 0.01152% | 2914 | 0.01173% | 0.01162% |  | 3404 | 0.01221% | 0.01176% | 0.01198% |  | 3404 | 6771 | 0.01162% | 0.01196%
| May | 22 | 21 | 3405 | 534.5966 | 613.5342 | 591.329 | 0.01141% | 0.01249% | 0.01176% | 0.01151% | 1783 | 0.01172% | 0.01161% |  | 8.7902 | 24.3256 | 23.5313 |  | 3405 | 525.8065 | 589.2086 | 567.7977 |  | 3405 | 0.01145% | 0.01251% | 0.01176% | 0.009608% | 0.01221% | 0.01176% |  | 3405 | 0.01251% | 0.01176% | 3405 | 4417 | 0.01152% | 761 | 0.01173% | 0.01162% |  | 3405 | 0.01221% | 0.01176% | 0.01198% |  | 3405 | 1783 | 0.01162% | 0.01034%
| May | 22 | 22 | 3406 | 510.8267 | 590.0929 | 574.2156 | 0.0109% | 0.01202% | 0.01142% | 0.01151% | 7782 | 0.01172% | 0.01161% |  | 8.7909 | 24.3262 | 23.5345 |  | 3406 | 502.0358 | 565.7666 | 550.681 |  | 3406 | 0.01093% | 0.01201% | 0.0114% | 0.009609% | 0.01221% | 0.01176% |  | 3406 | 0.01201% | 0.0114% | 3406 | 7511 | 0.01152% | 7276 | 0.01173% | 0.01162% |  | 3406 | 0.01221% | 0.01176% | 0.01198% |  | 3406 | 7782 | 0.01162% | 0.0117%
| May | 22 | 23 | 3407 | 486.262 | 568.0665 | 559.4839 | 0.01038% | 0.01157% | 0.01113% | 0.01151% | 300 | 0.01172% | 0.01161% |  | 8.7915 | 24.3269 | 23.5378 |  | 3407 | 477.4705 | 543.7396 | 535.9461 |  | 3407 | 0.01039% | 0.01154% | 0.0111% | 0.009609% | 0.01221% | 0.01176% |  | 3407 | 0.01154% | 0.0111% | 3407 | 8482 | 0.01152% | 7267 | 0.01173% | 0.01162% |  | 3407 | 0.01221% | 0.01176% | 0.01199% |  | 3407 | 300 | 0.01162% | 0.009231%
| May | 23 | 0 | 3408 | 475.0452 | 554.5212 | 552.1134 | 0.01014% | 0.01129% | 0.01098% | 0.01151% | 3441 | 0.01172% | 0.01161% |  | 8.7922 | 24.3276 | 23.5411 |  | 3408 | 466.253 | 530.1936 | 528.5723 |  | 3408 | 0.01015% | 0.01125% | 0.01095% | 0.00961% | 0.01221% | 0.01177% |  | 3408 | 0.01125% | 0.01095% | 3408 | 5759 | 0.01152% | 4471 | 0.01173% | 0.01162% |  | 3408 | 0.01221% | 0.01177% | 0.01199% |  | 3408 | 3441 | 0.01162% | 0.01202%
| May | 23 | 1 | 3409 | 465.1382 | 548.0232 | 550.7818 | 0.009927% | 0.01116% | 0.01095% | 0.0115% | 6061 | 0.01172% | 0.01161% |  | 8.7929 | 24.3283 | 23.5443 |  | 3409 | 456.3453 | 523.6949 | 527.2375 |  | 3409 | 0.009934% | 0.01112% | 0.01092% | 0.009611% | 0.01221% | 0.01177% |  | 3409 | 0.01112% | 0.01092% | 3409 | 5643 | 0.01152% | 5639 | 0.01173% | 0.01162% |  | 3409 | 0.01221% | 0.01177% | 0.01199% |  | 3409 | 6061 | 0.01162% | 0.01214%
| May | 23 | 2 | 3410 | 461.2284 | 542.0558 | 549.6003 | 0.009844% | 0.01104% | 0.01093% | 0.0115% | 8373 | 0.01172% | 0.01161% |  | 8.7936 | 24.329 | 23.5476 |  | 3410 | 452.4348 | 517.7268 | 526.0527 |  | 3410 | 0.009849% | 0.01099% | 0.01089% | 0.009612% | 0.01221% | 0.01177% |  | 3410 | 0.01099% | 0.01089% | 3410 | 7086 | 0.01152% | 7591 | 0.01173% | 0.01162% |  | 3410 | 0.01221% | 0.01177% | 0.01199% |  | 3410 | 8373 | 0.01162% | 0.01129%
| May | 23 | 3 | 3411 | 459.8818 | 542.0558 | 549.3752 | 0.009815% | 0.01104% | 0.01092% | 0.0115% | 510 | 0.01171% | 0.01161% |  | 8.7943 | 24.3296 | 23.5508 |  | 3411 | 451.0875 | 517.7261 | 525.8244 |  | 3411 | 0.009819% | 0.01099% | 0.01089% | 0.009612% | 0.01221% | 0.01177% |  | 3411 | 0.01099% | 0.01089% | 3411 | 8237 | 0.01152% | 4778 | 0.01173% | 0.01162% |  | 3411 | 0.01221% | 0.01177% | 0.01199% |  | 3411 | 510 | 0.01162% | 0.009338%
| May | 23 | 4 | 3412 | 465.2532 | 544.56 | 552.8636 | 0.00993% | 0.01109% | 0.01099% | 0.0115% | 1200 | 0.01171% | 0.01161% |  | 8.795 | 24.3303 | 23.5541 |  | 3412 | 456.4582 | 520.2297 | 529.3095 |  | 3412 | 0.009936% | 0.01104% | 0.01096% | 0.009613% | 0.01221% | 0.01177% |  | 3412 | 0.01104% | 0.01096% | 3412 | 6453 | 0.01152% | 8011 | 0.01173% | 0.01162% |  | 3412 | 0.01221% | 0.01177% | 0.01199% |  | 3412 | 1200 | 0.01162% | 0.009849%
| May | 23 | 5 | 3413 | 472.5433 | 548.7586 | 565.0352 | 0.01009% | 0.01117% | 0.01124% | 0.0115% | 5711 | 0.01171% | 0.01161% |  | 8.7957 | 24.331 | 23.5573 |  | 3413 | 463.7476 | 524.4276 | 541.4779 |  | 3413 | 0.01009% | 0.01113% | 0.01121% | 0.009614% | 0.01221% | 0.01177% |  | 3413 | 0.01113% | 0.01121% | 3413 | 1495 | 0.01152% | 4417 | 0.01173% | 0.01162% |  | 3413 | 0.01221% | 0.01177% | 0.01199% |  | 3413 | 5711 | 0.01162% | 0.0123%
| May | 23 | 6 | 3414 | 493.9815 | 569.5188 | 579.5231 | 0.01054% | 0.0116% | 0.01152% | 0.0115% | 3748 | 0.01171% | 0.01161% |  | 8.7964 | 24.3317 | 23.5606 |  | 3414 | 485.1851 | 545.1871 | 555.9625 |  | 3414 | 0.01056% | 0.01157% | 0.01151% | 0.009615% | 0.01221% | 0.01178% |  | 3414 | 0.01157% | 0.01151% | 3414 | 4445 | 0.01152% | 3374 | 0.01173% | 0.01162% |  | 3414 | 0.01221% | 0.01178% | 0.01199% |  | 3414 | 3748 | 0.01162% | 0.0123%
| May | 23 | 7 | 3415 | 510.2867 | 588.1099 | 591.526 | 0.01089% | 0.01198% | 0.01176% | 0.0115% | 6796 | 0.01171% | 0.01161% |  | 8.797 | 24.3324 | 23.5638 |  | 3415 | 501.4896 | 563.7776 | 567.9621 |  | 3415 | 0.01092% | 0.01197% | 0.01176% | 0.009615% | 0.01221% | 0.01178% |  | 3415 | 0.01197% | 0.01176% | 3415 | 3580 | 0.01152% | 5996 | 0.01172% | 0.01162% |  | 3415 | 0.01221% | 0.01178% | 0.01199% |  | 3415 | 6796 | 0.01162% | 0.01196%
| May | 23 | 8 | 3416 | 519.6371 | 594.58 | 592.4449 | 0.01109% | 0.01211% | 0.01178% | 0.0115% | 4303 | 0.01171% | 0.01161% |  | 8.7977 | 24.333 | 23.5671 |  | 3416 | 510.8394 | 570.247 | 568.8778 |  | 3416 | 0.01112% | 0.0121% | 0.01178% | 0.009616% | 0.01221% | 0.01178% |  | 3416 | 0.0121% | 0.01178% | 3416 | 296 | 0.01152% | 235 | 0.01172% | 0.01162% |  | 3416 | 0.01221% | 0.01178% | 0.01199% |  | 3416 | 4303 | 0.01162% | 0.01264%
| May | 23 | 9 | 3417 | 531.7691 | 605.6956 | 595.6801 | 0.01135% | 0.01233% | 0.01184% | 0.0115% | 8314 | 0.01171% | 0.01161% |  | 8.7984 | 24.3337 | 23.5703 |  | 3417 | 522.9707 | 581.3619 | 572.1097 |  | 3417 | 0.01138% | 0.01234% | 0.01185% | 0.009617% | 0.01221% | 0.01178% |  | 3417 | 0.01234% | 0.01185% | 3417 | 1202 | 0.01151% | 7926 | 0.01172% | 0.01162% |  | 3417 | 0.01221% | 0.01178% | 0.012% |  | 3417 | 8314 | 0.01162% | 0.01134%
| May | 23 | 10 | 3418 | 544.7882 | 614.4279 | 602.9381 | 0.01163% | 0.01251% | 0.01199% | 0.0115% | 43 | 0.01171% | 0.01161% |  | 8.7991 | 24.3344 | 23.5736 |  | 3418 | 535.9891 | 590.0935 | 579.3645 |  | 3418 | 0.01167% | 0.01252% | 0.012% | 0.009618% | 0.01221% | 0.01178% |  | 3418 | 0.01252% | 0.012% | 3418 | 6069 | 0.01151% | 8100 | 0.01172% | 0.01162% |  | 3418 | 0.01221% | 0.01178% | 0.012% |  | 3418 | 43 | 0.01162% | 0.009138%
| May | 23 | 11 | 3419 | 554.8501 | 626.6234 | 605.0292 | 0.01184% | 0.01276% | 0.01203% | 0.0115% | 516 | 0.01171% | 0.01161% |  | 8.7998 | 24.3351 | 23.5768 |  | 3419 | 546.0503 | 602.2883 | 581.4523 |  | 3419 | 0.01189% | 0.01278% | 0.01204% | 0.009618% | 0.01221% | 0.01178% |  | 3419 | 0.01278% | 0.01204% | 3419 | 8334 | 0.01151% | 501 | 0.01172% | 0.01162% |  | 3419 | 0.01221% | 0.01178% | 0.012% |  | 3419 | 516 | 0.01162% | 0.009342%
| May | 23 | 12 | 3420 | 563.6036 | 639.3309 | 609.3802 | 0.01203% | 0.01302% | 0.01212% | 0.0115% | 1226 | 0.01171% | 0.01161% |  | 8.8005 | 24.3357 | 23.5801 |  | 3420 | 554.8031 | 614.9951 | 585.8001 |  | 3420 | 0.01208% | 0.01305% | 0.01213% | 0.009619% | 0.01221% | 0.01179% |  | 3420 | 0.01305% | 0.01213% | 3420 | 5543 | 0.01151% | 3071 | 0.01172% | 0.01162% |  | 3420 | 0.01221% | 0.01179% | 0.012% |  | 3420 | 1226 | 0.01162% | 0.009872%
| May | 23 | 13 | 3421 | 576.6713 | 652.2618 | 613.1968 | 0.01231% | 0.01328% | 0.01219% | 0.0115% | 3695 | 0.01171% | 0.01161% |  | 8.8012 | 24.3364 | 23.5833 |  | 3421 | 567.8701 | 627.9254 | 589.6134 |  | 3421 | 0.01236% | 0.01333% | 0.01221% | 0.00962% | 0.01221% | 0.01179% |  | 3421 | 0.01333% | 0.01221% | 3421 | 5914 | 0.01151% | 1224 | 0.01172% | 0.01162% |  | 3421 | 0.01221% | 0.01179% | 0.012% |  | 3421 | 3695 | 0.01162% | 0.01225%
| May | 23 | 14 | 3422 | 582.9581 | 657.5682 | 618.7856 | 0.01244% | 0.01339% | 0.0123% | 0.0115% | 735 | 0.01171% | 0.01161% |  | 8.8019 | 24.3371 | 23.5866 |  | 3422 | 574.1562 | 633.2311 | 595.199 |  | 3422 | 0.0125% | 0.01344% | 0.01233% | 0.009621% | 0.01221% | 0.01179% |  | 3422 | 0.01344% | 0.01233% | 3422 | 53 | 0.01151% | 3604 | 0.01172% | 0.01162% |  | 3422 | 0.01221% | 0.01179% | 0.012% |  | 3422 | 735 | 0.01162% | 0.009482%
| May | 23 | 15 | 3423 | 587.3193 | 666.3471 | 626.7656 | 0.01254% | 0.01357% | 0.01246% | 0.0115% | 3719 | 0.01171% | 0.0116% |  | 8.8026 | 24.3378 | 23.5898 |  | 3423 | 578.5167 | 642.0093 | 603.1758 |  | 3423 | 0.01259% | 0.01363% | 0.01249% | 0.009621% | 0.01221% | 0.01179% |  | 3423 | 0.01363% | 0.01249% | 3423 | 7612 | 0.01151% | 3120 | 0.01172% | 0.01162% |  | 3423 | 0.01221% | 0.01179% | 0.012% |  | 3423 | 3719 | 0.01162% | 0.01227%
| May | 23 | 16 | 3424 | 587.1942 | 670.406 | 631.0885 | 0.01253% | 0.01365% | 0.01255% | 0.0115% | 7955 | 0.01171% | 0.0116% |  | 8.8033 | 24.3384 | 23.5931 |  | 3424 | 578.3909 | 646.0676 | 607.4955 |  | 3424 | 0.01259% | 0.01371% | 0.01258% | 0.009622% | 0.01221% | 0.01179% |  | 3424 | 0.01371% | 0.01258% | 3424 | 4037 | 0.01151% | 7207 | 0.01172% | 0.01162% |  | 3424 | 0.01221% | 0.01179% | 0.012% |  | 3424 | 7955 | 0.01162% | 0.0116%
| May | 23 | 17 | 3425 | 583.5904 | 668.6186 | 628.7442 | 0.01246% | 0.01362% | 0.0125% | 0.0115% | 1604 | 0.01171% | 0.0116% |  | 8.8039 | 24.3391 | 23.5963 |  | 3425 | 574.7865 | 644.2795 | 605.1479 |  | 3425 | 0.01251% | 0.01367% | 0.01253% | 0.009623% | 0.01221% | 0.01179% |  | 3425 | 0.01367% | 0.01253% | 3425 | 8224 | 0.01151% | 586 | 0.01172% | 0.01162% |  | 3425 | 0.01221% | 0.01179% | 0.012% |  | 3425 | 1604 | 0.01162% | 0.01019%
| May | 23 | 18 | 3426 | 574.6196 | 638.2975 | 629.485 | 0.01226% | 0.013% | 0.01252% | 0.0115% | 5878 | 0.01171% | 0.0116% |  | 8.8046 | 24.3398 | 23.5995 |  | 3426 | 565.815 | 613.9577 | 605.8855 |  | 3426 | 0.01232% | 0.01303% | 0.01255% | 0.009624% | 0.01221% | 0.0118% |  | 3426 | 0.01303% | 0.01255% | 3426 | 1019 | 0.01151% | 3098 | 0.01172% | 0.01162% |  | 3426 | 0.01221% | 0.0118% | 0.012% |  | 3426 | 5878 | 0.01162% | 0.01222%
| May | 23 | 19 | 3427 | 561.9418 | 629.6024 | 614.7628 | 0.01199% | 0.01282% | 0.01222% | 0.0115% | 8297 | 0.01171% | 0.0116% |  | 8.8053 | 24.3405 | 23.6028 |  | 3427 | 553.1365 | 605.262 | 591.16 |  | 3427 | 0.01204% | 0.01285% | 0.01224% | 0.009624% | 0.01221% | 0.0118% |  | 3427 | 0.01285% | 0.01224% | 3427 | 6017 | 0.01151% | 6943 | 0.01172% | 0.01162% |  | 3427 | 0.01221% | 0.0118% | 0.01201% |  | 3427 | 8297 | 0.01162% | 0.01135%
| May | 23 | 20 | 3428 | 548.599 | 624.7336 | 605.198 | 0.01171% | 0.01272% | 0.01203% | 0.0115% | 524 | 0.01171% | 0.0116% |  | 8.806 | 24.3411 | 23.606 |  | 3428 | 539.793 | 600.3924 | 581.592 |  | 3428 | 0.01175% | 0.01274% | 0.01204% | 0.009625% | 0.01221% | 0.0118% |  | 3428 | 0.01274% | 0.01204% | 3428 | 7770 | 0.01151% | 7268 | 0.01172% | 0.01162% |  | 3428 | 0.01221% | 0.0118% | 0.01201% |  | 3428 | 524 | 0.01162% | 0.009347%
| May | 23 | 21 | 3429 | 537.8708 | 615.8988 | 598.9902 | 0.01148% | 0.01254% | 0.01191% | 0.0115% | 5810 | 0.01171% | 0.0116% |  | 8.8067 | 24.3418 | 23.6092 |  | 3429 | 529.0641 | 591.557 | 575.381 |  | 3429 | 0.01152% | 0.01256% | 0.01192% | 0.009626% | 0.01221% | 0.0118% |  | 3429 | 0.01256% | 0.01192% | 3429 | 4395 | 0.01151% | 8121 | 0.01172% | 0.01161% |  | 3429 | 0.01221% | 0.0118% | 0.01201% |  | 3429 | 5810 | 0.01161% | 0.01225%
| May | 23 | 22 | 3430 | 514.9953 | 591.2007 | 584.2773 | 0.01099% | 0.01204% | 0.01162% | 0.0115% | 306 | 0.01171% | 0.0116% |  | 8.8074 | 24.3425 | 23.6125 |  | 3430 | 506.1879 | 566.8582 | 560.6649 |  | 3430 | 0.01102% | 0.01203% | 0.01161% | 0.009627% | 0.01221% | 0.0118% |  | 3430 | 0.01203% | 0.01161% | 3430 | 2774 | 0.01151% | 878 | 0.01172% | 0.01161% |  | 3430 | 0.01221% | 0.0118% | 0.01201% |  | 3430 | 306 | 0.01161% | 0.009234%
| May | 23 | 23 | 3431 | 494.135 | 573.2892 | 564.904 | 0.01055% | 0.01167% | 0.01123% | 0.0115% | 5954 | 0.01171% | 0.0116% |  | 8.8081 | 24.3432 | 23.6157 |  | 3431 | 485.3269 | 548.946 | 541.2882 |  | 3431 | 0.01056% | 0.01165% | 0.01121% | 0.009627% | 0.01221% | 0.0118% |  | 3431 | 0.01165% | 0.01121% | 3431 | 5355 | 0.01151% | 8143 | 0.01172% | 0.01161% |  | 3431 | 0.01221% | 0.0118% | 0.01201% |  | 3431 | 5954 | 0.01161% | 0.01218%
| May | 24 | 0 | 3432 | 477.873 | 562.8718 | 551.307 | 0.0102% | 0.01146% | 0.01096% | 0.01149% | 1464 | 0.0117% | 0.0116% |  | 8.8088 | 24.3438 | 23.6189 |  | 3432 | 469.0642 | 538.528 | 527.688 |  | 3432 | 0.01021% | 0.01143% | 0.01093% | 0.009628% | 0.01222% | 0.01181% |  | 3432 | 0.01143% | 0.01093% | 3432 | 5786 | 0.01151% | 4610 | 0.01172% | 0.01161% |  | 3432 | 0.01222% | 0.01181% | 0.01201% |  | 3432 | 1464 | 0.01161% | 0.01008%
| May | 24 | 1 | 3433 | 473.8422 | 555.0053 | 547.0684 | 0.01011% | 0.0113% | 0.01088% | 0.01149% | 2933 | 0.0117% | 0.0116% |  | 8.8095 | 24.3445 | 23.6222 |  | 3433 | 465.0327 | 530.6608 | 523.4463 |  | 3433 | 0.01012% | 0.01126% | 0.01084% | 0.009629% | 0.01222% | 0.01181% |  | 3433 | 0.01126% | 0.01084% | 3433 | 2924 | 0.01151% | 1309 | 0.01172% | 0.01161% |  | 3433 | 0.01222% | 0.01181% | 0.01201% |  | 3433 | 2933 | 0.01161% | 0.01148%
| May | 24 | 2 | 3434 | 465.8447 | 548.8052 | 546.2807 | 0.009942% | 0.01118% | 0.01086% | 0.01149% | 3771 | 0.0117% | 0.0116% |  | 8.8102 | 24.3452 | 23.6254 |  | 3434 | 457.0345 | 524.46 | 522.6553 |  | 3434 | 0.009949% | 0.01113% | 0.01082% | 0.00963% | 0.01222% | 0.01181% |  | 3434 | 0.01113% | 0.01082% | 3434 | 3745 | 0.01151% | 7326 | 0.01172% | 0.01161% |  | 3434 | 0.01222% | 0.01181% | 0.01201% |  | 3434 | 3771 | 0.01161% | 0.01232%
| May | 24 | 3 | 3435 | 464.1113 | 546.4964 | 543.8989 | 0.009905% | 0.01113% | 0.01082% | 0.01149% | 3120 | 0.0117% | 0.0116% |  | 8.8109 | 24.3458 | 23.6286 |  | 3435 | 455.3004 | 522.1506 | 520.2703 |  | 3435 | 0.009911% | 0.01108% | 0.01077% | 0.00963% | 0.01222% | 0.01181% |  | 3435 | 0.01108% | 0.01077% | 3435 | 5354 | 0.01151% | 4663 | 0.01172% | 0.01161% |  | 3435 | 0.01222% | 0.01181% | 0.01201% |  | 3435 | 3120 | 0.01161% | 0.01169%
| May | 24 | 4 | 3436 | 470.728 | 549.0751 | 550.0316 | 0.01005% | 0.01118% | 0.01094% | 0.01149% | 8363 | 0.0117% | 0.0116% |  | 8.8116 | 24.3465 | 23.6319 |  | 3436 | 461.9164 | 524.7286 | 526.3998 |  | 3436 | 0.01005% | 0.01114% | 0.0109% | 0.009631% | 0.01222% | 0.01181% |  | 3436 | 0.01114% | 0.0109% | 3436 | 6231 | 0.01151% | 6084 | 0.01172% | 0.01161% |  | 3436 | 0.01222% | 0.01181% | 0.01201% |  | 3436 | 8363 | 0.01161% | 0.0113%
| May | 24 | 5 | 3437 | 477.7724 | 553.5158 | 555.9768 | 0.0102% | 0.01127% | 0.01106% | 0.01149% | 8369 | 0.0117% | 0.0116% |  | 8.8123 | 24.3472 | 23.6351 |  | 3437 | 468.9601 | 529.1686 | 532.3417 |  | 3437 | 0.01021% | 0.01123% | 0.01102% | 0.009632% | 0.01222% | 0.01181% |  | 3437 | 0.01123% | 0.01102% | 3437 | 1027 | 0.01151% | 4657 | 0.01171% | 0.01161% |  | 3437 | 0.01222% | 0.01181% | 0.01201% |  | 3437 | 8369 | 0.01161% | 0.0113%
| May | 24 | 6 | 3438 | 500.4046 | 570.757 | 569.1612 | 0.01068% | 0.01162% | 0.01132% | 0.01149% | 57 | 0.0117% | 0.0116% |  | 8.813 | 24.3478 | 23.6383 |  | 3438 | 491.5917 | 546.4091 | 545.5229 |  | 3438 | 0.0107% | 0.0116% | 0.0113% | 0.009633% | 0.01222% | 0.01181% |  | 3438 | 0.0116% | 0.0113% | 3438 | 5785 | 0.01151% | 2876 | 0.01171% | 0.01161% |  | 3438 | 0.01222% | 0.01181% | 0.01202% |  | 3438 | 57 | 0.01161% | 0.009142%
| May | 24 | 7 | 3439 | 510.512 | 581.3791 | 579.073 | 0.0109% | 0.01184% | 0.01151% | 0.01149% | 5955 | 0.0117% | 0.0116% |  | 8.8136 | 24.3485 | 23.6415 |  | 3439 | 501.6984 | 557.0306 | 555.4314 |  | 3439 | 0.01092% | 0.01182% | 0.0115% | 0.009633% | 0.01222% | 0.01182% |  | 3439 | 0.01182% | 0.0115% | 3439 | 993 | 0.01151% | 5424 | 0.01171% | 0.01161% |  | 3439 | 0.01222% | 0.01182% | 0.01202% |  | 3439 | 5955 | 0.01161% | 0.01218%
| May | 24 | 8 | 3440 | 513.9247 | 591.7686 | 586.4154 | 0.01097% | 0.01205% | 0.01166% | 0.01149% | 4271 | 0.0117% | 0.0116% |  | 8.8143 | 24.3492 | 23.6448 |  | 3440 | 505.1104 | 567.4194 | 562.7706 |  | 3440 | 0.011% | 0.01204% | 0.01165% | 0.009634% | 0.01222% | 0.01182% |  | 3440 | 0.01204% | 0.01165% | 3440 | 18 | 0.01151% | 301 | 0.01171% | 0.01161% |  | 3440 | 0.01222% | 0.01182% | 0.01202% |  | 3440 | 4271 | 0.01161% | 0.01263%
| May | 24 | 9 | 3441 | 520.7803 | 601.5808 | 589.1816 | 0.01111% | 0.01225% | 0.01172% | 0.01149% | 3071 | 0.0117% | 0.0116% |  | 8.815 | 24.3499 | 23.648 |  | 3441 | 511.9652 | 577.2309 | 565.5337 |  | 3441 | 0.01114% | 0.01225% | 0.01171% | 0.009635% | 0.01222% | 0.01182% |  | 3441 | 0.01225% | 0.01171% | 3441 | 6046 | 0.01151% | 4777 | 0.01171% | 0.01161% |  | 3441 | 0.01222% | 0.01182% | 0.01202% |  | 3441 | 3071 | 0.01161% | 0.01163%
| May | 24 | 10 | 3442 | 518.7297 | 613.8042 | 563.2442 | 0.01107% | 0.0125% | 0.0112% | 0.01149% | 3098 | 0.0117% | 0.0116% |  | 8.8157 | 24.3505 | 23.6512 |  | 3442 | 509.9139 | 589.4537 | 539.593 |  | 3442 | 0.0111% | 0.01251% | 0.01117% | 0.009636% | 0.01222% | 0.01182% |  | 3442 | 0.01251% | 0.01117% | 3442 | 7795 | 0.0115% | 6823 | 0.01171% | 0.01161% |  | 3442 | 0.01222% | 0.01182% | 0.01202% |  | 3442 | 3098 | 0.01161% | 0.01166%
| May | 24 | 11 | 3443 | 520.1698 | 626.8282 | 560.281 | 0.0111% | 0.01276% | 0.01114% | 0.01149% | 8422 | 0.0117% | 0.0116% |  | 8.8164 | 24.3512 | 23.6544 |  | 3443 | 511.3533 | 602.477 | 536.6266 |  | 3443 | 0.01113% | 0.01279% | 0.01111% | 0.009636% | 0.01222% | 0.01182% |  | 3443 | 0.01279% | 0.01111% | 3443 | 6396 | 0.0115% | 4804 | 0.01171% | 0.01161% |  | 3443 | 0.01222% | 0.01182% | 0.01202% |  | 3443 | 8422 | 0.01161% | 0.01125%
| May | 24 | 12 | 3444 | 520.8011 | 630.5706 | 568.0922 | 0.01112% | 0.01284% | 0.0113% | 0.01149% | 5853 | 0.0117% | 0.0116% |  | 8.8171 | 24.3519 | 23.6576 |  | 3444 | 511.984 | 606.2188 | 544.4346 |  | 3444 | 0.01114% | 0.01287% | 0.01127% | 0.009637% | 0.01222% | 0.01182% |  | 3444 | 0.01287% | 0.01127% | 3444 | 596 | 0.0115% | 6037 | 0.01171% | 0.01161% |  | 3444 | 0.01222% | 0.01182% | 0.01202% |  | 3444 | 5853 | 0.01161% | 0.01223%
| May | 24 | 13 | 3445 | 520.4844 | 607.7623 | 572.2932 | 0.01111% | 0.01238% | 0.01138% | 0.01149% | 8345 | 0.0117% | 0.0116% |  | 8.8178 | 24.3525 | 23.6609 |  | 3445 | 511.6666 | 583.4098 | 548.6324 |  | 3445 | 0.01114% | 0.01238% | 0.01136% | 0.009638% | 0.01222% | 0.01183% |  | 3445 | 0.01238% | 0.01136% | 3445 | 8633 | 0.0115% | 3441 | 0.01171% | 0.01161% |  | 3445 | 0.01222% | 0.01183% | 0.01202% |  | 3445 | 8345 | 0.01161% | 0.01132%
| May | 24 | 14 | 3446 | 521.0838 | 621.8197 | 578.2478 | 0.01112% | 0.01266% | 0.0115% | 0.01149% | 1099 | 0.0117% | 0.01159% |  | 8.8185 | 24.3532 | 23.6641 |  | 3446 | 512.2653 | 597.4665 | 554.5837 |  | 3446 | 0.01115% | 0.01268% | 0.01148% | 0.009639% | 0.01222% | 0.01183% |  | 3446 | 0.01268% | 0.01148% | 3446 | 1031 | 0.0115% | 2840 | 0.01171% | 0.01161% |  | 3446 | 0.01222% | 0.01183% | 0.01202% |  | 3446 | 1099 | 0.01161% | 0.009763%
| May | 24 | 15 | 3447 | 527.3786 | 644.6094 | 577.8539 | 0.01126% | 0.01313% | 0.01149% | 0.01149% | 8298 | 0.0117% | 0.01159% |  | 8.8192 | 24.3539 | 23.6673 |  | 3447 | 518.5594 | 620.2555 | 554.1866 |  | 3447 | 0.01129% | 0.01316% | 0.01148% | 0.00964% | 0.01222% | 0.01183% |  | 3447 | 0.01316% | 0.01148% | 3447 | 8091 | 0.0115% | 4590 | 0.01171% | 0.01161% |  | 3447 | 0.01222% | 0.01183% | 0.01202% |  | 3447 | 8298 | 0.01161% | 0.01135%
| May | 24 | 16 | 3448 | 530.088 | 649.8972 | 576.5224 | 0.01131% | 0.01323% | 0.01146% | 0.01149% | 6763 | 0.0117% | 0.01159% |  | 8.8199 | 24.3545 | 23.6705 |  | 3448 | 521.2681 | 625.5426 | 552.8519 |  | 3448 | 0.01135% | 0.01328% | 0.01145% | 0.00964% | 0.01222% | 0.01183% |  | 3448 | 0.01328% | 0.01145% | 3448 | 4350 | 0.0115% | 500 | 0.01171% | 0.01161% |  | 3448 | 0.01222% | 0.01183% | 0.01203% |  | 3448 | 6763 | 0.01161% | 0.01196%
| May | 24 | 17 | 3449 | 530.4663 | 651.8708 | 572.7527 | 0.01132% | 0.01327% | 0.01139% | 0.01149% | 937 | 0.0117% | 0.01159% |  | 8.8206 | 24.3552 | 23.6737 |  | 3449 | 521.6457 | 627.5156 | 549.079 |  | 3449 | 0.01136% | 0.01332% | 0.01137% | 0.009641% | 0.01222% | 0.01183% |  | 3449 | 0.01332% | 0.01137% | 3449 | 3858 | 0.0115% | 7842 | 0.01171% | 0.01161% |  | 3449 | 0.01222% | 0.01183% | 0.01203% |  | 3449 | 937 | 0.01161% | 0.009631%
| May | 24 | 18 | 3450 | 522.8456 | 644.4977 | 569.4894 | 0.01116% | 0.01312% | 0.01132% | 0.01149% | 4418 | 0.0117% | 0.01159% |  | 8.8213 | 24.3559 | 23.6769 |  | 3450 | 514.0243 | 620.1418 | 545.8125 |  | 3450 | 0.01119% | 0.01316% | 0.0113% | 0.009642% | 0.01222% | 0.01183% |  | 3450 | 0.01316% | 0.0113% | 3450 | 1496 | 0.0115% | 8226 | 0.01171% | 0.01161% |  | 3450 | 0.01222% | 0.01183% | 0.01203% |  | 3450 | 4418 | 0.01161% | 0.01268%
| May | 24 | 19 | 3451 | 523.8521 | 639.6846 | 564.0131 | 0.01118% | 0.01303% | 0.01122% | 0.01149% | 2914 | 0.0117% | 0.01159% |  | 8.822 | 24.3565 | 23.6801 |  | 3451 | 515.0301 | 615.3281 | 540.333 |  | 3451 | 0.01121% | 0.01306% | 0.01119% | 0.009643% | 0.01222% | 0.01184% |  | 3451 | 0.01306% | 0.01119% | 3451 | 7726 | 0.0115% | 1022 | 0.01171% | 0.01161% |  | 3451 | 0.01222% | 0.01184% | 0.01203% |  | 3451 | 2914 | 0.01161% | 0.01146%
| May | 24 | 20 | 3452 | 520.594 | 628.6622 | 566.0198 | 0.01111% | 0.0128% | 0.01126% | 0.01149% | 6765 | 0.0117% | 0.01159% |  | 8.8227 | 24.3572 | 23.6833 |  | 3452 | 511.7713 | 604.305 | 542.3365 |  | 3452 | 0.01114% | 0.01283% | 0.01123% | 0.009643% | 0.01222% | 0.01184% |  | 3452 | 0.01283% | 0.01123% | 3452 | 7730 | 0.0115% | 6755 | 0.01171% | 0.01161% |  | 3452 | 0.01222% | 0.01184% | 0.01203% |  | 3452 | 6765 | 0.01161% | 0.01196%
| May | 24 | 21 | 3453 | 520.4912 | 619.8554 | 563.8256 | 0.01111% | 0.01262% | 0.01121% | 0.01149% | 1434 | 0.0117% | 0.01159% |  | 8.8234 | 24.3578 | 23.6866 |  | 3453 | 511.6678 | 595.4975 | 540.139 |  | 3453 | 0.01114% | 0.01264% | 0.01119% | 0.009644% | 0.01222% | 0.01184% |  | 3453 | 0.01264% | 0.01119% | 3453 | 3859 | 0.0115% | 394 | 0.01171% | 0.01161% |  | 3453 | 0.01222% | 0.01184% | 0.01203% |  | 3453 | 1434 | 0.01161% | 0.01005%
| May | 24 | 22 | 3454 | 505.4097 | 598.0525 | 554.7203 | 0.01079% | 0.01218% | 0.01103% | 0.01149% | 8405 | 0.0117% | 0.01159% |  | 8.8241 | 24.3585 | 23.6898 |  | 3454 | 496.5857 | 573.694 | 531.0305 |  | 3454 | 0.01081% | 0.01218% | 0.011% | 0.009645% | 0.01222% | 0.01184% |  | 3454 | 0.01218% | 0.011% | 3454 | 1177 | 0.0115% | 5550 | 0.01171% | 0.01161% |  | 3454 | 0.01222% | 0.01184% | 0.01203% |  | 3454 | 8405 | 0.01161% | 0.01127%
| May | 24 | 23 | 3455 | 491.2956 | 577.7298 | 545.1836 | 0.01049% | 0.01176% | 0.01084% | 0.01149% | 6092 | 0.0117% | 0.01159% |  | 8.8248 | 24.3592 | 23.693 |  | 3455 | 482.4709 | 553.3706 | 521.4906 |  | 3455 | 0.0105% | 0.01175% | 0.0108% | 0.009646% | 0.01222% | 0.01184% |  | 3455 | 0.01175% | 0.0108% | 3455 | 943 | 0.0115% | 6873 | 0.01171% | 0.0116% |  | 3455 | 0.01222% | 0.01184% | 0.01203% |  | 3455 | 6092 | 0.0116% | 0.01212%
| May | 25 | 0 | 3456 | 486.2786 | 564.2403 | 537.3817 | 0.01038% | 0.01149% | 0.01069% | 0.01149% | 7269 | 0.0117% | 0.01159% |  | 8.8255 | 24.3598 | 23.6962 |  | 3456 | 477.4531 | 539.8805 | 513.6856 |  | 3456 | 0.01039% | 0.01146% | 0.01064% | 0.009646% | 0.01222% | 0.01184% |  | 3456 | 0.01146% | 0.01064% | 3456 | 8001 | 0.0115% | 3163 | 0.01171% | 0.0116% |  | 3456 | 0.01222% | 0.01184% | 0.01203% |  | 3456 | 7269 | 0.0116% | 0.01188%
| May | 25 | 1 | 3457 | 483.1485 | 555.0705 | 534.3341 | 0.01031% | 0.0113% | 0.01062% | 0.01149% | 295 | 0.0117% | 0.01159% |  | 8.8262 | 24.3605 | 23.6994 |  | 3457 | 474.3223 | 530.71 | 510.6348 |  | 3457 | 0.01033% | 0.01126% | 0.01057% | 0.009647% | 0.01222% | 0.01185% |  | 3457 | 0.01126% | 0.01057% | 3457 | 7651 | 0.0115% | 5718 | 0.01171% | 0.0116% |  | 3457 | 0.01222% | 0.01185% | 0.01203% |  | 3457 | 295 | 0.0116% | 0.009229%
| May | 25 | 2 | 3458 | 482.0276 | 550.0713 | 531.1177 | 0.01029% | 0.0112% | 0.01056% | 0.01149% | 4658 | 0.01169% | 0.01159% |  | 8.8269 | 24.3612 | 23.7026 |  | 3458 | 473.2007 | 525.7101 | 507.4152 |  | 3458 | 0.0103% | 0.01116% | 0.01051% | 0.009648% | 0.01222% | 0.01185% |  | 3458 | 0.01116% | 0.01051% | 3458 | 6103 | 0.0115% | 8014 | 0.01171% | 0.0116% |  | 3458 | 0.01222% | 0.01185% | 0.01204% |  | 3458 | 4658 | 0.0116% | 0.01272%
| May | 25 | 3 | 3459 | 480.6189 | 551.598 | 530.2269 | 0.01026% | 0.01123% | 0.01054% | 0.01149% | 4397 | 0.01169% | 0.01159% |  | 8.8276 | 24.3618 | 23.7058 |  | 3459 | 471.7913 | 527.2362 | 506.5211 |  | 3459 | 0.01027% | 0.01119% | 0.01049% | 0.009649% | 0.01222% | 0.01185% |  | 3459 | 0.01119% | 0.01049% | 3459 | 7791 | 0.0115% | 7951 | 0.01171% | 0.0116% |  | 3459 | 0.01222% | 0.01185% | 0.01204% |  | 3459 | 4397 | 0.0116% | 0.01267%
| May | 25 | 4 | 3460 | 487.4261 | 550.965 | 532.8056 | 0.0104% | 0.01122% | 0.01059% | 0.01149% | 4681 | 0.01169% | 0.01159% |  | 8.8283 | 24.3625 | 23.709 |  | 3460 | 478.5978 | 526.6025 | 509.0967 |  | 3460 | 0.01042% | 0.01118% | 0.01054% | 0.009649% | 0.01222% | 0.01185% |  | 3460 | 0.01118% | 0.01054% | 3460 | 254 | 0.0115% | 2922 | 0.01171% | 0.0116% |  | 3460 | 0.01222% | 0.01185% | 0.01204% |  | 3460 | 4681 | 0.0116% | 0.01272%
| May | 25 | 5 | 3461 | 495.8525 | 552.7338 | 534.9343 | 0.01058% | 0.01126% | 0.01064% | 0.01149% | 1458 | 0.01169% | 0.01159% |  | 8.829 | 24.3632 | 23.7122 |  | 3461 | 487.0236 | 528.3706 | 511.2221 |  | 3461 | 0.0106% | 0.01121% | 0.01059% | 0.00965% | 0.01222% | 0.01185% |  | 3461 | 0.01121% | 0.01059% | 3461 | 7917 | 0.0115% | 4805 | 0.01171% | 0.0116% |  | 3461 | 0.01222% | 0.01185% | 0.01204% |  | 3461 | 1458 | 0.0116% | 0.01007%
| May | 25 | 6 | 3462 | 513.9012 | 573.5312 | 541.7234 | 0.01097% | 0.01168% | 0.01077% | 0.01149% | 4487 | 0.01169% | 0.01159% |  | 8.8297 | 24.3638 | 23.7154 |  | 3462 | 505.0715 | 549.1674 | 518.008 |  | 3462 | 0.01099% | 0.01166% | 0.01073% | 0.009651% | 0.01223% | 0.01185% |  | 3462 | 0.01166% | 0.01073% | 3462 | 394 | 0.0115% | 7821 | 0.01171% | 0.0116% |  | 3462 | 0.01223% | 0.01185% | 0.01204% |  | 3462 | 4487 | 0.0116% | 0.01269%
| May | 25 | 7 | 3463 | 524.4072 | 591.2845 | 552.6198 | 0.01119% | 0.01204% | 0.01099% | 0.01149% | 1642 | 0.01169% | 0.01159% |  | 8.8304 | 24.3645 | 23.7186 |  | 3463 | 515.5768 | 566.92 | 528.9012 |  | 3463 | 0.01122% | 0.01203% | 0.01095% | 0.009652% | 0.01223% | 0.01185% |  | 3463 | 0.01203% | 0.01095% | 3463 | 8048 | 0.0115% | 2923 | 0.01171% | 0.0116% |  | 3463 | 0.01223% | 0.01185% | 0.01204% |  | 3463 | 1642 | 0.0116% | 0.01022%
| May | 25 | 8 | 3464 | 523.5663 | 599.7189 | 560.7873 | 0.01117% | 0.01221% | 0.01115% | 0.01149% | 3163 | 0.01169% | 0.01159% |  | 8.8311 | 24.3651 | 23.7218 |  | 3464 | 514.7352 | 575.3538 | 537.0656 |  | 3464 | 0.0112% | 0.01221% | 0.01112% | 0.009652% | 0.01223% | 0.01186% |  | 3464 | 0.01221% | 0.01112% | 3464 | 5900 | 0.0115% | 3799 | 0.01171% | 0.0116% |  | 3464 | 0.01223% | 0.01186% | 0.01204% |  | 3464 | 3163 | 0.0116% | 0.01173%
| May | 25 | 9 | 3465 | 525.1765 | 603.3961 | 557.4397 | 0.01121% | 0.01229% | 0.01108% | 0.01149% | 1757 | 0.01169% | 0.01159% |  | 8.8318 | 24.3658 | 23.725 |  | 3465 | 516.3447 | 579.0304 | 533.7147 |  | 3465 | 0.01124% | 0.01229% | 0.01105% | 0.009653% | 0.01223% | 0.01186% |  | 3465 | 0.01229% | 0.01105% | 3465 | 6465 | 0.0115% | 1034 | 0.01171% | 0.0116% |  | 3465 | 0.01223% | 0.01186% | 0.01204% |  | 3465 | 1757 | 0.0116% | 0.01032%
| May | 25 | 10 | 3466 | 526.5395 | 610.1642 | 557.299 | 0.01124% | 0.01243% | 0.01108% | 0.01149% | 7880 | 0.01169% | 0.01159% |  | 8.8325 | 24.3665 | 23.7282 |  | 3466 | 517.707 | 585.7977 | 533.5709 |  | 3466 | 0.01127% | 0.01243% | 0.01105% | 0.009654% | 0.01223% | 0.01186% |  | 3466 | 0.01243% | 0.01105% | 3466 | 6039 | 0.0115% | 5953 | 0.01171% | 0.0116% |  | 3466 | 0.01223% | 0.01186% | 0.01204% |  | 3466 | 7880 | 0.0116% | 0.01164%
| May | 25 | 11 | 3467 | 527.1504 | 617.8166 | 556.3238 | 0.01125% | 0.01258% | 0.01106% | 0.01149% | 8269 | 0.01169% | 0.01159% |  | 8.8332 | 24.3671 | 23.7313 |  | 3467 | 518.3172 | 593.4495 | 532.5924 |  | 3467 | 0.01128% | 0.0126% | 0.01103% | 0.009655% | 0.01223% | 0.01186% |  | 3467 | 0.0126% | 0.01103% | 3467 | 8531 | 0.0115% | 5544 | 0.01171% | 0.0116% |  | 3467 | 0.01223% | 0.01186% | 0.01204% |  | 3467 | 8269 | 0.0116% | 0.01138%
| May | 25 | 12 | 3468 | 519.6695 | 625.0966 | 550.4161 | 0.01109% | 0.01273% | 0.01094% | 0.01148% | 164 | 0.01169% | 0.01159% |  | 8.8339 | 24.3678 | 23.7345 |  | 3468 | 510.8356 | 600.7289 | 526.6816 |  | 3468 | 0.01112% | 0.01275% | 0.01091% | 0.009656% | 0.01223% | 0.01186% |  | 3468 | 0.01275% | 0.01091% | 3468 | 6009 | 0.0115% | 3678 | 0.01171% | 0.0116% |  | 3468 | 0.01223% | 0.01186% | 0.01204% |  | 3468 | 164 | 0.0116% | 0.009179%
| May | 25 | 13 | 3469 | 520.4157 | 630.2448 | 551.0819 | 0.01111% | 0.01283% | 0.01096% | 0.01148% | 1428 | 0.01169% | 0.01159% |  | 8.8346 | 24.3684 | 23.7377 |  | 3469 | 511.5811 | 605.8764 | 527.3442 |  | 3469 | 0.01114% | 0.01286% | 0.01092% | 0.009656% | 0.01223% | 0.01186% |  | 3469 | 0.01286% | 0.01092% | 3469 | 3721 | 0.0115% | 4295 | 0.0117% | 0.0116% |  | 3469 | 0.01223% | 0.01186% | 0.01205% |  | 3469 | 1428 | 0.0116% | 0.01005%
| May | 25 | 14 | 3470 | 527.5841 | 636.0632 | 548.3531 | 0.01126% | 0.01295% | 0.0109% | 0.01148% | 1035 | 0.01169% | 0.01159% |  | 8.8353 | 24.3691 | 23.7409 |  | 3470 | 518.7488 | 611.6941 | 524.6122 |  | 3470 | 0.01129% | 0.01298% | 0.01086% | 0.009657% | 0.01223% | 0.01187% |  | 3470 | 0.01298% | 0.01086% | 3470 | 107 | 0.01149% | 1585 | 0.0117% | 0.0116% |  | 3470 | 0.01223% | 0.01187% | 0.01205% |  | 3470 | 1035 | 0.0116% | 0.00971%
| May | 25 | 15 | 3471 | 528.2938 | 633.2331 | 549.4315 | 0.01128% | 0.01289% | 0.01093% | 0.01148% | 358 | 0.01169% | 0.01159% |  | 8.836 | 24.3697 | 23.7441 |  | 3471 | 519.4578 | 608.8634 | 525.6874 |  | 3471 | 0.01131% | 0.01292% | 0.01089% | 0.009658% | 0.01223% | 0.01187% |  | 3471 | 0.01292% | 0.01089% | 3471 | 4516 | 0.01149% | 4176 | 0.0117% | 0.0116% |  | 3471 | 0.01223% | 0.01187% | 0.01205% |  | 3471 | 358 | 0.0116% | 0.009257%
| May | 25 | 16 | 3472 | 528.301 | 630.1145 | 550.2004 | 0.01128% | 0.01283% | 0.01094% | 0.01148% | 4177 | 0.01169% | 0.01159% |  | 8.8367 | 24.3704 | 23.7473 |  | 3472 | 519.4643 | 605.744 | 526.4532 |  | 3472 | 0.01131% | 0.01286% | 0.0109% | 0.009659% | 0.01223% | 0.01187% |  | 3472 | 0.01286% | 0.0109% | 3472 | 6233 | 0.01149% | 5616 | 0.0117% | 0.0116% |  | 3472 | 0.01223% | 0.01187% | 0.01205% |  | 3472 | 4177 | 0.0116% | 0.01259%
| May | 25 | 17 | 3473 | 537.944 | 623.9143 | 550.9037 | 0.01148% | 0.01271% | 0.01095% | 0.01148% | 4542 | 0.01169% | 0.01159% |  | 8.8374 | 24.3711 | 23.7505 |  | 3473 | 529.1066 | 599.5433 | 527.1533 |  | 3473 | 0.01152% | 0.01273% | 0.01092% | 0.009659% | 0.01223% | 0.01187% |  | 3473 | 0.01273% | 0.01092% | 3473 | 610 | 0.01149% | 4446 | 0.0117% | 0.0116% |  | 3473 | 0.01223% | 0.01187% | 0.01205% |  | 3473 | 4542 | 0.0116% | 0.0127%
| May | 25 | 18 | 3474 | 539.5746 | 613.7576 | 546.8153 | 0.01152% | 0.0125% | 0.01087% | 0.01148% | 7918 | 0.01169% | 0.01159% |  | 8.8381 | 24.3717 | 23.7537 |  | 3474 | 530.7365 | 589.3859 | 523.0616 |  | 3474 | 0.01155% | 0.01251% | 0.01083% | 0.00966% | 0.01223% | 0.01187% |  | 3474 | 0.01251% | 0.01083% | 3474 | 6297 | 0.01149% | 676 | 0.0117% | 0.0116% |  | 3474 | 0.01223% | 0.01187% | 0.01205% |  | 3474 | 7918 | 0.0116% | 0.01162%
| May | 25 | 19 | 3475 | 535.4739 | 606.9617 | 534.6811 | 0.01143% | 0.01236% | 0.01063% | 0.01148% | 1562 | 0.01169% | 0.01158% |  | 8.8388 | 24.3724 | 23.7568 |  | 3475 | 526.6351 | 582.5893 | 510.9243 |  | 3475 | 0.01146% | 0.01237% | 0.01058% | 0.009661% | 0.01223% | 0.01187% |  | 3475 | 0.01237% | 0.01058% | 3475 | 3694 | 0.01149% | 8415 | 0.0117% | 0.0116% |  | 3475 | 0.01223% | 0.01187% | 0.01205% |  | 3475 | 1562 | 0.0116% | 0.01016%
| May | 25 | 20 | 3476 | 528.0826 | 595.3993 | 537.6443 | 0.01127% | 0.01212% | 0.01069% | 0.01148% | 5429 | 0.01169% | 0.01158% |  | 8.8395 | 24.373 | 23.76 |  | 3476 | 519.2431 | 571.0262 | 513.8843 |  | 3476 | 0.0113% | 0.01212% | 0.01064% | 0.009662% | 0.01223% | 0.01188% |  | 3476 | 0.01212% | 0.01064% | 3476 | 4396 | 0.01149% | 665 | 0.0117% | 0.0116% |  | 3476 | 0.01223% | 0.01188% | 0.01205% |  | 3476 | 5429 | 0.0116% | 0.01246%
| May | 25 | 21 | 3477 | 532.1259 | 588.0541 | 540.6638 | 0.01136% | 0.01197% | 0.01075% | 0.01148% | 5865 | 0.01169% | 0.01158% |  | 8.8402 | 24.3737 | 23.7632 |  | 3477 | 523.2857 | 563.6804 | 516.9006 |  | 3477 | 0.01139% | 0.01196% | 0.0107% | 0.009662% | 0.01223% | 0.01188% |  | 3477 | 0.01196% | 0.0107% | 3477 | 379 | 0.01149% | 6131 | 0.0117% | 0.0116% |  | 3477 | 0.01223% | 0.01188% | 0.01205% |  | 3477 | 5865 | 0.0116% | 0.01222%
| May | 25 | 22 | 3478 | 524.1123 | 573.6522 | 534.5123 | 0.01119% | 0.01168% | 0.01063% | 0.01148% | 764 | 0.01169% | 0.01158% |  | 8.8409 | 24.3743 | 23.7664 |  | 3478 | 515.2714 | 549.2779 | 510.7459 |  | 3478 | 0.01122% | 0.01166% | 0.01058% | 0.009663% | 0.01223% | 0.01188% |  | 3478 | 0.01166% | 0.01058% | 3478 | 236 | 0.01149% | 8023 | 0.0117% | 0.0116% |  | 3478 | 0.01223% | 0.01188% | 0.01205% |  | 3478 | 764 | 0.0116% | 0.009502%
| May | 25 | 23 | 3479 | 515.7493 | 559.5576 | 525.0319 | 0.01101% | 0.01139% | 0.01044% | 0.01148% | 8325 | 0.01169% | 0.01158% |  | 8.8416 | 24.375 | 23.7696 |  | 3479 | 506.9076 | 535.1826 | 501.2624 |  | 3479 | 0.01103% | 0.01136% | 0.01038% | 0.009664% | 0.01223% | 0.01188% |  | 3479 | 0.01136% | 0.01038% | 3479 | 1289 | 0.01149% | 8107 | 0.0117% | 0.0116% |  | 3479 | 0.01223% | 0.01188% | 0.01206% |  | 3479 | 8325 | 0.0116% | 0.01133%
| May | 26 | 0 | 3480 | 505.3764 | 548.4979 | 518.074 | 0.01079% | 0.01117% | 0.0103% | 0.01148% | 7817 | 0.01169% | 0.01158% |  | 8.8423 | 24.3757 | 23.7727 |  | 3480 | 496.534 | 524.1223 | 494.3013 |  | 3480 | 0.01081% | 0.01112% | 0.01024% | 0.009665% | 0.01223% | 0.01188% |  | 3480 | 0.01112% | 0.01024% | 3480 | 1287 | 0.01149% | 365 | 0.0117% | 0.0116% |  | 3480 | 0.01223% | 0.01188% | 0.01206% |  | 3480 | 7817 | 0.0116% | 0.01168%
| May | 26 | 1 | 3481 | 499.9776 | 539.086 | 511.8475 | 0.01067% | 0.01098% | 0.01018% | 0.01148% | 3745 | 0.01168% | 0.01158% |  | 8.843 | 24.3763 | 23.7759 |  | 3481 | 491.1345 | 514.7097 | 488.0716 |  | 3481 | 0.01069% | 0.01092% | 0.01011% | 0.009666% | 0.01223% | 0.01188% |  | 3481 | 0.01092% | 0.01011% | 3481 | 563 | 0.01149% | 5956 | 0.0117% | 0.01159% |  | 3481 | 0.01223% | 0.01188% | 0.01206% |  | 3481 | 3745 | 0.01159% | 0.0123%
| May | 26 | 2 | 3482 | 499.8869 | 534.3009 | 507.459 | 0.01067% | 0.01088% | 0.01009% | 0.01148% | 7841 | 0.01168% | 0.01158% |  | 8.8437 | 24.377 | 23.7791 |  | 3482 | 491.0432 | 509.924 | 483.6799 |  | 3482 | 0.01069% | 0.01082% | 0.01002% | 0.009666% | 0.01223% | 0.01189% |  | 3482 | 0.01082% | 0.01002% | 3482 | 6917 | 0.01149% | 418 | 0.0117% | 0.01159% |  | 3482 | 0.01223% | 0.01189% | 0.01206% |  | 3482 | 7841 | 0.01159% | 0.01167%
| May | 26 | 3 | 3483 | 498.3506 | 532.3832 | 508.2091 | 0.01064% | 0.01084% | 0.01011% | 0.01148% | 1354 | 0.01168% | 0.01158% |  | 8.8444 | 24.3776 | 23.7823 |  | 3483 | 489.5061 | 508.0056 | 484.4269 |  | 3483 | 0.01066% | 0.01078% | 0.01003% | 0.009667% | 0.01223% | 0.01189% |  | 3483 | 0.01078% | 0.01003% | 3483 | 597 | 0.01149% | 6068 | 0.0117% | 0.01159% |  | 3483 | 0.01223% | 0.01189% | 0.01206% |  | 3483 | 1354 | 0.01159% | 0.009982%
| May | 26 | 4 | 3484 | 507.2951 | 533.0814 | 510.891 | 0.01083% | 0.01086% | 0.01016% | 0.01148% | 7972 | 0.01168% | 0.01158% |  | 8.8452 | 24.3783 | 23.7854 |  | 3484 | 498.4499 | 508.7031 | 487.1056 |  | 3484 | 0.01085% | 0.0108% | 0.01009% | 0.009668% | 0.01223% | 0.01189% |  | 3484 | 0.0108% | 0.01009% | 3484 | 270 | 0.01149% | 2920 | 0.0117% | 0.01159% |  | 3484 | 0.01223% | 0.01189% | 0.01206% |  | 3484 | 7972 | 0.01159% | 0.01159%
| May | 26 | 5 | 3485 | 519.9518 | 533.6865 | 512.2882 | 0.0111% | 0.01087% | 0.01019% | 0.01148% | 4996 | 0.01168% | 0.01158% |  | 8.8459 | 24.3789 | 23.7886 |  | 3485 | 511.1059 | 509.3076 | 488.4996 |  | 3485 | 0.01113% | 0.01081% | 0.01012% | 0.009669% | 0.01223% | 0.01189% |  | 3485 | 0.01081% | 0.01012% | 3485 | 4345 | 0.01149% | 3142 | 0.0117% | 0.01159% |  | 3485 | 0.01223% | 0.01189% | 0.01206% |  | 3485 | 4996 | 0.01159% | 0.01265%
| May | 26 | 6 | 3486 | 538.4243 | 540.5849 | 513.4323 | 0.01149% | 0.01101% | 0.01021% | 0.01148% | 7220 | 0.01168% | 0.01158% |  | 8.8466 | 24.3796 | 23.7918 |  | 3486 | 529.5777 | 516.2053 | 489.6405 |  | 3486 | 0.01153% | 0.01096% | 0.01014% | 0.009669% | 0.01223% | 0.01189% |  | 3486 | 0.01096% | 0.01014% | 3486 | 5669 | 0.01149% | 1114 | 0.0117% | 0.01159% |  | 3486 | 0.01223% | 0.01189% | 0.01206% |  | 3486 | 7220 | 0.01159% | 0.01189%
| May | 26 | 7 | 3487 | 550.5317 | 552.6221 | 519.0211 | 0.01175% | 0.01125% | 0.01032% | 0.01148% | 3575 | 0.01168% | 0.01158% |  | 8.8473 | 24.3802 | 23.7949 |  | 3487 | 541.6844 | 528.2418 | 495.2262 |  | 3487 | 0.01179% | 0.01121% | 0.01026% | 0.00967% | 0.01223% | 0.01189% |  | 3487 | 0.01121% | 0.01026% | 3487 | 320 | 0.01149% | 6921 | 0.0117% | 0.01159% |  | 3487 | 0.01223% | 0.01189% | 0.01206% |  | 3487 | 3575 | 0.01159% | 0.01215%
| May | 26 | 8 | 3488 | 554.9577 | 563.961 | 526.3541 | 0.01184% | 0.01148% | 0.01047% | 0.01148% | 490 | 0.01168% | 0.01158% |  | 8.848 | 24.3809 | 23.7981 |  | 3488 | 546.1097 | 539.5802 | 502.556 |  | 3488 | 0.01189% | 0.01145% | 0.01041% | 0.009671% | 0.01223% | 0.01189% |  | 3488 | 0.01145% | 0.01041% | 3488 | 1051 | 0.01149% | 8373 | 0.0117% | 0.01159% |  | 3488 | 0.01223% | 0.01189% | 0.01206% |  | 3488 | 490 | 0.01159% | 0.009327%
| May | 26 | 9 | 3489 | 560.1786 | 570.757 | 532.1868 | 0.01196% | 0.01162% | 0.01058% | 0.01148% | 3142 | 0.01168% | 0.01158% |  | 8.8487 | 24.3815 | 23.8013 |  | 3489 | 551.3299 | 546.3755 | 508.3855 |  | 3489 | 0.012% | 0.0116% | 0.01053% | 0.009672% | 0.01223% | 0.0119% |  | 3489 | 0.0116% | 0.01053% | 3489 | 5356 | 0.01149% | 5312 | 0.0117% | 0.01159% |  | 3489 | 0.01223% | 0.0119% | 0.01207% |  | 3489 | 3142 | 0.01159% | 0.01171%
| May | 26 | 10 | 3490 | 562.7991 | 574.7135 | 533.0588 | 0.01201% | 0.0117% | 0.0106% | 0.01148% | 7446 | 0.01168% | 0.01158% |  | 8.8494 | 24.3822 | 23.8044 |  | 3490 | 553.9497 | 550.3314 | 509.2544 |  | 3490 | 0.01206% | 0.01168% | 0.01055% | 0.009672% | 0.01223% | 0.0119% |  | 3490 | 0.01168% | 0.01055% | 3490 | 102 | 0.01149% | 7782 | 0.01169% | 0.01159% |  | 3490 | 0.01223% | 0.0119% | 0.01207% |  | 3490 | 7446 | 0.01159% | 0.01184%
| May | 26 | 11 | 3491 | 564.8255 | 580.1782 | 530.5082 | 0.01205% | 0.01181% | 0.01055% | 0.01148% | 3164 | 0.01168% | 0.01158% |  | 8.8501 | 24.3828 | 23.8076 |  | 3491 | 555.9754 | 555.7954 | 506.7006 |  | 3491 | 0.0121% | 0.0118% | 0.01049% | 0.009673% | 0.01223% | 0.0119% |  | 3491 | 0.0118% | 0.01049% | 3491 | 6896 | 0.01149% | 2865 | 0.01169% | 0.01159% |  | 3491 | 0.01223% | 0.0119% | 0.01207% |  | 3491 | 3164 | 0.01159% | 0.01173%
| May | 26 | 12 | 3492 | 567.7243 | 581.6491 | 528.0326 | 0.01212% | 0.01184% | 0.0105% | 0.01148% | 4896 | 0.01168% | 0.01158% |  | 8.8508 | 24.3835 | 23.8108 |  | 3492 | 558.8735 | 557.2656 | 504.2219 |  | 3492 | 0.01217% | 0.01183% | 0.01044% | 0.009674% | 0.01223% | 0.0119% |  | 3492 | 0.01183% | 0.01044% | 3492 | 2575 | 0.01149% | 3164 | 0.01169% | 0.01159% |  | 3492 | 0.01223% | 0.0119% | 0.01207% |  | 3492 | 4896 | 0.01159% | 0.01268%
| May | 26 | 13 | 3493 | 571.4379 | 583.4738 | 525.3976 | 0.0122% | 0.01188% | 0.01045% | 0.01148% | 6042 | 0.01168% | 0.01158% |  | 8.8515 | 24.3841 | 23.8139 |  | 3493 | 562.5864 | 559.0897 | 501.5837 |  | 3493 | 0.01225% | 0.01187% | 0.01039% | 0.009675% | 0.01224% | 0.0119% |  | 3493 | 0.01187% | 0.01039% | 3493 | 6235 | 0.01149% | 246 | 0.01169% | 0.01159% |  | 3493 | 0.01224% | 0.0119% | 0.01207% |  | 3493 | 6042 | 0.01159% | 0.01214%
| May | 26 | 14 | 3494 | 577.9817 | 584.6002 | 522.275 | 0.01234% | 0.0119% | 0.01039% | 0.01148% | 7227 | 0.01168% | 0.01158% |  | 8.8522 | 24.3848 | 23.8171 |  | 3494 | 569.1295 | 560.2155 | 498.4579 |  | 3494 | 0.01239% | 0.01189% | 0.01032% | 0.009676% | 0.01224% | 0.0119% |  | 3494 | 0.01189% | 0.01032% | 3494 | 5787 | 0.01149% | 801 | 0.01169% | 0.01159% |  | 3494 | 0.01224% | 0.0119% | 0.01207% |  | 3494 | 7227 | 0.01159% | 0.01189%
| May | 26 | 15 | 3495 | 582.096 | 586.4715 | 517.4739 | 0.01242% | 0.01194% | 0.01029% | 0.01148% | 5904 | 0.01168% | 0.01158% |  | 8.8529 | 24.3854 | 23.8203 |  | 3495 | 573.243 | 562.086 | 493.6536 |  | 3495 | 0.01248% | 0.01193% | 0.01022% | 0.009676% | 0.01224% | 0.01191% |  | 3495 | 0.01193% | 0.01022% | 3495 | 1216 | 0.01148% | 2921 | 0.01169% | 0.01159% |  | 3495 | 0.01224% | 0.01191% | 0.01207% |  | 3495 | 5904 | 0.01159% | 0.01221%
| May | 26 | 16 | 3496 | 589.0167 | 589.376 | 513.7136 | 0.01257% | 0.012% | 0.01021% | 0.01148% | 4392 | 0.01168% | 0.01158% |  | 8.8536 | 24.3861 | 23.8234 |  | 3496 | 580.1631 | 564.9899 | 489.8902 |  | 3496 | 0.01263% | 0.01199% | 0.01014% | 0.009677% | 0.01224% | 0.01191% |  | 3496 | 0.01199% | 0.01014% | 3496 | 6429 | 0.01148% | 6771 | 0.01169% | 0.01159% |  | 3496 | 0.01224% | 0.01191% | 0.01207% |  | 3496 | 4392 | 0.01159% | 0.01267%
| May | 26 | 17 | 3497 | 589.0363 | 587.7096 | 514.1731 | 0.01257% | 0.01197% | 0.01022% | 0.01147% | 2876 | 0.01168% | 0.01158% |  | 8.8543 | 24.3867 | 23.8266 |  | 3497 | 580.182 | 563.3229 | 490.3465 |  | 3497 | 0.01263% | 0.01196% | 0.01015% | 0.009678% | 0.01224% | 0.01191% |  | 3497 | 0.01196% | 0.01015% | 3497 | 7553 | 0.01148% | 8314 | 0.01169% | 0.01159% |  | 3497 | 0.01224% | 0.01191% | 0.01207% |  | 3497 | 2876 | 0.01159% | 0.01142%
| May | 26 | 18 | 3498 | 588.8642 | 583.12 | 511.3599 | 0.01257% | 0.01187% | 0.01017% | 0.01147% | 165 | 0.01168% | 0.01158% |  | 8.8551 | 24.3874 | 23.8297 |  | 3498 | 580.0092 | 558.7326 | 487.5302 |  | 3498 | 0.01263% | 0.01186% | 0.0101% | 0.009679% | 0.01224% | 0.01191% |  | 3498 | 0.01186% | 0.0101% | 3498 | 6824 | 0.01148% | 5622 | 0.01169% | 0.01159% |  | 3498 | 0.01224% | 0.01191% | 0.01207% |  | 3498 | 165 | 0.01159% | 0.009179%
| May | 26 | 19 | 3499 | 582.1067 | 572.9168 | 507.7965 | 0.01242% | 0.01167% | 0.0101% | 0.01147% | 5592 | 0.01168% | 0.01158% |  | 8.8558 | 24.388 | 23.8329 |  | 3499 | 573.251 | 548.5288 | 483.9637 |  | 3499 | 0.01248% | 0.01164% | 0.01002% | 0.009679% | 0.01224% | 0.01191% |  | 3499 | 0.01164% | 0.01002% | 3499 | 6162 | 0.01148% | 3695 | 0.01169% | 0.01159% |  | 3499 | 0.01224% | 0.01191% | 0.01207% |  | 3499 | 5592 | 0.01159% | 0.01237%
| May | 26 | 20 | 3500 | 574.2854 | 562.9929 | 510.319 | 0.01226% | 0.01146% | 0.01015% | 0.01147% | 1612 | 0.01168% | 0.01158% |  | 8.8565 | 24.3887 | 23.836 |  | 3500 | 565.4289 | 538.6042 | 486.483 |  | 3500 | 0.01231% | 0.01143% | 0.01007% | 0.00968% | 0.01224% | 0.01191% |  | 3500 | 0.01143% | 0.01007% | 3500 | 7650 | 0.01148% | 3748 | 0.01169% | 0.01159% |  | 3500 | 0.01224% | 0.01191% | 0.01208% |  | 3500 | 1612 | 0.01159% | 0.0102%
| May | 26 | 21 | 3501 | 569.2706 | 557.9564 | 512.4101 | 0.01215% | 0.01136% | 0.01019% | 0.01147% | 6130 | 0.01168% | 0.01158% |  | 8.8572 | 24.3893 | 23.8392 |  | 3501 | 560.4134 | 533.5671 | 488.571 |  | 3501 | 0.0122% | 0.01132% | 0.01012% | 0.009681% | 0.01224% | 0.01192% |  | 3501 | 0.01132% | 0.01012% | 3501 | 5682 | 0.01148% | 7955 | 0.01169% | 0.01159% |  | 3501 | 0.01224% | 0.01192% | 0.01208% |  | 3501 | 6130 | 0.01159% | 0.01211%
| May | 26 | 22 | 3502 | 551.4198 | 549.1496 | 504.5426 | 0.01177% | 0.01118% | 0.01003% | 0.01147% | 2922 | 0.01168% | 0.01157% |  | 8.8579 | 24.39 | 23.8423 |  | 3502 | 542.5619 | 524.7596 | 480.7003 |  | 3502 | 0.01181% | 0.01114% | 0.009955% | 0.009682% | 0.01224% | 0.01192% |  | 3502 | 0.01114% | 0.009955% | 3502 | 7576 | 0.01148% | 8297 | 0.01169% | 0.01159% |  | 3502 | 0.01224% | 0.01192% | 0.01208% |  | 3502 | 2922 | 0.01159% | 0.01147%
| May | 26 | 23 | 3503 | 535.6716 | 538.1365 | 492.3522 | 0.01143% | 0.01096% | 0.00979% | 0.01147% | 8270 | 0.01168% | 0.01157% |  | 8.8586 | 24.3906 | 23.8455 |  | 3503 | 526.813 | 513.7458 | 468.5067 |  | 3503 | 0.01147% | 0.0109% | 0.009702% | 0.009683% | 0.01224% | 0.01192% |  | 3503 | 0.0109% | 0.009702% | 3503 | 2193 | 0.01148% | 6796 | 0.01169% | 0.01159% |  | 3503 | 0.01224% | 0.01192% | 0.01208% |  | 3503 | 8270 | 0.01159% | 0.01138%
| May | 27 | 0 | 3504 | 516.3895 | 529.8044 | 485.8163 | 0.01102% | 0.01079% | 0.00966% | 0.01147% | 8321 | 0.01168% | 0.01157% |  | 8.8593 | 24.3913 | 23.8486 |  | 3504 | 507.5302 | 505.4132 | 461.9676 |  | 3504 | 0.01105% | 0.01073% | 0.009567% | 0.009683% | 0.01224% | 0.01192% |  | 3504 | 0.01073% | 0.009567% | 3504 | 5528 | 0.01148% | 3719 | 0.01169% | 0.01158% |  | 3504 | 0.01224% | 0.01192% | 0.01208% |  | 3504 | 8321 | 0.01158% | 0.01133%
| May | 27 | 1 | 3505 | 508.8242 | 525.7083 | 482.1029 | 0.01086% | 0.01071% | 0.009586% | 0.01147% | 2923 | 0.01167% | 0.01157% |  | 8.86 | 24.3919 | 23.8518 |  | 3505 | 499.9641 | 501.3163 | 458.2511 |  | 3505 | 0.01088% | 0.01064% | 0.00949% | 0.009684% | 0.01224% | 0.01192% |  | 3505 | 0.01064% | 0.00949% | 3505 | 8257 | 0.01148% | 2890 | 0.01169% | 0.01158% |  | 3505 | 0.01224% | 0.01192% | 0.01208% |  | 3505 | 2923 | 0.01158% | 0.01147%
| May | 27 | 2 | 3506 | 504.586 | 521.9007 | 481.0995 | 0.01077% | 0.01063% | 0.009566% | 0.01147% | 7545 | 0.01167% | 0.01157% |  | 8.8607 | 24.3926 | 23.8549 |  | 3506 | 495.7253 | 497.5081 | 457.2446 |  | 3506 | 0.01079% | 0.01056% | 0.009469% | 0.009685% | 0.01224% | 0.01192% |  | 3506 | 0.01056% | 0.009469% | 3506 | 4443 | 0.01148% | 5952 | 0.01169% | 0.01158% |  | 3506 | 0.01224% | 0.01192% | 0.01208% |  | 3506 | 7545 | 0.01158% | 0.0118%
| May | 27 | 3 | 3507 | 501.9303 | 518.3724 | 481.981 | 0.01071% | 0.01056% | 0.009584% | 0.01147% | 1611 | 0.01167% | 0.01157% |  | 8.8614 | 24.3932 | 23.8581 |  | 3507 | 493.0689 | 493.9792 | 458.1229 |  | 3507 | 0.01073% | 0.01048% | 0.009487% | 0.009686% | 0.01224% | 0.01192% |  | 3507 | 0.01048% | 0.009487% | 3507 | 2753 | 0.01148% | 44 | 0.01169% | 0.01158% |  | 3507 | 0.01224% | 0.01192% | 0.01208% |  | 3507 | 1611 | 0.01158% | 0.0102%
| May | 27 | 4 | 3508 | 504.7852 | 516.5011 | 486.6509 | 0.01077% | 0.01052% | 0.009677% | 0.01147% | 7247 | 0.01167% | 0.01157% |  | 8.8622 | 24.3938 | 23.8612 |  | 3508 | 495.923 | 492.1073 | 462.7896 |  | 3508 | 0.0108% | 0.01044% | 0.009584% | 0.009686% | 0.01224% | 0.01193% |  | 3508 | 0.01044% | 0.009584% | 3508 | 6247 | 0.01148% | 307 | 0.01168% | 0.01158% |  | 3508 | 0.01224% | 0.01193% | 0.01208% |  | 3508 | 7247 | 0.01158% | 0.01189%
| May | 27 | 5 | 3509 | 505.792 | 516.2405 | 488.6482 | 0.0108% | 0.01051% | 0.009717% | 0.01147% | 2840 | 0.01167% | 0.01157% |  | 8.8629 | 24.3945 | 23.8644 |  | 3509 | 496.9291 | 491.846 | 464.7838 |  | 3509 | 0.01082% | 0.01044% | 0.009625% | 0.009687% | 0.01224% | 0.01193% |  | 3509 | 0.01044% | 0.009625% | 3509 | 2920 | 0.01148% | 4440 | 0.01168% | 0.01158% |  | 3509 | 0.01224% | 0.01193% | 0.01208% |  | 3509 | 2840 | 0.01158% | 0.01138%
| May | 27 | 6 | 3510 | 513.9796 | 521.7145 | 493.5431 | 0.01097% | 0.01062% | 0.009814% | 0.01147% | 6043 | 0.01167% | 0.01157% |  | 8.8636 | 24.3951 | 23.8675 |  | 3510 | 505.1161 | 497.3193 | 469.6756 |  | 3510 | 0.011% | 0.01056% | 0.009726% | 0.009688% | 0.01224% | 0.01193% |  | 3510 | 0.01056% | 0.009726% | 3510 | 346 | 0.01148% | 1211 | 0.01168% | 0.01158% |  | 3510 | 0.01224% | 0.01193% | 0.01209% |  | 3510 | 6043 | 0.01158% | 0.01214%
| May | 27 | 7 | 3511 | 525.4293 | 534.2171 | 502.8266 | 0.01121% | 0.01088% | 0.009998% | 0.01147% | 55 | 0.01167% | 0.01157% |  | 8.8643 | 24.3958 | 23.8707 |  | 3511 | 516.5651 | 509.8214 | 478.9559 |  | 3511 | 0.01124% | 0.01082% | 0.009918% | 0.009689% | 0.01224% | 0.01193% |  | 3511 | 0.01082% | 0.009918% | 3511 | 6309 | 0.01148% | 8363 | 0.01168% | 0.01158% |  | 3511 | 0.01224% | 0.01193% | 0.01209% |  | 3511 | 55 | 0.01158% | 0.009142%
| May | 27 | 8 | 3512 | 535.1296 | 549.0938 | 515.3171 | 0.01142% | 0.01118% | 0.01025% | 0.01147% | 8399 | 0.01167% | 0.01157% |  | 8.865 | 24.3964 | 23.8738 |  | 3512 | 526.2645 | 524.6973 | 491.4433 |  | 3512 | 0.01146% | 0.01114% | 0.01018% | 0.00969% | 0.01224% | 0.01193% |  | 3512 | 0.01114% | 0.01018% | 3512 | 72 | 0.01148% | 8369 | 0.01168% | 0.01158% |  | 3512 | 0.01224% | 0.01193% | 0.01209% |  | 3512 | 8399 | 0.01158% | 0.01127%
| May | 27 | 9 | 3513 | 547.7447 | 560.5165 | 525.1726 | 0.01169% | 0.01141% | 0.01044% | 0.01147% | 163 | 0.01167% | 0.01157% |  | 8.8657 | 24.3971 | 23.8769 |  | 3513 | 538.8789 | 536.1195 | 501.2956 |  | 3513 | 0.01173% | 0.01138% | 0.01038% | 0.00969% | 0.01224% | 0.01193% |  | 3513 | 0.01138% | 0.01038% | 3513 | 7763 | 0.01148% | 4683 | 0.01168% | 0.01158% |  | 3513 | 0.01224% | 0.01193% | 0.01209% |  | 3513 | 163 | 0.01158% | 0.009179%
| May | 27 | 10 | 3514 | 557.5152 | 564.231 | 534.381 | 0.0119% | 0.01149% | 0.01063% | 0.01147% | 1021 | 0.01167% | 0.01157% |  | 8.8664 | 24.3977 | 23.8801 |  | 3514 | 548.6488 | 539.8333 | 510.501 |  | 3514 | 0.01194% | 0.01146% | 0.01057% | 0.009691% | 0.01224% | 0.01194% |  | 3514 | 0.01146% | 0.01057% | 3514 | 7652 | 0.01148% | 3099 | 0.01168% | 0.01158% |  | 3514 | 0.01224% | 0.01194% | 0.01209% |  | 3514 | 1021 | 0.01158% | 0.009698%
| May | 27 | 11 | 3515 | 563.9821 | 572.6468 | 540.7107 | 0.01204% | 0.01166% | 0.01075% | 0.01147% | 8271 | 0.01167% | 0.01157% |  | 8.8671 | 24.3984 | 23.8832 |  | 3515 | 555.115 | 548.2485 | 516.8275 |  | 3515 | 0.01208% | 0.01164% | 0.0107% | 0.009692% | 0.01224% | 0.01194% |  | 3515 | 0.01164% | 0.0107% | 3515 | 523 | 0.01148% | 1024 | 0.01168% | 0.01158% |  | 3515 | 0.01224% | 0.01194% | 0.01209% |  | 3515 | 8271 | 0.01158% | 0.01137%
| May | 27 | 12 | 3516 | 567.3181 | 576.9757 | 541.3952 | 0.01211% | 0.01175% | 0.01077% | 0.01147% | 1610 | 0.01167% | 0.01157% |  | 8.8679 | 24.399 | 23.8863 |  | 3516 | 558.4502 | 552.5768 | 517.5089 |  | 3516 | 0.01216% | 0.01173% | 0.01072% | 0.009693% | 0.01224% | 0.01194% |  | 3516 | 0.01173% | 0.01072% | 3516 | 8277 | 0.01148% | 6061 | 0.01168% | 0.01158% |  | 3516 | 0.01224% | 0.01194% | 0.01209% |  | 3516 | 1610 | 0.01158% | 0.0102%
| May | 27 | 13 | 3517 | 572.1514 | 581.2023 | 544.199 | 0.01221% | 0.01184% | 0.01082% | 0.01147% | 1463 | 0.01167% | 0.01157% |  | 8.8686 | 24.3996 | 23.8895 |  | 3517 | 563.2828 | 556.8026 | 520.3095 |  | 3517 | 0.01226% | 0.01182% | 0.01077% | 0.009693% | 0.01224% | 0.01194% |  | 3517 | 0.01182% | 0.01077% | 3517 | 186 | 0.01148% | 4420 | 0.01168% | 0.01158% |  | 3517 | 0.01224% | 0.01194% | 0.01209% |  | 3517 | 1463 | 0.01158% | 0.01007%
| May | 27 | 14 | 3518 | 574.2169 | 586.397 | 548.0343 | 0.01226% | 0.01194% | 0.0109% | 0.01147% | 750 | 0.01167% | 0.01157% |  | 8.8693 | 24.4003 | 23.8926 |  | 3518 | 565.3476 | 561.9967 | 524.1417 |  | 3518 | 0.01231% | 0.01193% | 0.01085% | 0.009694% | 0.01224% | 0.01194% |  | 3518 | 0.01193% | 0.01085% | 3518 | 2918 | 0.01148% | 8422 | 0.01168% | 0.01158% |  | 3518 | 0.01224% | 0.01194% | 0.01209% |  | 3518 | 750 | 0.01158% | 0.009492%
| May | 27 | 15 | 3519 | 576.5591 | 592.0665 | 554.5702 | 0.01231% | 0.01206% | 0.01103% | 0.01147% | 1631 | 0.01167% | 0.01157% |  | 8.87 | 24.4009 | 23.8957 |  | 3519 | 567.6891 | 567.6655 | 530.6745 |  | 3519 | 0.01236% | 0.01205% | 0.01099% | 0.009695% | 0.01224% | 0.01194% |  | 3519 | 0.01205% | 0.01099% | 3519 | 6441 | 0.01148% | 5527 | 0.01168% | 0.01158% |  | 3519 | 0.01224% | 0.01194% | 0.01209% |  | 3519 | 1631 | 0.01158% | 0.01021%
| May | 27 | 16 | 3520 | 579.0526 | 598.909 | 558.0304 | 0.01236% | 0.0122% | 0.0111% | 0.01147% | 1582 | 0.01167% | 0.01157% |  | 8.8707 | 24.4016 | 23.8989 |  | 3520 | 570.1819 | 574.5074 | 534.1316 |  | 3520 | 0.01241% | 0.01219% | 0.01106% | 0.009696% | 0.01224% | 0.01194% |  | 3520 | 0.01219% | 0.01106% | 3520 | 6040 | 0.01148% | 4684 | 0.01168% | 0.01158% |  | 3520 | 0.01224% | 0.01194% | 0.01209% |  | 3520 | 1582 | 0.01158% | 0.01017%
| May | 27 | 17 | 3521 | 578.8485 | 601.0315 | 561.6032 | 0.01235% | 0.01224% | 0.01117% | 0.01147% | 8268 | 0.01167% | 0.01157% |  | 8.8714 | 24.4022 | 23.902 |  | 3521 | 569.977 | 576.6293 | 537.7012 |  | 3521 | 0.01241% | 0.01224% | 0.01113% | 0.009697% | 0.01224% | 0.01195% |  | 3521 | 0.01224% | 0.01113% | 3521 | 226 | 0.01148% | 8345 | 0.01168% | 0.01158% |  | 3521 | 0.01224% | 0.01195% | 0.0121% |  | 3521 | 8268 | 0.01158% | 0.01138%
| May | 27 | 18 | 3522 | 573.5632 | 600.2216 | 560.5435 | 0.01224% | 0.01222% | 0.01115% | 0.01147% | 518 | 0.01167% | 0.01157% |  | 8.8721 | 24.4028 | 23.9051 |  | 3522 | 564.6911 | 575.8188 | 536.6384 |  | 3522 | 0.01229% | 0.01222% | 0.01111% | 0.009697% | 0.01224% | 0.01195% |  | 3522 | 0.01222% | 0.01111% | 3522 | 5788 | 0.01148% | 5472 | 0.01168% | 0.01158% |  | 3522 | 0.01224% | 0.01195% | 0.0121% |  | 3522 | 518 | 0.01158% | 0.009343%
| May | 27 | 19 | 3523 | 567.3564 | 595.3434 | 556.4176 | 0.01211% | 0.01212% | 0.01106% | 0.01147% | 7543 | 0.01167% | 0.01157% |  | 8.8729 | 24.4035 | 23.9083 |  | 3523 | 558.4835 | 570.9399 | 532.5093 |  | 3523 | 0.01216% | 0.01212% | 0.01103% | 0.009698% | 0.01224% | 0.01195% |  | 3523 | 0.01212% | 0.01103% | 3523 | 5830 | 0.01148% | 3771 | 0.01168% | 0.01158% |  | 3523 | 0.01224% | 0.01195% | 0.0121% |  | 3523 | 7543 | 0.01158% | 0.0118%
| May | 27 | 20 | 3524 | 554.651 | 588.6406 | 553.9513 | 0.01184% | 0.01199% | 0.01102% | 0.01147% | 6904 | 0.01167% | 0.01157% |  | 8.8736 | 24.4041 | 23.9114 |  | 3524 | 545.7774 | 564.2364 | 530.0399 |  | 3524 | 0.01188% | 0.01198% | 0.01098% | 0.009699% | 0.01225% | 0.01195% |  | 3524 | 0.01198% | 0.01098% | 3524 | 86 | 0.01148% | 1396 | 0.01168% | 0.01158% |  | 3524 | 0.01225% | 0.01195% | 0.0121% |  | 3524 | 6904 | 0.01158% | 0.01194%
| May | 27 | 21 | 3525 | 548.4116 | 582.9431 | 550.4911 | 0.0117% | 0.01187% | 0.01095% | 0.01146% | 4319 | 0.01167% | 0.01157% |  | 8.8743 | 24.4048 | 23.9145 |  | 3525 | 539.5374 | 558.5384 | 526.5766 |  | 3525 | 0.01174% | 0.01185% | 0.0109% | 0.0097% | 0.01225% | 0.01195% |  | 3525 | 0.01185% | 0.0109% | 3525 | 1379 | 0.01148% | 8298 | 0.01168% | 0.01158% |  | 3525 | 0.01225% | 0.01195% | 0.0121% |  | 3525 | 4319 | 0.01158% | 0.01265%
| May | 27 | 22 | 3526 | 538.4366 | 568.4296 | 532.4212 | 0.01149% | 0.01158% | 0.01059% | 0.01146% | 5164 | 0.01167% | 0.01157% |  | 8.875 | 24.4054 | 23.9176 |  | 3526 | 529.5616 | 544.0242 | 508.5035 |  | 3526 | 0.01153% | 0.01155% | 0.01053% | 0.0097% | 0.01225% | 0.01195% |  | 3526 | 0.01155% | 0.01053% | 3526 | 7637 | 0.01148% | 1476 | 0.01168% | 0.01158% |  | 3526 | 0.01225% | 0.01195% | 0.0121% |  | 3526 | 5164 | 0.01158% | 0.01259%
| May | 27 | 23 | 3527 | 523.018 | 549.3358 | 515.8797 | 0.01116% | 0.01119% | 0.01026% | 0.01146% | 2920 | 0.01167% | 0.01157% |  | 8.8757 | 24.406 | 23.9208 |  | 3527 | 514.1423 | 524.9298 | 491.959 |  | 3527 | 0.01119% | 0.01114% | 0.01019% | 0.009701% | 0.01225% | 0.01196% |  | 3527 | 0.01114% | 0.01019% | 3527 | 6270 | 0.01148% | 1101 | 0.01168% | 0.01158% |  | 3527 | 0.01225% | 0.01196% | 0.0121% |  | 3527 | 2920 | 0.01158% | 0.01147%
| May | 28 | 0 | 3528 | 510.4823 | 539.5608 | 505.1522 | 0.0109% | 0.01099% | 0.01004% | 0.01146% | 173 | 0.01167% | 0.01156% |  | 8.8764 | 24.4067 | 23.9239 |  | 3528 | 501.6059 | 515.1541 | 481.2283 |  | 3528 | 0.01092% | 0.01093% | 0.009965% | 0.009702% | 0.01225% | 0.01196% |  | 3528 | 0.01093% | 0.009965% | 3528 | 5849 | 0.01148% | 2900 | 0.01168% | 0.01158% |  | 3528 | 0.01225% | 0.01196% | 0.0121% |  | 3528 | 173 | 0.01158% | 0.009182%
| May | 28 | 1 | 3529 | 504.2337 | 532.6159 | 502.6859 | 0.01076% | 0.01085% | 0.009996% | 0.01146% | 4421 | 0.01167% | 0.01156% |  | 8.8772 | 24.4073 | 23.927 |  | 3529 | 495.3565 | 508.2086 | 478.7589 |  | 3529 | 0.01078% | 0.01079% | 0.009914% | 0.009703% | 0.01225% | 0.01196% |  | 3529 | 0.01079% | 0.009914% | 3529 | 7542 | 0.01148% | 8405 | 0.01168% | 0.01158% |  | 3529 | 0.01225% | 0.01196% | 0.0121% |  | 3529 | 4421 | 0.01158% | 0.01268%
| May | 28 | 2 | 3530 | 498.7931 | 526.3692 | 499.0663 | 0.01065% | 0.01072% | 0.009924% | 0.01146% | 4178 | 0.01166% | 0.01156% |  | 8.8779 | 24.4079 | 23.9301 |  | 3530 | 489.9152 | 501.9613 | 475.1362 |  | 3530 | 0.01066% | 0.01065% | 0.009839% | 0.009704% | 0.01225% | 0.01196% |  | 3530 | 0.01065% | 0.009839% | 3530 | 8421 | 0.01148% | 4682 | 0.01168% | 0.01158% |  | 3530 | 0.01225% | 0.01196% | 0.0121% |  | 3530 | 4178 | 0.01158% | 0.01259%
| May | 28 | 3 | 3531 | 495.551 | 524.8238 | 500.6042 | 0.01058% | 0.01069% | 0.009954% | 0.01146% | 3099 | 0.01166% | 0.01156% |  | 8.8786 | 24.4086 | 23.9332 |  | 3531 | 486.6724 | 500.4153 | 476.671 |  | 3531 | 0.01059% | 0.01062% | 0.009871% | 0.009704% | 0.01225% | 0.01196% |  | 3531 | 0.01062% | 0.009871% | 3531 | 3111 | 0.01148% | 1652 | 0.01168% | 0.01158% |  | 3531 | 0.01225% | 0.01196% | 0.0121% |  | 3531 | 3099 | 0.01158% | 0.01166%
| May | 28 | 4 | 3532 | 494.6222 | 527.2164 | 509.8877 | 0.01056% | 0.01074% | 0.01014% | 0.01146% | 6903 | 0.01166% | 0.01156% |  | 8.8793 | 24.4092 | 23.9364 |  | 3532 | 485.7429 | 502.8072 | 485.9513 |  | 3532 | 0.01057% | 0.01067% | 0.01006% | 0.009705% | 0.01225% | 0.01196% |  | 3532 | 0.01067% | 0.01006% | 3532 | 2803 | 0.01147% | 5304 | 0.01167% | 0.01157% |  | 3532 | 0.01225% | 0.01196% | 0.01211% |  | 3532 | 6903 | 0.01157% | 0.01194%
| May | 28 | 5 | 3533 | 493.5458 | 526.993 | 513.7698 | 0.01053% | 0.01073% | 0.01022% | 0.01146% | 5518 | 0.01166% | 0.01156% |  | 8.88 | 24.4099 | 23.9395 |  | 3533 | 484.6657 | 502.5831 | 489.8304 |  | 3533 | 0.01055% | 0.01067% | 0.01014% | 0.009706% | 0.01225% | 0.01197% |  | 3533 | 0.01067% | 0.01014% | 3533 | 6127 | 0.01147% | 4257 | 0.01167% | 0.01157% |  | 3533 | 0.01225% | 0.01197% | 0.01211% |  | 3533 | 5518 | 0.01157% | 0.01241%
| May | 28 | 6 | 3534 | 498.7397 | 540.4359 | 529.7956 | 0.01064% | 0.01101% | 0.01053% | 0.01146% | 1632 | 0.01166% | 0.01156% |  | 8.8807 | 24.4105 | 23.9426 |  | 3534 | 489.859 | 516.0254 | 505.853 |  | 3534 | 0.01066% | 0.01095% | 0.01048% | 0.009707% | 0.01225% | 0.01197% |  | 3534 | 0.01095% | 0.01048% | 3534 | 1005 | 0.01147% | 1285 | 0.01167% | 0.01157% |  | 3534 | 0.01225% | 0.01197% | 0.01211% |  | 3534 | 1632 | 0.01157% | 0.01021%
| May | 28 | 7 | 3535 | 508.5901 | 552.771 | 543.0081 | 0.01085% | 0.01126% | 0.0108% | 0.01146% | 2921 | 0.01166% | 0.01156% |  | 8.8815 | 24.4111 | 23.9457 |  | 3535 | 499.7086 | 528.3599 | 519.0624 |  | 3535 | 0.01088% | 0.01121% | 0.01075% | 0.009708% | 0.01225% | 0.01197% |  | 3535 | 0.01121% | 0.01075% | 3535 | 7064 | 0.01147% | 4826 | 0.01167% | 0.01157% |  | 3535 | 0.01225% | 0.01197% | 0.01211% |  | 3535 | 2921 | 0.01157% | 0.01147%
| May | 28 | 8 | 3536 | 522.9562 | 568.532 | 559.0244 | 0.01116% | 0.01158% | 0.01112% | 0.01146% | 3648 | 0.01166% | 0.01156% |  | 8.8822 | 24.4118 | 23.9488 |  | 3536 | 514.074 | 544.1203 | 535.0756 |  | 3536 | 0.01119% | 0.01155% | 0.01108% | 0.009708% | 0.01225% | 0.01197% |  | 3536 | 0.01155% | 0.01108% | 3536 | 5721 | 0.01147% | 8269 | 0.01167% | 0.01157% |  | 3536 | 0.01225% | 0.01197% | 0.01211% |  | 3536 | 3648 | 0.01157% | 0.01221%
| May | 28 | 9 | 3537 | 537.2838 | 587.2255 | 568.336 | 0.01147% | 0.01196% | 0.0113% | 0.01146% | 8272 | 0.01166% | 0.01156% |  | 8.8829 | 24.4124 | 23.9519 |  | 3537 | 528.4009 | 562.8131 | 544.3841 |  | 3537 | 0.0115% | 0.01195% | 0.01127% | 0.009709% | 0.01225% | 0.01197% |  | 3537 | 0.01195% | 0.01127% | 3537 | 8515 | 0.01147% | 6763 | 0.01167% | 0.01157% |  | 3537 | 0.01225% | 0.01197% | 0.01211% |  | 3537 | 8272 | 0.01157% | 0.01137%
| May | 28 | 10 | 3538 | 547.917 | 603.7127 | 582.6176 | 0.01169% | 0.01229% | 0.01159% | 0.01146% | 7568 | 0.01166% | 0.01156% |  | 8.8836 | 24.413 | 23.955 |  | 3538 | 539.0334 | 579.2996 | 558.6625 |  | 3538 | 0.01173% | 0.0123% | 0.01157% | 0.00971% | 0.01225% | 0.01197% |  | 3538 | 0.0123% | 0.01157% | 3538 | 1052 | 0.01147% | 1628 | 0.01167% | 0.01157% |  | 3538 | 0.01225% | 0.01197% | 0.01211% |  | 3538 | 7568 | 0.01157% | 0.0118%
| May | 28 | 11 | 3539 | 558.0265 | 612.4357 | 593.5889 | 0.01191% | 0.01247% | 0.0118% | 0.01146% | 6901 | 0.01166% | 0.01156% |  | 8.8843 | 24.4137 | 23.9581 |  | 3539 | 549.1422 | 588.022 | 569.6308 |  | 3539 | 0.01195% | 0.01248% | 0.0118% | 0.009711% | 0.01225% | 0.01197% |  | 3539 | 0.01248% | 0.0118% | 3539 | 321 | 0.01147% | 760 | 0.01167% | 0.01157% |  | 3539 | 0.01225% | 0.01197% | 0.01211% |  | 3539 | 6901 | 0.01157% | 0.01194%
| May | 28 | 12 | 3540 | 565.2529 | 617.3232 | 599.9186 | 0.01206% | 0.01257% | 0.01193% | 0.01146% | 8276 | 0.01166% | 0.01156% |  | 8.885 | 24.4143 | 23.9613 |  | 3540 | 556.3679 | 592.9089 | 575.9573 |  | 3540 | 0.01211% | 0.01258% | 0.01193% | 0.009711% | 0.01225% | 0.01198% |  | 3540 | 0.01258% | 0.01193% | 3540 | 7017 | 0.01147% | 7880 | 0.01167% | 0.01157% |  | 3540 | 0.01225% | 0.01198% | 0.01211% |  | 3540 | 8276 | 0.01157% | 0.01137%
| May | 28 | 13 | 3541 | 572.3158 | 624.9477 | 604.1383 | 0.01221% | 0.01273% | 0.01201% | 0.01146% | 8346 | 0.01166% | 0.01156% |  | 8.8858 | 24.4149 | 23.9644 |  | 3541 | 563.43 | 600.5327 | 580.174 |  | 3541 | 0.01226% | 0.01275% | 0.01201% | 0.009712% | 0.01225% | 0.01198% |  | 3541 | 0.01275% | 0.01201% | 3541 | 1639 | 0.01147% | 6765 | 0.01167% | 0.01157% |  | 3541 | 0.01225% | 0.01198% | 0.01211% |  | 3541 | 8346 | 0.01157% | 0.01131%
| May | 28 | 14 | 3542 | 578.0084 | 627.3961 | 616.0287 | 0.01234% | 0.01278% | 0.01225% | 0.01146% | 8469 | 0.01166% | 0.01156% |  | 8.8865 | 24.4156 | 23.9675 |  | 3542 | 569.1219 | 602.9805 | 592.0612 |  | 3542 | 0.01239% | 0.0128% | 0.01226% | 0.009713% | 0.01225% | 0.01198% |  | 3542 | 0.0128% | 0.01226% | 3542 | 1521 | 0.01147% | 7269 | 0.01167% | 0.01157% |  | 3542 | 0.01225% | 0.01198% | 0.01212% |  | 3542 | 8469 | 0.01157% | 0.01121%
| May | 28 | 15 | 3543 | 582.572 | 631.0547 | 623.9337 | 0.01243% | 0.01285% | 0.01241% | 0.01146% | 3440 | 0.01166% | 0.01156% |  | 8.8872 | 24.4162 | 23.9706 |  | 3543 | 573.6847 | 606.6385 | 599.9631 |  | 3543 | 0.01249% | 0.01288% | 0.01242% | 0.009714% | 0.01225% | 0.01198% |  | 3543 | 0.01288% | 0.01242% | 3543 | 8087 | 0.01147% | 379 | 0.01167% | 0.01157% |  | 3543 | 0.01225% | 0.01198% | 0.01212% |  | 3543 | 3440 | 0.01157% | 0.01202%
| May | 28 | 16 | 3544 | 586.4677 | 631.7902 | 628.1066 | 0.01252% | 0.01287% | 0.01249% | 0.01146% | 4559 | 0.01166% | 0.01156% |  | 8.8879 | 24.4168 | 23.9737 |  | 3544 | 577.5797 | 607.3733 | 604.1329 |  | 3544 | 0.01257% | 0.01289% | 0.01251% | 0.009715% | 0.01225% | 0.01198% |  | 3544 | 0.01289% | 0.01251% | 3544 | 6261 | 0.01147% | 1854 | 0.01167% | 0.01157% |  | 3544 | 0.01225% | 0.01198% | 0.01212% |  | 3544 | 4559 | 0.01157% | 0.01271%
| May | 28 | 17 | 3545 | 587.0277 | 634.2199 | 626.5125 | 0.01253% | 0.01291% | 0.01246% | 0.01146% | 6778 | 0.01166% | 0.01156% |  | 8.8886 | 24.4175 | 23.9768 |  | 3545 | 578.1391 | 609.8025 | 602.5357 |  | 3545 | 0.01258% | 0.01294% | 0.01248% | 0.009715% | 0.01225% | 0.01198% |  | 3545 | 0.01294% | 0.01248% | 3545 | 17 | 0.01147% | 233 | 0.01167% | 0.01157% |  | 3545 | 0.01225% | 0.01198% | 0.01212% |  | 3545 | 6778 | 0.01157% | 0.01196%
| May | 28 | 18 | 3546 | 581.3154 | 627.2006 | 621.6925 | 0.01241% | 0.01277% | 0.01236% | 0.01146% | 2865 | 0.01166% | 0.01156% |  | 8.8894 | 24.4181 | 23.9799 |  | 3546 | 572.426 | 602.7825 | 597.7127 |  | 3546 | 0.01246% | 0.01279% | 0.01238% | 0.009716% | 0.01225% | 0.01199% |  | 3546 | 0.01279% | 0.01238% | 3546 | 4033 | 0.01147% | 5954 | 0.01167% | 0.01157% |  | 3546 | 0.01225% | 0.01199% | 0.01212% |  | 3546 | 2865 | 0.01157% | 0.01141%
| May | 28 | 19 | 3547 | 576.0998 | 616.0385 | 612.5685 | 0.0123% | 0.01254% | 0.01218% | 0.01146% | 537 | 0.01166% | 0.01156% |  | 8.8901 | 24.4187 | 23.983 |  | 3547 | 567.2097 | 591.6197 | 588.5855 |  | 3547 | 0.01235% | 0.01256% | 0.01219% | 0.009717% | 0.01225% | 0.01199% |  | 3547 | 0.01256% | 0.01219% | 3547 | 8466 | 0.01147% | 5711 | 0.01167% | 0.01157% |  | 3547 | 0.01225% | 0.01199% | 0.01212% |  | 3547 | 537 | 0.01157% | 0.009354%
| May | 28 | 20 | 3548 | 566.1729 | 603.0238 | 601.222 | 0.01208% | 0.01228% | 0.01196% | 0.01146% | 8286 | 0.01166% | 0.01156% |  | 8.8908 | 24.4194 | 23.9861 |  | 3548 | 557.2821 | 578.6044 | 577.2359 |  | 3548 | 0.01213% | 0.01228% | 0.01195% | 0.009718% | 0.01225% | 0.01199% |  | 3548 | 0.01228% | 0.01195% | 3548 | 490 | 0.01147% | 5878 | 0.01167% | 0.01157% |  | 3548 | 0.01225% | 0.01199% | 0.01212% |  | 3548 | 8286 | 0.01157% | 0.01136%
| May | 28 | 21 | 3549 | 559.1284 | 593.4815 | 592.5106 | 0.01193% | 0.01209% | 0.01178% | 0.01146% | 5674 | 0.01166% | 0.01156% |  | 8.8915 | 24.42 | 23.9892 |  | 3549 | 550.2369 | 569.0615 | 568.5214 |  | 3549 | 0.01198% | 0.01208% | 0.01177% | 0.009719% | 0.01225% | 0.01199% |  | 3549 | 0.01208% | 0.01177% | 3549 | 5379 | 0.01146% | 2925 | 0.01167% | 0.01157% |  | 3549 | 0.01225% | 0.01199% | 0.01212% |  | 3549 | 5674 | 0.01157% | 0.01232%
| May | 28 | 22 | 3550 | 542.0642 | 572.6561 | 572.7715 | 0.01157% | 0.01166% | 0.01139% | 0.01146% | 5494 | 0.01166% | 0.01156% |  | 8.8923 | 24.4206 | 23.9923 |  | 3550 | 533.172 | 548.2355 | 548.7792 |  | 3550 | 0.01161% | 0.01164% | 0.01136% | 0.009719% | 0.01225% | 0.01199% |  | 3550 | 0.01164% | 0.01136% | 3550 | 8525 | 0.01146% | 5163 | 0.01167% | 0.01157% |  | 3550 | 0.01225% | 0.01199% | 0.01212% |  | 3550 | 5494 | 0.01157% | 0.01242%
| May | 28 | 23 | 3551 | 523.3995 | 556.3924 | 555.6861 | 0.01117% | 0.01133% | 0.01105% | 0.01146% | 7592 | 0.01166% | 0.01156% |  | 8.893 | 24.4213 | 23.9954 |  | 3551 | 514.5066 | 531.9712 | 531.6908 |  | 3551 | 0.0112% | 0.01129% | 0.01101% | 0.00972% | 0.01225% | 0.01199% |  | 3551 | 0.01129% | 0.01101% | 3551 | 5844 | 0.01146% | 1571 | 0.01167% | 0.01157% |  | 3551 | 0.01225% | 0.01199% | 0.01212% |  | 3551 | 7592 | 0.01157% | 0.01179%
| May | 29 | 0 | 3552 | 507.9394 | 547.6787 | 544.8742 | 0.01084% | 0.01115% | 0.01083% | 0.01145% | 8219 | 0.01166% | 0.01156% |  | 8.8937 | 24.4219 | 23.9985 |  | 3552 | 499.0457 | 523.2568 | 520.8757 |  | 3552 | 0.01086% | 0.01111% | 0.01079% | 0.009721% | 0.01225% | 0.01199% |  | 3552 | 0.01111% | 0.01079% | 3552 | 5873 | 0.01146% | 3575 | 0.01167% | 0.01157% |  | 3552 | 0.01225% | 0.01199% | 0.01212% |  | 3552 | 8219 | 0.01157% | 0.01141%
| May | 29 | 1 | 3553 | 499.575 | 541.972 | 537.0442 | 0.01066% | 0.01104% | 0.01068% | 0.01145% | 6748 | 0.01166% | 0.01156% |  | 8.8944 | 24.4225 | 24.0016 |  | 3553 | 490.6806 | 517.5495 | 513.0426 |  | 3553 | 0.01068% | 0.01098% | 0.01062% | 0.009722% | 0.01225% | 0.012% |  | 3553 | 0.01098% | 0.01062% | 3553 | 381 | 0.01146% | 2948 | 0.01167% | 0.01157% |  | 3553 | 0.01225% | 0.012% | 0.01213% |  | 3553 | 6748 | 0.01157% | 0.01196%
| May | 29 | 2 | 3554 | 495.1976 | 539.7749 | 535.3188 | 0.01057% | 0.01099% | 0.01064% | 0.01145% | 7248 | 0.01166% | 0.01155% |  | 8.8951 | 24.4231 | 24.0046 |  | 3554 | 486.3025 | 515.3518 | 511.3141 |  | 3554 | 0.01059% | 0.01094% | 0.01059% | 0.009722% | 0.01225% | 0.012% |  | 3554 | 0.01094% | 0.01059% | 3554 | 525 | 0.01146% | 4422 | 0.01167% | 0.01157% |  | 3554 | 0.01225% | 0.012% | 0.01213% |  | 3554 | 7248 | 0.01157% | 0.01189%
| May | 29 | 3 | 3555 | 493.8922 | 543.2846 | 536.0783 | 0.01054% | 0.01106% | 0.01066% | 0.01145% | 1091 | 0.01166% | 0.01155% |  | 8.8959 | 24.4238 | 24.0077 |  | 3555 | 484.9963 | 518.8608 | 512.0706 |  | 3555 | 0.01056% | 0.01101% | 0.0106% | 0.009723% | 0.01226% | 0.012% |  | 3555 | 0.01101% | 0.0106% | 3555 | 4444 | 0.01146% | 5810 | 0.01167% | 0.01156% |  | 3555 | 0.01226% | 0.012% | 0.01213% |  | 3555 | 1091 | 0.01156% | 0.009756%
| May | 29 | 4 | 3556 | 495.4385 | 547.3529 | 543.6551 | 0.01057% | 0.01115% | 0.01081% | 0.01145% | 4180 | 0.01166% | 0.01155% |  | 8.8966 | 24.4244 | 24.0108 |  | 3556 | 486.5419 | 522.9285 | 519.6443 |  | 3556 | 0.01059% | 0.0111% | 0.01076% | 0.009724% | 0.01226% | 0.012% |  | 3556 | 0.0111% | 0.01076% | 3556 | 2773 | 0.01146% | 7918 | 0.01167% | 0.01156% |  | 3556 | 0.01226% | 0.012% | 0.01213% |  | 3556 | 4180 | 0.01156% | 0.01259%
| May | 29 | 5 | 3557 | 497.3078 | 548.3676 | 549.3471 | 0.01061% | 0.01117% | 0.01092% | 0.01145% | 4830 | 0.01166% | 0.01155% |  | 8.8973 | 24.425 | 24.0139 |  | 3557 | 488.4105 | 523.9426 | 525.3332 |  | 3557 | 0.01063% | 0.01112% | 0.01088% | 0.009725% | 0.01226% | 0.012% |  | 3557 | 0.01112% | 0.01088% | 3557 | 7505 | 0.01146% | 3100 | 0.01167% | 0.01156% |  | 3557 | 0.01226% | 0.012% | 0.01213% |  | 3557 | 4830 | 0.01156% | 0.0127%
| May | 29 | 6 | 3558 | 507.9963 | 568.3551 | 567.3233 | 0.01084% | 0.01157% | 0.01128% | 0.01145% | 733 | 0.01165% | 0.01155% |  | 8.898 | 24.4256 | 24.017 |  | 3558 | 499.0982 | 543.9295 | 543.3063 |  | 3558 | 0.01086% | 0.01154% | 0.01125% | 0.009726% | 0.01226% | 0.012% |  | 3558 | 0.01154% | 0.01125% | 3558 | 8315 | 0.01146% | 8325 | 0.01167% | 0.01156% |  | 3558 | 0.01226% | 0.012% | 0.01213% |  | 3558 | 733 | 0.01156% | 0.00948%
| May | 29 | 7 | 3559 | 525.4989 | 583.2131 | 581.7267 | 0.01122% | 0.01188% | 0.01157% | 0.01145% | 2890 | 0.01165% | 0.01155% |  | 8.8988 | 24.4263 | 24.0201 |  | 3559 | 516.6001 | 558.7868 | 557.7066 |  | 3559 | 0.01125% | 0.01186% | 0.01155% | 0.009726% | 0.01226% | 0.01201% |  | 3559 | 0.01186% | 0.01155% | 3559 | 595 | 0.01146% | 3176 | 0.01166% | 0.01156% |  | 3559 | 0.01226% | 0.01201% | 0.01213% |  | 3559 | 2890 | 0.01156% | 0.01143%
| May | 29 | 8 | 3560 | 545.448 | 592.7554 | 593.3451 | 0.01164% | 0.01207% | 0.0118% | 0.01145% | 6942 | 0.01165% | 0.01155% |  | 8.8995 | 24.4269 | 24.0232 |  | 3560 | 536.5485 | 568.3285 | 569.322 |  | 3560 | 0.01168% | 0.01206% | 0.01179% | 0.009727% | 0.01226% | 0.01201% |  | 3560 | 0.01206% | 0.01179% | 3560 | 8286 | 0.01146% | 210 | 0.01166% | 0.01156% |  | 3560 | 0.01226% | 0.01201% | 0.01213% |  | 3560 | 6942 | 0.01156% | 0.01194%
| May | 29 | 9 | 3561 | 567.0298 | 597.317 | 605.6293 | 0.0121% | 0.01216% | 0.01204% | 0.01145% | 4419 | 0.01165% | 0.01155% |  | 8.9002 | 24.4275 | 24.0263 |  | 3561 | 558.1296 | 572.8895 | 581.6031 |  | 3561 | 0.01215% | 0.01216% | 0.01204% | 0.009728% | 0.01226% | 0.01201% |  | 3561 | 0.01216% | 0.01204% | 3561 | 5358 | 0.01146% | 5955 | 0.01166% | 0.01156% |  | 3561 | 0.01226% | 0.01201% | 0.01213% |  | 3561 | 4419 | 0.01156% | 0.01268%
| May | 29 | 10 | 3562 | 583.8964 | 606.9803 | 614.5846 | 0.01246% | 0.01236% | 0.01222% | 0.01145% | 3176 | 0.01165% | 0.01155% |  | 8.9009 | 24.4282 | 24.0293 |  | 3562 | 574.9955 | 582.5522 | 590.5553 |  | 3562 | 0.01252% | 0.01236% | 0.01223% | 0.009729% | 0.01226% | 0.01201% |  | 3562 | 0.01236% | 0.01223% | 3562 | 8431 | 0.01146% | 4303 | 0.01166% | 0.01156% |  | 3562 | 0.01226% | 0.01201% | 0.01213% |  | 3562 | 3176 | 0.01156% | 0.01175%
| May | 29 | 11 | 3563 | 593.9913 | 610.4621 | 623.643 | 0.01268% | 0.01243% | 0.0124% | 0.01145% | 371 | 0.01165% | 0.01155% |  | 8.9017 | 24.4288 | 24.0324 |  | 3563 | 585.0896 | 586.0333 | 599.6106 |  | 3563 | 0.01274% | 0.01244% | 0.01242% | 0.00973% | 0.01226% | 0.01201% |  | 3563 | 0.01244% | 0.01242% | 3563 | 7939 | 0.01146% | 7817 | 0.01166% | 0.01156% |  | 3563 | 0.01226% | 0.01201% | 0.01213% |  | 3563 | 371 | 0.01156% | 0.009264%
| May | 29 | 12 | 3564 | 603.7236 | 619.2782 | 627.3189 | 0.01289% | 0.01261% | 0.01247% | 0.01145% | 6900 | 0.01165% | 0.01155% |  | 8.9024 | 24.4294 | 24.0355 |  | 3564 | 594.8212 | 594.8488 | 603.2834 |  | 3564 | 0.01295% | 0.01263% | 0.01249% | 0.00973% | 0.01226% | 0.01201% |  | 3564 | 0.01263% | 0.01249% | 3564 | 4348 | 0.01146% | 3010 | 0.01166% | 0.01156% |  | 3564 | 0.01226% | 0.01201% | 0.01214% |  | 3564 | 6900 | 0.01156% | 0.01194%
| May | 29 | 13 | 3565 | 611.8452 | 622.7227 | 639.6687 | 0.01306% | 0.01268% | 0.01272% | 0.01145% | 4535 | 0.01165% | 0.01155% |  | 8.9031 | 24.43 | 24.0386 |  | 3565 | 602.9421 | 598.2927 | 615.6301 |  | 3565 | 0.01312% | 0.0127% | 0.01275% | 0.009731% | 0.01226% | 0.01201% |  | 3565 | 0.0127% | 0.01275% | 3565 | 3456 | 0.01146% | 694 | 0.01166% | 0.01156% |  | 3565 | 0.01226% | 0.01201% | 0.01214% |  | 3565 | 4535 | 0.01156% | 0.0127%
| May | 29 | 14 | 3566 | 617.3523 | 621.1122 | 647.2643 | 0.01318% | 0.01265% | 0.01287% | 0.01145% | 486 | 0.01165% | 0.01155% |  | 8.9038 | 24.4307 | 24.0417 |  | 3566 | 608.4484 | 596.6815 | 623.2226 |  | 3566 | 0.01324% | 0.01266% | 0.01291% | 0.009732% | 0.01226% | 0.01202% |  | 3566 | 0.01266% | 0.01291% | 3566 | 7964 | 0.01146% | 234 | 0.01166% | 0.01156% |  | 3566 | 0.01226% | 0.01202% | 0.01214% |  | 3566 | 486 | 0.01156% | 0.009324%
| May | 29 | 15 | 3567 | 623.4324 | 620.0695 | 653.7065 | 0.01331% | 0.01263% | 0.013% | 0.01145% | 4154 | 0.01165% | 0.01155% |  | 8.9046 | 24.4313 | 24.0447 |  | 3567 | 614.5278 | 595.6382 | 629.6617 |  | 3567 | 0.01338% | 0.01264% | 0.01304% | 0.009733% | 0.01226% | 0.01202% |  | 3567 | 0.01264% | 0.01304% | 3567 | 2796 | 0.01146% | 7841 | 0.01166% | 0.01156% |  | 3567 | 0.01226% | 0.01202% | 0.01214% |  | 3567 | 4154 | 0.01156% | 0.01258%
| May | 29 | 16 | 3568 | 625.6864 | 614.1579 | 659.9705 | 0.01335% | 0.01251% | 0.01312% | 0.01145% | 5815 | 0.01165% | 0.01155% |  | 8.9053 | 24.4319 | 24.0478 |  | 3568 | 616.7811 | 589.726 | 635.9226 |  | 3568 | 0.01343% | 0.01252% | 0.01317% | 0.009734% | 0.01226% | 0.01202% |  | 3568 | 0.01252% | 0.01317% | 3568 | 3514 | 0.01146% | 3048 | 0.01166% | 0.01156% |  | 3568 | 0.01226% | 0.01202% | 0.01214% |  | 3568 | 5815 | 0.01156% | 0.01225%
| May | 29 | 17 | 3569 | 626.6953 | 612.6777 | 657.2979 | 0.01338% | 0.01248% | 0.01307% | 0.01145% | 757 | 0.01165% | 0.01155% |  | 8.906 | 24.4325 | 24.0509 |  | 3569 | 617.7893 | 588.2452 | 633.2471 |  | 3569 | 0.01345% | 0.01249% | 0.01311% | 0.009734% | 0.01226% | 0.01202% |  | 3569 | 0.01249% | 0.01311% | 3569 | 2574 | 0.01146% | 4995 | 0.01166% | 0.01156% |  | 3569 | 0.01226% | 0.01202% | 0.01214% |  | 3569 | 757 | 0.01156% | 0.009497%
| May | 29 | 18 | 3570 | 621.1552 | 605.2487 | 654.7192 | 0.01326% | 0.01232% | 0.01302% | 0.01145% | 3390 | 0.01165% | 0.01155% |  | 8.9067 | 24.4332 | 24.054 |  | 3570 | 612.2485 | 580.8156 | 630.6652 |  | 3570 | 0.01333% | 0.01233% | 0.01306% | 0.009735% | 0.01226% | 0.01202% |  | 3570 | 0.01233% | 0.01306% | 3570 | 4036 | 0.01146% | 6092 | 0.01166% | 0.01156% |  | 3570 | 0.01226% | 0.01202% | 0.01214% |  | 3570 | 3390 | 0.01156% | 0.01197%
| May | 29 | 19 | 3571 | 613.4448 | 604.4016 | 646.9548 | 0.01309% | 0.01231% | 0.01286% | 0.01145% | 8340 | 0.01165% | 0.01155% |  | 8.9075 | 24.4338 | 24.057 |  | 3571 | 604.5373 | 579.9678 | 622.8978 |  | 3571 | 0.01316% | 0.01231% | 0.0129% | 0.009736% | 0.01226% | 0.01202% |  | 3571 | 0.01231% | 0.0129% | 3571 | 4015 | 0.01146% | 7972 | 0.01166% | 0.01156% |  | 3571 | 0.01226% | 0.01202% | 0.01214% |  | 3571 | 8340 | 0.01156% | 0.01132%
| May | 29 | 20 | 3572 | 601.6453 | 603.7871 | 637.24 | 0.01284% | 0.0123% | 0.01267% | 0.01145% | 7567 | 0.01165% | 0.01155% |  | 8.9082 | 24.4344 | 24.0601 |  | 3572 | 592.7371 | 579.3527 | 613.1799 |  | 3572 | 0.0129% | 0.0123% | 0.0127% | 0.009737% | 0.01226% | 0.01203% |  | 3572 | 0.0123% | 0.0127% | 3572 | 3576 | 0.01146% | 1653 | 0.01166% | 0.01156% |  | 3572 | 0.01226% | 0.01203% | 0.01214% |  | 3572 | 7567 | 0.01156% | 0.0118%
| May | 29 | 21 | 3573 | 592.7747 | 598.3876 | 629.7382 | 0.01265% | 0.01219% | 0.01252% | 0.01145% | 7086 | 0.01165% | 0.01155% |  | 8.9089 | 24.435 | 24.0632 |  | 3573 | 583.8658 | 573.9526 | 605.675 |  | 3573 | 0.01271% | 0.01218% | 0.01254% | 0.009738% | 0.01226% | 0.01203% |  | 3573 | 0.01218% | 0.01254% | 3573 | 4539 | 0.01146% | 3745 | 0.01166% | 0.01156% |  | 3573 | 0.01226% | 0.01203% | 0.01214% |  | 3573 | 7086 | 0.01156% | 0.01192%
| May | 29 | 22 | 3574 | 569.9793 | 583.3435 | 608.3675 | 0.01216% | 0.01188% | 0.0121% | 0.01145% | 3100 | 0.01165% | 0.01155% |  | 8.9096 | 24.4356 | 24.0663 |  | 3574 | 561.0697 | 558.9078 | 584.3012 |  | 3574 | 0.01221% | 0.01186% | 0.0121% | 0.009738% | 0.01226% | 0.01203% |  | 3574 | 0.01186% | 0.0121% | 3574 | 3061 | 0.01146% | 1855 | 0.01166% | 0.01156% |  | 3574 | 0.01226% | 0.01203% | 0.01214% |  | 3574 | 3100 | 0.01156% | 0.01166%
| May | 29 | 23 | 3575 | 549.0886 | 569.7702 | 587.4937 | 0.01172% | 0.0116% | 0.01168% | 0.01144% | 5596 | 0.01165% | 0.01155% |  | 8.9104 | 24.4363 | 24.0693 |  | 3575 | 540.1782 | 545.3339 | 563.4244 |  | 3575 | 0.01176% | 0.01157% | 0.01167% | 0.009739% | 0.01226% | 0.01203% |  | 3575 | 0.01157% | 0.01167% | 3575 | 5569 | 0.01145% | 5853 | 0.01166% | 0.01156% |  | 3575 | 0.01226% | 0.01203% | 0.01215% |  | 3575 | 5596 | 0.01156% | 0.01237%
| May | 30 | 0 | 3576 | 534.202 | 564.2031 | 576.9068 | 0.0114% | 0.01149% | 0.01147% | 0.01144% | 4659 | 0.01165% | 0.01155% |  | 8.9111 | 24.4369 | 24.0724 |  | 3576 | 525.2909 | 539.7662 | 552.8344 |  | 3576 | 0.01143% | 0.01146% | 0.01145% | 0.00974% | 0.01226% | 0.01203% |  | 3576 | 0.01146% | 0.01145% | 3576 | 5975 | 0.01145% | 690 | 0.01166% | 0.01156% |  | 3576 | 0.01226% | 0.01203% | 0.01215% |  | 3576 | 4659 | 0.01156% | 0.01272%
| May | 30 | 1 | 3577 | 527.08 | 559.8835 | 570.3521 | 0.01125% | 0.0114% | 0.01134% | 0.01144% | 1678 | 0.01165% | 0.01155% |  | 8.9118 | 24.4375 | 24.0755 |  | 3577 | 518.1681 | 535.446 | 546.2767 |  | 3577 | 0.01128% | 0.01136% | 0.01131% | 0.009741% | 0.01226% | 0.01203% |  | 3577 | 0.01136% | 0.01131% | 3577 | 1189 | 0.01145% | 819 | 0.01166% | 0.01156% |  | 3577 | 0.01226% | 0.01203% | 0.01215% |  | 3577 | 1678 | 0.01156% | 0.01025%
| May | 30 | 2 | 3578 | 523.6081 | 556.7276 | 567.6046 | 0.01118% | 0.01134% | 0.01129% | 0.01144% | 5407 | 0.01165% | 0.01155% |  | 8.9126 | 24.4381 | 24.0785 |  | 3578 | 514.6955 | 532.2894 | 543.5261 |  | 3578 | 0.0112% | 0.0113% | 0.01126% | 0.009742% | 0.01226% | 0.01203% |  | 3578 | 0.0113% | 0.01126% | 3578 | 211 | 0.01145% | 1023 | 0.01166% | 0.01156% |  | 3578 | 0.01226% | 0.01203% | 0.01215% |  | 3578 | 5407 | 0.01156% | 0.01247%
| May | 30 | 3 | 3579 | 521.1146 | 560.5538 | 568.3173 | 0.01112% | 0.01141% | 0.0113% | 0.01144% | 4827 | 0.01165% | 0.01154% |  | 8.9133 | 24.4387 | 24.0816 |  | 3579 | 512.2013 | 536.115 | 544.2357 |  | 3579 | 0.01115% | 0.01138% | 0.01127% | 0.009742% | 0.01226% | 0.01204% |  | 3579 | 0.01138% | 0.01127% | 3579 | 6045 | 0.01145% | 800 | 0.01166% | 0.01156% |  | 3579 | 0.01226% | 0.01204% | 0.01215% |  | 3579 | 4827 | 0.01156% | 0.0127%
| May | 30 | 4 | 3580 | 522.5418 | 567.0239 | 576.6068 | 0.01115% | 0.01155% | 0.01147% | 0.01144% | 1732 | 0.01165% | 0.01154% |  | 8.914 | 24.4394 | 24.0846 |  | 3580 | 513.6278 | 542.5845 | 552.5221 |  | 3580 | 0.01118% | 0.01152% | 0.01144% | 0.009743% | 0.01226% | 0.01204% |  | 3580 | 0.01152% | 0.01144% | 3580 | 116 | 0.01145% | 7220 | 0.01166% | 0.01155% |  | 3580 | 0.01226% | 0.01204% | 0.01215% |  | 3580 | 1732 | 0.01155% | 0.01029%
| May | 30 | 5 | 3581 | 529.9133 | 576.2589 | 581.8955 | 0.01131% | 0.01173% | 0.01157% | 0.01144% | 5473 | 0.01164% | 0.01154% |  | 8.9147 | 24.44 | 24.0877 |  | 3581 | 520.9986 | 551.8189 | 557.8078 |  | 3581 | 0.01134% | 0.01171% | 0.01155% | 0.009744% | 0.01226% | 0.01204% |  | 3581 | 0.01171% | 0.01155% | 3581 | 3298 | 0.01145% | 378 | 0.01166% | 0.01155% |  | 3581 | 0.01226% | 0.01204% | 0.01215% |  | 3581 | 5473 | 0.01155% | 0.01244%
| May | 30 | 6 | 3582 | 548.4016 | 598.0152 | 597.8087 | 0.0117% | 0.01218% | 0.01189% | 0.01144% | 2900 | 0.01164% | 0.01154% |  | 8.9155 | 24.4406 | 24.0908 |  | 3582 | 539.4862 | 573.5746 | 573.7179 |  | 3582 | 0.01174% | 0.01217% | 0.01188% | 0.009745% | 0.01226% | 0.01204% |  | 3582 | 0.01217% | 0.01188% | 3582 | 7977 | 0.01145% | 7446 | 0.01166% | 0.01155% |  | 3582 | 0.01226% | 0.01204% | 0.01215% |  | 3582 | 2900 | 0.01155% | 0.01145%
| May | 30 | 7 | 3583 | 570.0565 | 609.4287 | 615.4942 | 0.01217% | 0.01241% | 0.01224% | 0.01144% | 1100 | 0.01164% | 0.01154% |  | 8.9162 | 24.4412 | 24.0938 |  | 3583 | 561.1403 | 584.9875 | 591.4004 |  | 3583 | 0.01221% | 0.01242% | 0.01225% | 0.009746% | 0.01226% | 0.01204% |  | 3583 | 0.01242% | 0.01225% | 3583 | 8502 | 0.01145% | 8321 | 0.01165% | 0.01155% |  | 3583 | 0.01226% | 0.01204% | 0.01215% |  | 3583 | 1100 | 0.01155% | 0.009764%
| May | 30 | 8 | 3584 | 583.514 | 609.3077 | 623.3523 | 0.01245% | 0.01241% | 0.0124% | 0.01144% | 3625 | 0.01164% | 0.01154% |  | 8.9169 | 24.4418 | 24.0969 |  | 3584 | 574.597 | 584.8658 | 599.2554 |  | 3584 | 0.01251% | 0.01241% | 0.01241% | 0.009746% | 0.01226% | 0.01204% |  | 3584 | 0.01241% | 0.01241% | 3584 | 7807 | 0.01145% | 7227 | 0.01165% | 0.01155% |  | 3584 | 0.01226% | 0.01204% | 0.01215% |  | 3584 | 3625 | 0.01155% | 0.01219%
| May | 30 | 9 | 3585 | 594.1113 | 613.0222 | 631.8762 | 0.01268% | 0.01248% | 0.01256% | 0.01144% | 3602 | 0.01164% | 0.01154% |  | 8.9177 | 24.4425 | 24.0999 |  | 3585 | 585.1936 | 588.5797 | 607.7763 |  | 3585 | 0.01274% | 0.01249% | 0.01259% | 0.009747% | 0.01226% | 0.01205% |  | 3585 | 0.01249% | 0.01259% | 3585 | 3488 | 0.01145% | 8270 | 0.01165% | 0.01155% |  | 3585 | 0.01226% | 0.01205% | 0.01215% |  | 3585 | 3602 | 0.01155% | 0.01217%
| May | 30 | 10 | 3586 | 607.6879 | 617.1835 | 645.7452 | 0.01297% | 0.01257% | 0.01284% | 0.01144% | 1580 | 0.01164% | 0.01154% |  | 8.9184 | 24.4431 | 24.103 |  | 3586 | 598.7695 | 592.7405 | 621.6422 |  | 3586 | 0.01303% | 0.01258% | 0.01287% | 0.009748% | 0.01226% | 0.01205% |  | 3586 | 0.01258% | 0.01287% | 3586 | 235 | 0.01145% | 3440 | 0.01165% | 0.01155% |  | 3586 | 0.01226% | 0.01205% | 0.01216% |  | 3586 | 1580 | 0.01155% | 0.01017%
| May | 30 | 11 | 3587 | 619.3382 | 621.0563 | 659.1453 | 0.01322% | 0.01265% | 0.01311% | 0.01144% | 5685 | 0.01164% | 0.01154% |  | 8.9191 | 24.4437 | 24.106 |  | 3587 | 610.419 | 596.6126 | 635.0392 |  | 3587 | 0.01329% | 0.01266% | 0.01315% | 0.009749% | 0.01227% | 0.01205% |  | 3587 | 0.01266% | 0.01315% | 3587 | 1288 | 0.01145% | 2897 | 0.01165% | 0.01155% |  | 3587 | 0.01227% | 0.01205% | 0.01216% |  | 3587 | 5685 | 0.01155% | 0.01232%
| May | 30 | 12 | 3588 | 632.5375 | 626.5117 | 671.1669 | 0.0135% | 0.01276% | 0.01335% | 0.01144% | 1192 | 0.01164% | 0.01154% |  | 8.9199 | 24.4443 | 24.1091 |  | 3588 | 623.6176 | 602.0674 | 647.0578 |  | 3588 | 0.01357% | 0.01278% | 0.0134% | 0.00975% | 0.01227% | 0.01205% |  | 3588 | 0.01278% | 0.0134% | 3588 | 4517 | 0.01145% | 2898 | 0.01165% | 0.01155% |  | 3588 | 0.01227% | 0.01205% | 0.01216% |  | 3588 | 1192 | 0.01155% | 0.009842%
| May | 30 | 13 | 3589 | 644.1899 | 630.8499 | 678.8937 | 0.01375% | 0.01285% | 0.0135% | 0.01144% | 4445 | 0.01164% | 0.01154% |  | 8.9206 | 24.4449 | 24.1122 |  | 3589 | 635.2693 | 606.405 | 654.7816 |  | 3589 | 0.01383% | 0.01287% | 0.01356% | 0.00975% | 0.01227% | 0.01205% |  | 3589 | 0.01287% | 0.01356% | 3589 | 5926 | 0.01145% | 4271 | 0.01165% | 0.01155% |  | 3589 | 0.01227% | 0.01205% | 0.01216% |  | 3589 | 4445 | 0.01155% | 0.01269%
| May | 30 | 14 | 3590 | 648.5014 | 629.7141 | 683.2073 | 0.01384% | 0.01282% | 0.01359% | 0.01144% | 6922 | 0.01164% | 0.01154% |  | 8.9213 | 24.4455 | 24.1152 |  | 3590 | 639.5801 | 605.2686 | 659.0921 |  | 3590 | 0.01392% | 0.01285% | 0.01365% | 0.009751% | 0.01227% | 0.01205% |  | 3590 | 0.01285% | 0.01365% | 3590 | 704 | 0.01145% | 1583 | 0.01165% | 0.01155% |  | 3590 | 0.01227% | 0.01205% | 0.01216% |  | 3590 | 6922 | 0.01155% | 0.01194%
| May | 30 | 15 | 3591 | 657.8965 | 636.3425 | 689.8839 | 0.01404% | 0.01296% | 0.01372% | 0.01144% | 6108 | 0.01164% | 0.01154% |  | 8.922 | 24.4462 | 24.1183 |  | 3591 | 648.9745 | 611.8964 | 665.7656 |  | 3591 | 0.01413% | 0.01299% | 0.01379% | 0.009752% | 0.01227% | 0.01205% |  | 3591 | 0.01299% | 0.01379% | 3591 | 465 | 0.01145% | 8399 | 0.01165% | 0.01155% |  | 3591 | 0.01227% | 0.01205% | 0.01216% |  | 3591 | 6108 | 0.01155% | 0.01212%
| May | 30 | 16 | 3592 | 659.7384 | 639.0609 | 689.3119 | 0.01408% | 0.01301% | 0.01371% | 0.01144% | 3048 | 0.01164% | 0.01154% |  | 8.9228 | 24.4468 | 24.1213 |  | 3592 | 650.8156 | 614.6141 | 665.1906 |  | 3592 | 0.01417% | 0.01305% | 0.01378% | 0.009753% | 0.01227% | 0.01206% |  | 3592 | 0.01305% | 0.01378% | 3592 | 6414 | 0.01145% | 41 | 0.01165% | 0.01155% |  | 3592 | 0.01227% | 0.01206% | 0.01216% |  | 3592 | 3048 | 0.01155% | 0.01161%
| May | 30 | 17 | 3593 | 647.4216 | 636.5566 | 687.2676 | 0.01382% | 0.01296% | 0.01367% | 0.01144% | 8108 | 0.01164% | 0.01154% |  | 8.9235 | 24.4474 | 24.1243 |  | 3593 | 638.498 | 612.1092 | 663.1433 |  | 3593 | 0.0139% | 0.01299% | 0.01373% | 0.009754% | 0.01227% | 0.01206% |  | 3593 | 0.01299% | 0.01373% | 3593 | 7926 | 0.01145% | 7545 | 0.01165% | 0.01155% |  | 3593 | 0.01227% | 0.01206% | 0.01216% |  | 3593 | 8108 | 0.01155% | 0.0115%
| May | 30 | 18 | 3594 | 626.7513 | 634.5179 | 687.6333 | 0.01338% | 0.01292% | 0.01367% | 0.01144% | 7219 | 0.01164% | 0.01154% |  | 8.9242 | 24.448 | 24.1274 |  | 3594 | 617.827 | 610.0698 | 663.5059 |  | 3594 | 0.01345% | 0.01295% | 0.01374% | 0.009754% | 0.01227% | 0.01206% |  | 3594 | 0.01295% | 0.01374% | 3594 | 1201 | 0.01145% | 226 | 0.01165% | 0.01155% |  | 3594 | 0.01227% | 0.01206% | 0.01216% |  | 3594 | 7219 | 0.01155% | 0.01189%
| May | 30 | 19 | 3595 | 608.2068 | 629.7979 | 675.9962 | 0.01298% | 0.01282% | 0.01344% | 0.01144% | 4158 | 0.01164% | 0.01154% |  | 8.925 | 24.4486 | 24.1304 |  | 3595 | 599.2818 | 605.3493 | 651.8657 |  | 3595 | 0.01305% | 0.01285% | 0.0135% | 0.009755% | 0.01227% | 0.01206% |  | 3595 | 0.01285% | 0.0135% | 3595 | 6057 | 0.01145% | 1657 | 0.01165% | 0.01155% |  | 3595 | 0.01227% | 0.01206% | 0.01216% |  | 3595 | 4158 | 0.01155% | 0.01258%
| May | 30 | 20 | 3596 | 598.3859 | 627.4705 | 663.637 | 0.01277% | 0.01278% | 0.0132% | 0.01144% | 2948 | 0.01164% | 0.01154% |  | 8.9257 | 24.4492 | 24.1335 |  | 3596 | 589.4602 | 603.0213 | 639.5035 |  | 3596 | 0.01283% | 0.0128% | 0.01324% | 0.009756% | 0.01227% | 0.01206% |  | 3596 | 0.0128% | 0.01324% | 3596 | 3264 | 0.01145% | 8271 | 0.01165% | 0.01155% |  | 3596 | 0.01227% | 0.01206% | 0.01217% |  | 3596 | 2948 | 0.01155% | 0.0115%
| May | 30 | 21 | 3597 | 586.28 | 623.1323 | 655.5819 | 0.01251% | 0.01269% | 0.01304% | 0.01144% | 3010 | 0.01164% | 0.01154% |  | 8.9264 | 24.4498 | 24.1365 |  | 3597 | 577.3535 | 598.6825 | 631.4454 |  | 3597 | 0.01257% | 0.01271% | 0.01308% | 0.009757% | 0.01227% | 0.01206% |  | 3597 | 0.01271% | 0.01308% | 3597 | 6822 | 0.01145% | 765 | 0.01165% | 0.01155% |  | 3597 | 0.01227% | 0.01206% | 0.01217% |  | 3597 | 3010 | 0.01155% | 0.01157%
| May | 30 | 22 | 3598 | 565.2838 | 604.746 | 633.4704 | 0.01206% | 0.01231% | 0.0126% | 0.01144% | 520 | 0.01164% | 0.01154% |  | 8.9272 | 24.4505 | 24.1396 |  | 3598 | 556.3566 | 580.2956 | 609.3308 |  | 3598 | 0.01211% | 0.01232% | 0.01262% | 0.009758% | 0.01227% | 0.01207% |  | 3598 | 0.01232% | 0.01262% | 3598 | 778 | 0.01145% | 519 | 0.01165% | 0.01155% |  | 3598 | 0.01227% | 0.01207% | 0.01217% |  | 3598 | 520 | 0.01155% | 0.009344%
| May | 30 | 23 | 3599 | 550.5218 | 585.8105 | 611.8371 | 0.01175% | 0.01193% | 0.01217% | 0.01144% | 8015 | 0.01164% | 0.01154% |  | 8.9279 | 24.4511 | 24.1426 |  | 3599 | 541.5939 | 561.3594 | 587.6945 |  | 3599 | 0.01179% | 0.01191% | 0.01217% | 0.009758% | 0.01227% | 0.01207% |  | 3599 | 0.01191% | 0.01217% | 3599 | 5664 | 0.01145% | 7247 | 0.01165% | 0.01155% |  | 3599 | 0.01227% | 0.01207% | 0.01217% |  | 3599 | 8015 | 0.01155% | 0.01156%
| May | 31 | 0 | 3600 | 540.7602 | 581.2767 | 597.9587 | 0.01154% | 0.01184% | 0.01189% | 0.01143% | 1391 | 0.01164% | 0.01154% |  | 8.9286 | 24.4517 | 24.1456 |  | 3600 | 531.8316 | 556.8251 | 573.8131 |  | 3600 | 0.01158% | 0.01182% | 0.01188% | 0.009759% | 0.01227% | 0.01207% |  | 3600 | 0.01182% | 0.01188% | 3600 | 7014 | 0.01145% | 5865 | 0.01165% | 0.01155% |  | 3600 | 0.01227% | 0.01207% | 0.01217% |  | 3600 | 1391 | 0.01155% | 0.01001%
| May | 31 | 1 | 3601 | 535.2402 | 577.5436 | 591.0665 | 0.01142% | 0.01176% | 0.01175% | 0.01143% | 2925 | 0.01164% | 0.01154% |  | 8.9294 | 24.4523 | 24.1487 |  | 3601 | 526.3109 | 553.0913 | 566.9178 |  | 3601 | 0.01146% | 0.01174% | 0.01174% | 0.00976% | 0.01227% | 0.01207% |  | 3601 | 0.01174% | 0.01174% | 3601 | 7573 | 0.01145% | 3390 | 0.01165% | 0.01155% |  | 3601 | 0.01227% | 0.01207% | 0.01217% |  | 3601 | 2925 | 0.01155% | 0.01147%
| May | 31 | 2 | 3602 | 535.0003 | 576.8827 | 585.5526 | 0.01142% | 0.01175% | 0.01164% | 0.01143% | 3769 | 0.01164% | 0.01154% |  | 8.9301 | 24.4529 | 24.1517 |  | 3602 | 526.0702 | 552.4297 | 561.4009 |  | 3602 | 0.01145% | 0.01173% | 0.01163% | 0.009761% | 0.01227% | 0.01207% |  | 3602 | 0.01173% | 0.01163% | 3602 | 8359 | 0.01145% | 8268 | 0.01165% | 0.01155% |  | 3602 | 0.01227% | 0.01207% | 0.01217% |  | 3602 | 3769 | 0.01155% | 0.01232%
| May | 31 | 3 | 3603 | 535.7177 | 578.6887 | 584.7368 | 0.01143% | 0.01178% | 0.01163% | 0.01143% | 4328 | 0.01164% | 0.01154% |  | 8.9308 | 24.4535 | 24.1548 |  | 3603 | 526.7869 | 554.2352 | 560.5821 |  | 3603 | 0.01147% | 0.01176% | 0.01161% | 0.009762% | 0.01227% | 0.01207% |  | 3603 | 0.01176% | 0.01161% | 3603 | 5378 | 0.01145% | 1147 | 0.01165% | 0.01155% |  | 3603 | 0.01227% | 0.01207% | 0.01217% |  | 3603 | 4328 | 0.01155% | 0.01265%
| May | 31 | 4 | 3604 | 535.4229 | 584.8144 | 590.1944 | 0.01143% | 0.01191% | 0.01174% | 0.01143% | 7206 | 0.01164% | 0.01154% |  | 8.9316 | 24.4541 | 24.1578 |  | 3604 | 526.4913 | 560.3602 | 566.0366 |  | 3604 | 0.01146% | 0.01189% | 0.01172% | 0.009762% | 0.01227% | 0.01207% |  | 3604 | 0.01189% | 0.01172% | 3604 | 4347 | 0.01145% | 4177 | 0.01164% | 0.01155% |  | 3604 | 0.01227% | 0.01207% | 0.01217% |  | 3604 | 7206 | 0.01155% | 0.0119%
| May | 31 | 5 | 3605 | 543.6419 | 592.9881 | 594.2078 | 0.0116% | 0.01208% | 0.01182% | 0.01143% | 8027 | 0.01164% | 0.01154% |  | 8.9323 | 24.4547 | 24.1608 |  | 3605 | 534.7095 | 568.5334 | 570.047 |  | 3605 | 0.01164% | 0.01207% | 0.0118% | 0.009763% | 0.01227% | 0.01208% |  | 3605 | 0.01207% | 0.0118% | 3605 | 6654 | 0.01145% | 653 | 0.01164% | 0.01155% |  | 3605 | 0.01227% | 0.01208% | 0.01217% |  | 3605 | 8027 | 0.01155% | 0.01155%
| May | 31 | 6 | 3606 | 563.6643 | 609.168 | 611.5089 | 0.01203% | 0.0124% | 0.01216% | 0.01143% | 4373 | 0.01164% | 0.01153% |  | 8.933 | 24.4554 | 24.1639 |  | 3606 | 554.7313 | 584.7127 | 587.345 |  | 3606 | 0.01208% | 0.01241% | 0.01216% | 0.009764% | 0.01227% | 0.01208% |  | 3606 | 0.01241% | 0.01216% | 3606 | 6150 | 0.01145% | 6042 | 0.01164% | 0.01154% |  | 3606 | 0.01227% | 0.01208% | 0.01217% |  | 3606 | 4373 | 0.01154% | 0.01267%
| May | 31 | 7 | 3607 | 578.8772 | 618.7662 | 625.8748 | 0.01235% | 0.0126% | 0.01245% | 0.01143% | 3768 | 0.01164% | 0.01153% |  | 8.9338 | 24.456 | 24.1669 |  | 3607 | 569.9434 | 594.3102 | 601.7079 |  | 3607 | 0.01241% | 0.01261% | 0.01246% | 0.009765% | 0.01227% | 0.01208% |  | 3607 | 0.01261% | 0.01246% | 3607 | 3269 | 0.01145% | 4418 | 0.01164% | 0.01154% |  | 3607 | 0.01227% | 0.01208% | 0.01218% |  | 3607 | 3768 | 0.01154% | 0.01232%
| May | 31 | 8 | 3608 | 586.8813 | 615.4706 | 635.9741 | 0.01253% | 0.01253% | 0.01265% | 0.01143% | 7300 | 0.01164% | 0.01153% |  | 8.9345 | 24.4566 | 24.1699 |  | 3608 | 577.9468 | 591.014 | 611.8042 |  | 3608 | 0.01258% | 0.01254% | 0.01267% | 0.009766% | 0.01227% | 0.01208% |  | 3608 | 0.01254% | 0.01267% | 3608 | 6236 | 0.01145% | 3648 | 0.01164% | 0.01154% |  | 3608 | 0.01227% | 0.01208% | 0.01218% |  | 3608 | 7300 | 0.01154% | 0.01188%
| May | 31 | 9 | 3609 | 594.8554 | 616.8484 | 644.3198 | 0.0127% | 0.01256% | 0.01281% | 0.01143% | 1054 | 0.01164% | 0.01153% |  | 8.9353 | 24.4572 | 24.173 |  | 3609 | 585.9201 | 592.3912 | 620.1469 |  | 3609 | 0.01275% | 0.01257% | 0.01284% | 0.009766% | 0.01227% | 0.01208% |  | 3609 | 0.01257% | 0.01284% | 3609 | 5872 | 0.01145% | 6130 | 0.01164% | 0.01154% |  | 3609 | 0.01227% | 0.01208% | 0.01218% |  | 3609 | 1054 | 0.01154% | 0.009725%
| May | 31 | 10 | 3610 | 596.1381 | 623.2254 | 653.2845 | 0.01272% | 0.01269% | 0.01299% | 0.01143% | 1561 | 0.01164% | 0.01153% |  | 8.936 | 24.4578 | 24.176 |  | 3610 | 587.2021 | 598.7676 | 629.1085 |  | 3610 | 0.01278% | 0.01271% | 0.01303% | 0.009767% | 0.01227% | 0.01208% |  | 3610 | 0.01271% | 0.01303% | 3610 | 8222 | 0.01145% | 634 | 0.01164% | 0.01154% |  | 3610 | 0.01227% | 0.01208% | 0.01218% |  | 3610 | 1561 | 0.01154% | 0.01016%
| May | 31 | 11 | 3611 | 600.9315 | 628.6622 | 665.278 | 0.01283% | 0.0128% | 0.01323% | 0.01143% | 5166 | 0.01163% | 0.01153% |  | 8.9367 | 24.4584 | 24.179 |  | 3611 | 591.9947 | 604.2038 | 641.099 |  | 3611 | 0.01289% | 0.01282% | 0.01328% | 0.009768% | 0.01227% | 0.01208% |  | 3611 | 0.01282% | 0.01328% | 3611 | 741 | 0.01144% | 7543 | 0.01164% | 0.01154% |  | 3611 | 0.01227% | 0.01208% | 0.01218% |  | 3611 | 5166 | 0.01154% | 0.01259%
| May | 31 | 12 | 3612 | 602.7054 | 633.0283 | 674.0082 | 0.01286% | 0.01289% | 0.0134% | 0.01143% | 718 | 0.01163% | 0.01153% |  | 8.9375 | 24.459 | 24.182 |  | 3612 | 593.768 | 608.5693 | 649.8262 |  | 3612 | 0.01293% | 0.01292% | 0.01346% | 0.009769% | 0.01227% | 0.01209% |  | 3612 | 0.01292% | 0.01346% | 3612 | 5957 | 0.01144% | 525 | 0.01164% | 0.01154% |  | 3612 | 0.01227% | 0.01209% | 0.01218% |  | 3612 | 718 | 0.01154% | 0.00947%
| May | 31 | 13 | 3613 | 603.0199 | 633.1959 | 680.3941 | 0.01287% | 0.01289% | 0.01353% | 0.01143% | 4465 | 0.01163% | 0.01153% |  | 8.9382 | 24.4596 | 24.1851 |  | 3613 | 594.0817 | 608.7363 | 656.209 |  | 3613 | 0.01293% | 0.01292% | 0.01359% | 0.00977% | 0.01227% | 0.01209% |  | 3613 | 0.01292% | 0.01359% | 3613 | 6234 | 0.01144% | 4397 | 0.01164% | 0.01154% |  | 3613 | 0.01227% | 0.01209% | 0.01218% |  | 3613 | 4465 | 0.01154% | 0.01269%
| May | 31 | 14 | 3614 | 601.479 | 629.6024 | 687.4552 | 0.01284% | 0.01282% | 0.01367% | 0.01143% | 3824 | 0.01163% | 0.01153% |  | 8.9389 | 24.4602 | 24.1881 |  | 3614 | 592.5401 | 605.1422 | 663.2671 |  | 3614 | 0.0129% | 0.01284% | 0.01374% | 0.00977% | 0.01227% | 0.01209% |  | 3614 | 0.01284% | 0.01374% | 3614 | 8322 | 0.01144% | 302 | 0.01164% | 0.01154% |  | 3614 | 0.01227% | 0.01209% | 0.01218% |  | 3614 | 3824 | 0.01154% | 0.01236%
| May | 31 | 15 | 3615 | 602.7739 | 631.483 | 688.3554 | 0.01286% | 0.01286% | 0.01369% | 0.01143% | 4828 | 0.01163% | 0.01153% |  | 8.9397 | 24.4608 | 24.1911 |  | 3615 | 593.8342 | 607.0221 | 664.1643 |  | 3615 | 0.01293% | 0.01288% | 0.01375% | 0.009771% | 0.01227% | 0.01209% |  | 3615 | 0.01288% | 0.01375% | 3615 | 7954 | 0.01144% | 335 | 0.01164% | 0.01154% |  | 3615 | 0.01227% | 0.01209% | 0.01218% |  | 3615 | 4828 | 0.01154% | 0.0127%
| May | 31 | 16 | 3616 | 597.9882 | 630.9058 | 690.8028 | 0.01276% | 0.01285% | 0.01374% | 0.01143% | 305 | 0.01163% | 0.01153% |  | 8.9404 | 24.4614 | 24.1941 |  | 3616 | 589.0478 | 606.4443 | 666.6087 |  | 3616 | 0.01282% | 0.01287% | 0.0138% | 0.009772% | 0.01227% | 0.01209% |  | 3616 | 0.01287% | 0.0138% | 3616 | 6230 | 0.01144% | 6904 | 0.01164% | 0.01154% |  | 3616 | 0.01227% | 0.01209% | 0.01218% |  | 3616 | 305 | 0.01154% | 0.009234%
| May | 31 | 17 | 3617 | 593.0517 | 625.4597 | 686.9769 | 0.01266% | 0.01274% | 0.01366% | 0.01143% | 4441 | 0.01163% | 0.01153% |  | 8.9412 | 24.462 | 24.1971 |  | 3617 | 584.1105 | 600.9976 | 662.7798 |  | 3617 | 0.01271% | 0.01276% | 0.01373% | 0.009773% | 0.01227% | 0.01209% |  | 3617 | 0.01276% | 0.01373% | 3617 | 7792 | 0.01144% | 8272 | 0.01164% | 0.01154% |  | 3617 | 0.01227% | 0.01209% | 0.01218% |  | 3617 | 4441 | 0.01154% | 0.01268%
| May | 31 | 18 | 3618 | 590.9009 | 619.753 | 679.3532 | 0.01261% | 0.01262% | 0.01351% | 0.01143% | 7942 | 0.01163% | 0.01153% |  | 8.9419 | 24.4627 | 24.2002 |  | 3618 | 581.959 | 595.2903 | 655.1531 |  | 3618 | 0.01267% | 0.01263% | 0.01357% | 0.009774% | 0.01227% | 0.0121% |  | 3618 | 0.01263% | 0.01357% | 3618 | 5891 | 0.01144% | 380 | 0.01164% | 0.01154% |  | 3618 | 0.01227% | 0.0121% | 0.01219% |  | 3618 | 7942 | 0.01154% | 0.01161%
| May | 31 | 19 | 3619 | 587.6184 | 613.8694 | 668.5319 | 0.01254% | 0.0125% | 0.01329% | 0.01143% | 3253 | 0.01163% | 0.01153% |  | 8.9426 | 24.4633 | 24.2032 |  | 3619 | 578.6757 | 589.4061 | 644.3287 |  | 3619 | 0.0126% | 0.01251% | 0.01334% | 0.009774% | 0.01227% | 0.0121% |  | 3619 | 0.01251% | 0.01334% | 3619 | 8231 | 0.01144% | 5904 | 0.01164% | 0.01154% |  | 3619 | 0.01227% | 0.0121% | 0.01219% |  | 3619 | 3253 | 0.01154% | 0.01183%
| May | 31 | 20 | 3620 | 582.7295 | 614.3628 | 652.8625 | 0.01244% | 0.01251% | 0.01298% | 0.01143% | 1225 | 0.01163% | 0.01153% |  | 8.9434 | 24.4639 | 24.2062 |  | 3620 | 573.7861 | 589.8989 | 628.6563 |  | 3620 | 0.01249% | 0.01252% | 0.01302% | 0.009775% | 0.01228% | 0.0121% |  | 3620 | 0.01252% | 0.01302% | 3620 | 7708 | 0.01144% | 8346 | 0.01164% | 0.01154% |  | 3620 | 0.01228% | 0.0121% | 0.01219% |  | 3620 | 1225 | 0.01154% | 0.009871%
| May | 31 | 21 | 3621 | 580.8099 | 609.6428 | 640.8409 | 0.0124% | 0.01241% | 0.01274% | 0.01143% | 1560 | 0.01163% | 0.01153% |  | 8.9441 | 24.4645 | 24.2092 |  | 3621 | 571.8658 | 585.1784 | 616.6317 |  | 3621 | 0.01245% | 0.01242% | 0.01277% | 0.009776% | 0.01228% | 0.0121% |  | 3621 | 0.01242% | 0.01277% | 3621 | 2750 | 0.01144% | 8469 | 0.01164% | 0.01154% |  | 3621 | 0.01228% | 0.0121% | 0.01219% |  | 3621 | 1560 | 0.01154% | 0.01016%
| May | 31 | 22 | 3622 | 564.3316 | 597.345 | 623.8681 | 0.01204% | 0.01216% | 0.01241% | 0.01143% | 7901 | 0.01163% | 0.01153% |  | 8.9448 | 24.4651 | 24.2122 |  | 3622 | 555.3868 | 572.8799 | 599.6558 |  | 3622 | 0.01209% | 0.01216% | 0.01242% | 0.009777% | 0.01228% | 0.0121% |  | 3622 | 0.01216% | 0.01242% | 3622 | 489 | 0.01144% | 8276 | 0.01164% | 0.01154% |  | 3622 | 0.01228% | 0.0121% | 0.01219% |  | 3622 | 7901 | 0.01154% | 0.01163%
| May | 31 | 23 | 3623 | 545.7128 | 586.0432 | 608.2174 | 0.01165% | 0.01193% | 0.01209% | 0.01143% | 235 | 0.01163% | 0.01153% |  | 8.9456 | 24.4657 | 24.2152 |  | 3623 | 536.7673 | 561.5775 | 584.0022 |  | 3623 | 0.01168% | 0.01192% | 0.01209% | 0.009778% | 0.01228% | 0.0121% |  | 3623 | 0.01192% | 0.01209% | 3623 | 7813 | 0.01144% | 4487 | 0.01164% | 0.01154% |  | 3623 | 0.01228% | 0.0121% | 0.01219% |  | 3623 | 235 | 0.01154% | 0.009205%
| Jun | 1 | 0 | 3624 | 539.2372 | 580.4389 | 594.1141 | 0.01151% | 0.01182% | 0.01181% | 0.01143% | 1031 | 0.01163% | 0.01153% |  | 8.9463 | 24.4663 | 24.2183 |  | 3624 | 530.2909 | 555.9726 | 569.8958 |  | 3624 | 0.01154% | 0.0118% | 0.0118% | 0.009778% | 0.01228% | 0.0121% |  | 3624 | 0.0118% | 0.0118% | 3624 | 6319 | 0.01144% | 6903 | 0.01164% | 0.01154% |  | 3624 | 0.01228% | 0.0121% | 0.01219% |  | 3624 | 1031 | 0.01154% | 0.009707%
| Jun | 1 | 1 | 3625 | 535.8245 | 577.0595 | 585.5808 | 0.01144% | 0.01175% | 0.01164% | 0.01143% | 881 | 0.01163% | 0.01153% |  | 8.9471 | 24.4669 | 24.2213 |  | 3625 | 526.8775 | 552.5926 | 561.3595 |  | 3625 | 0.01147% | 0.01173% | 0.01162% | 0.009779% | 0.01228% | 0.01211% |  | 3625 | 0.01173% | 0.01162% | 3625 | 3746 | 0.01144% | 777 | 0.01164% | 0.01154% |  | 3625 | 0.01228% | 0.01211% | 0.01219% |  | 3625 | 881 | 0.01154% | 0.009588%
| Jun | 1 | 2 | 3626 | 537.0719 | 575.1697 | 583.2458 | 0.01146% | 0.01171% | 0.0116% | 0.01143% | 1077 | 0.01163% | 0.01153% |  | 8.9478 | 24.4675 | 24.2243 |  | 3626 | 528.1241 | 550.7022 | 559.0216 |  | 3626 | 0.0115% | 0.01169% | 0.01158% | 0.00978% | 0.01228% | 0.01211% |  | 3626 | 0.01169% | 0.01158% | 3626 | 7729 | 0.01144% | 8286 | 0.01164% | 0.01154% |  | 3626 | 0.01228% | 0.01211% | 0.01219% |  | 3626 | 1077 | 0.01154% | 0.009744%
| Jun | 1 | 3 | 3627 | 538.6881 | 576.0541 | 576.8224 | 0.0115% | 0.01173% | 0.01147% | 0.01142% | 8291 | 0.01163% | 0.01153% |  | 8.9485 | 24.4681 | 24.2273 |  | 3627 | 529.7395 | 551.586 | 552.5952 |  | 3627 | 0.01153% | 0.01171% | 0.01144% | 0.009781% | 0.01228% | 0.01211% |  | 3627 | 0.01171% | 0.01144% | 3627 | 1176 | 0.01144% | 7568 | 0.01164% | 0.01154% |  | 3627 | 0.01228% | 0.01211% | 0.01219% |  | 3627 | 8291 | 0.01154% | 0.01136%
| Jun | 1 | 4 | 3628 | 539.5233 | 582.8221 | 572.5558 | 0.01151% | 0.01187% | 0.01139% | 0.01142% | 5549 | 0.01163% | 0.01153% |  | 8.9493 | 24.4687 | 24.2303 |  | 3628 | 530.5741 | 558.3534 | 548.3255 |  | 3628 | 0.01155% | 0.01185% | 0.01135% | 0.009782% | 0.01228% | 0.01211% |  | 3628 | 0.01185% | 0.01135% | 3628 | 5521 | 0.01144% | 3253 | 0.01164% | 0.01154% |  | 3628 | 0.01228% | 0.01211% | 0.01219% |  | 3628 | 5549 | 0.01154% | 0.01239%
| Jun | 1 | 5 | 3629 | 546.19 | 589.4505 | 571.168 | 0.01166% | 0.012% | 0.01136% | 0.01142% | 4998 | 0.01163% | 0.01153% |  | 8.95 | 24.4693 | 24.2333 |  | 3629 | 537.24 | 564.9812 | 546.9347 |  | 3629 | 0.01169% | 0.01199% | 0.01133% | 0.009782% | 0.01228% | 0.01211% |  | 3629 | 0.01199% | 0.01133% | 3629 | 8341 | 0.01144% | 2947 | 0.01164% | 0.01154% |  | 3629 | 0.01228% | 0.01211% | 0.0122% |  | 3629 | 4998 | 0.01154% | 0.01265%
| Jun | 1 | 6 | 3630 | 563.39 | 608.2092 | 580.142 | 0.01202% | 0.01239% | 0.01154% | 0.01142% | 5165 | 0.01163% | 0.01153% |  | 8.9508 | 24.4699 | 24.2363 |  | 3630 | 554.4393 | 583.7393 | 555.9057 |  | 3630 | 0.01207% | 0.01239% | 0.01151% | 0.009783% | 0.01228% | 0.01211% |  | 3630 | 0.01239% | 0.01151% | 3630 | 6141 | 0.01144% | 2901 | 0.01164% | 0.01154% |  | 3630 | 0.01228% | 0.01211% | 0.0122% |  | 3630 | 5165 | 0.01154% | 0.01259%
| Jun | 1 | 7 | 3631 | 579.0578 | 616.6622 | 595.1925 | 0.01236% | 0.01256% | 0.01184% | 0.01142% | 3603 | 0.01163% | 0.01153% |  | 8.9515 | 24.4705 | 24.2393 |  | 3631 | 570.1063 | 592.1917 | 570.9532 |  | 3631 | 0.01241% | 0.01257% | 0.01182% | 0.009784% | 0.01228% | 0.01212% |  | 3631 | 0.01257% | 0.01182% | 3631 | 8413 | 0.01144% | 6043 | 0.01164% | 0.01154% |  | 3631 | 0.01228% | 0.01212% | 0.0122% |  | 3631 | 3603 | 0.01154% | 0.01217%
| Jun | 1 | 8 | 3632 | 580.4519 | 619.5482 | 610.3742 | 0.01239% | 0.01262% | 0.01214% | 0.01142% | 1404 | 0.01163% | 0.01152% |  | 8.9522 | 24.4711 | 24.2423 |  | 3632 | 571.4997 | 595.077 | 586.1319 |  | 3632 | 0.01244% | 0.01263% | 0.01214% | 0.009785% | 0.01228% | 0.01212% |  | 3632 | 0.01263% | 0.01214% | 3632 | 491 | 0.01144% | 4658 | 0.01164% | 0.01154% |  | 3632 | 0.01228% | 0.01212% | 0.0122% |  | 3632 | 1404 | 0.01154% | 0.01003%
| Jun | 1 | 9 | 3633 | 581.0214 | 626.2231 | 625.0965 | 0.0124% | 0.01275% | 0.01243% | 0.01142% | 8310 | 0.01163% | 0.01152% |  | 8.953 | 24.4717 | 24.2453 |  | 3633 | 572.0684 | 601.7514 | 600.8512 |  | 3633 | 0.01245% | 0.01277% | 0.01244% | 0.009786% | 0.01228% | 0.01212% |  | 3633 | 0.01277% | 0.01244% | 3633 | 402 | 0.01144% | 3077 | 0.01164% | 0.01154% |  | 3633 | 0.01228% | 0.01212% | 0.0122% |  | 3633 | 8310 | 0.01154% | 0.01134%
| Jun | 1 | 10 | 3634 | 583.7462 | 631.4457 | 638.0933 | 0.01246% | 0.01286% | 0.01269% | 0.01142% | 5621 | 0.01162% | 0.01152% |  | 8.9537 | 24.4723 | 24.2483 |  | 3634 | 574.7925 | 606.9734 | 613.845 |  | 3634 | 0.01251% | 0.01288% | 0.01271% | 0.009787% | 0.01228% | 0.01212% |  | 3634 | 0.01288% | 0.01271% | 3634 | 19 | 0.01144% | 4681 | 0.01163% | 0.01154% |  | 3634 | 0.01228% | 0.01212% | 0.0122% |  | 3634 | 5621 | 0.01154% | 0.01235%
| Jun | 1 | 11 | 3635 | 584.1902 | 630.8871 | 645.7827 | 0.01247% | 0.01285% | 0.01284% | 0.01142% | 1164 | 0.01162% | 0.01152% |  | 8.9545 | 24.4729 | 24.2513 |  | 3635 | 575.2358 | 606.4142 | 621.5314 |  | 3635 | 0.01252% | 0.01287% | 0.01287% | 0.009787% | 0.01228% | 0.01212% |  | 3635 | 0.01287% | 0.01287% | 3635 | 7550 | 0.01144% | 6901 | 0.01163% | 0.01154% |  | 3635 | 0.01228% | 0.01212% | 0.0122% |  | 3635 | 1164 | 0.01154% | 0.009818%
| Jun | 1 | 12 | 3636 | 584.5062 | 632.2836 | 653.2657 | 0.01248% | 0.01288% | 0.01299% | 0.01142% | 2897 | 0.01162% | 0.01152% |  | 8.9552 | 24.4735 | 24.2543 |  | 3636 | 575.551 | 607.8101 | 629.0114 |  | 3636 | 0.01253% | 0.0129% | 0.01303% | 0.009788% | 0.01228% | 0.01212% |  | 3636 | 0.0129% | 0.01303% | 3636 | 8223 | 0.01144% | 8219 | 0.01163% | 0.01154% |  | 3636 | 0.01228% | 0.01212% | 0.0122% |  | 3636 | 2897 | 0.01154% | 0.01144%
| Jun | 1 | 13 | 3637 | 579.8711 | 630.9151 | 658.1982 | 0.01238% | 0.01285% | 0.01309% | 0.01142% | 2898 | 0.01162% | 0.01152% |  | 8.956 | 24.4741 | 24.2573 |  | 3637 | 570.9151 | 606.441 | 633.9409 |  | 3637 | 0.01243% | 0.01287% | 0.01313% | 0.009789% | 0.01228% | 0.01212% |  | 3637 | 0.01287% | 0.01313% | 3637 | 5814 | 0.01144% | 5429 | 0.01163% | 0.01153% |  | 3637 | 0.01228% | 0.01212% | 0.0122% |  | 3637 | 2898 | 0.01153% | 0.01144%
| Jun | 1 | 14 | 3638 | 578.2179 | 636.538 | 661.5552 | 0.01234% | 0.01296% | 0.01315% | 0.01142% | 3725 | 0.01162% | 0.01152% |  | 8.9567 | 24.4747 | 24.2603 |  | 3638 | 569.2611 | 612.0633 | 637.2949 |  | 3638 | 0.01239% | 0.01299% | 0.0132% | 0.00979% | 0.01228% | 0.01213% |  | 3638 | 0.01299% | 0.0132% | 3638 | 6988 | 0.01144% | 250 | 0.01163% | 0.01153% |  | 3638 | 0.01228% | 0.01213% | 0.0122% |  | 3638 | 3725 | 0.01153% | 0.01228%
| Jun | 1 | 15 | 3639 | 583.1243 | 639.154 | 660.5143 | 0.01245% | 0.01302% | 0.01313% | 0.01142% | 734 | 0.01162% | 0.01152% |  | 8.9574 | 24.4753 | 24.2633 |  | 3639 | 574.1669 | 614.6787 | 636.251 |  | 3639 | 0.0125% | 0.01305% | 0.01318% | 0.009791% | 0.01228% | 0.01213% |  | 3639 | 0.01305% | 0.01318% | 3639 | 4082 | 0.01143% | 6778 | 0.01163% | 0.01153% |  | 3639 | 0.01228% | 0.01213% | 0.0122% |  | 3639 | 734 | 0.01153% | 0.009481%
| Jun | 1 | 16 | 3640 | 584.2319 | 639.5822 | 663.5432 | 0.01247% | 0.01302% | 0.01319% | 0.01142% | 5813 | 0.01162% | 0.01152% |  | 8.9582 | 24.4759 | 24.2663 |  | 3640 | 575.2737 | 615.1063 | 639.2769 |  | 3640 | 0.01252% | 0.01306% | 0.01324% | 0.009791% | 0.01228% | 0.01213% |  | 3640 | 0.01306% | 0.01324% | 3640 | 280 | 0.01143% | 7592 | 0.01163% | 0.01153% |  | 3640 | 0.01228% | 0.01213% | 0.0122% |  | 3640 | 5813 | 0.01153% | 0.01225%
| Jun | 1 | 17 | 3641 | 583.3453 | 638.3813 | 665.0435 | 0.01245% | 0.013% | 0.01322% | 0.01142% | 7401 | 0.01162% | 0.01152% |  | 8.9589 | 24.4765 | 24.2693 |  | 3641 | 574.3864 | 613.9048 | 640.7743 |  | 3641 | 0.0125% | 0.01303% | 0.01327% | 0.009792% | 0.01228% | 0.01213% |  | 3641 | 0.01303% | 0.01327% | 3641 | 8467 | 0.01143% | 4542 | 0.01163% | 0.01153% |  | 3641 | 0.01228% | 0.01213% | 0.01221% |  | 3641 | 7401 | 0.01153% | 0.01185%
| Jun | 1 | 18 | 3642 | 579.9758 | 636.4542 | 661.4052 | 0.01238% | 0.01296% | 0.01315% | 0.01142% | 5505 | 0.01162% | 0.01152% |  | 8.9597 | 24.4771 | 24.2723 |  | 3642 | 571.0161 | 611.9771 | 637.1329 |  | 3642 | 0.01243% | 0.01299% | 0.01319% | 0.009793% | 0.01228% | 0.01213% |  | 3642 | 0.01299% | 0.01319% | 3642 | 6038 | 0.01143% | 1782 | 0.01163% | 0.01153% |  | 3642 | 0.01228% | 0.01213% | 0.01221% |  | 3642 | 5505 | 0.01153% | 0.01242%
| Jun | 1 | 19 | 3643 | 577.9472 | 628.4201 | 652.3561 | 0.01234% | 0.0128% | 0.01297% | 0.01142% | 3430 | 0.01162% | 0.01152% |  | 8.9604 | 24.4777 | 24.2753 |  | 3643 | 568.9867 | 603.9424 | 628.0809 |  | 3643 | 0.01239% | 0.01282% | 0.01301% | 0.009794% | 0.01228% | 0.01213% |  | 3643 | 0.01282% | 0.01301% | 3643 | 5665 | 0.01143% | 1262 | 0.01163% | 0.01153% |  | 3643 | 0.01228% | 0.01213% | 0.01221% |  | 3643 | 3430 | 0.01153% | 0.01201%
| Jun | 1 | 20 | 3644 | 577.1241 | 618.7848 | 639.9032 | 0.01232% | 0.0126% | 0.01272% | 0.01142% | 3770 | 0.01162% | 0.01152% |  | 8.9612 | 24.4783 | 24.2782 |  | 3644 | 568.1629 | 594.3065 | 615.6249 |  | 3644 | 0.01237% | 0.01261% | 0.01275% | 0.009795% | 0.01228% | 0.01213% |  | 3644 | 0.01261% | 0.01275% | 3644 | 763 | 0.01143% | 2916 | 0.01163% | 0.01153% |  | 3644 | 0.01228% | 0.01213% | 0.01221% |  | 3644 | 3770 | 0.01153% | 0.01232%
| Jun | 1 | 21 | 3645 | 574.4616 | 617.919 | 633.4797 | 0.01226% | 0.01258% | 0.0126% | 0.01142% | 4179 | 0.01162% | 0.01152% |  | 8.9619 | 24.4789 | 24.2812 |  | 3645 | 565.4997 | 593.4401 | 609.1985 |  | 3645 | 0.01231% | 0.0126% | 0.01262% | 0.009795% | 0.01228% | 0.01214% |  | 3645 | 0.0126% | 0.01262% | 3645 | 2456 | 0.01143% | 2895 | 0.01163% | 0.01153% |  | 3645 | 0.01228% | 0.01214% | 0.01221% |  | 3645 | 4179 | 0.01153% | 0.01259%
| Jun | 1 | 22 | 3646 | 557.4789 | 606.6079 | 618.5418 | 0.0119% | 0.01235% | 0.0123% | 0.01142% | 7843 | 0.01162% | 0.01152% |  | 8.9627 | 24.4795 | 24.2842 |  | 3646 | 548.5163 | 582.1284 | 594.2576 |  | 3646 | 0.01194% | 0.01236% | 0.01231% | 0.009796% | 0.01228% | 0.01214% |  | 3646 | 0.01236% | 0.01231% | 3646 | 1032 | 0.01143% | 671 | 0.01163% | 0.01153% |  | 3646 | 0.01228% | 0.01214% | 0.01221% |  | 3646 | 7843 | 0.01153% | 0.01167%
| Jun | 1 | 23 | 3647 | 543.1538 | 592.7181 | 600.3687 | 0.01159% | 0.01207% | 0.01194% | 0.01142% | 3077 | 0.01162% | 0.01152% |  | 8.9634 | 24.4801 | 24.2872 |  | 3647 | 534.1904 | 568.2381 | 576.0815 |  | 3647 | 0.01163% | 0.01206% | 0.01193% | 0.009797% | 0.01228% | 0.01214% |  | 3647 | 0.01206% | 0.01193% | 3647 | 680 | 0.01143% | 5592 | 0.01163% | 0.01153% |  | 3647 | 0.01228% | 0.01214% | 0.01221% |  | 3647 | 3077 | 0.01153% | 0.01164%
| Jun | 2 | 0 | 3648 | 530.3455 | 580.653 | 586.4904 | 0.01132% | 0.01182% | 0.01166% | 0.01142% | 301 | 0.01162% | 0.01152% |  | 8.9641 | 24.4807 | 24.2902 |  | 3648 | 521.3814 | 556.1723 | 562.2002 |  | 3648 | 0.01135% | 0.0118% | 0.01164% | 0.009798% | 0.01228% | 0.01214% |  | 3648 | 0.0118% | 0.01164% | 3648 | 6296 | 0.01143% | 582 | 0.01163% | 0.01153% |  | 3648 | 0.01228% | 0.01214% | 0.01221% |  | 3648 | 301 | 0.01153% | 0.009232%
| Jun | 2 | 1 | 3649 | 525.4667 | 575.7097 | 580.5171 | 0.01121% | 0.01172% | 0.01154% | 0.01142% | 1155 | 0.01162% | 0.01152% |  | 8.9649 | 24.4813 | 24.2932 |  | 3649 | 516.5018 | 551.2284 | 556.2239 |  | 3649 | 0.01124% | 0.0117% | 0.01152% | 0.009799% | 0.01228% | 0.01214% |  | 3649 | 0.0117% | 0.01152% | 3649 | 3500 | 0.01143% | 7248 | 0.01163% | 0.01153% |  | 3649 | 0.01228% | 0.01214% | 0.01221% |  | 3649 | 1155 | 0.01153% | 0.00981%
| Jun | 2 | 2 | 3650 | 527.3174 | 571.9672 | 572.5183 | 0.01125% | 0.01165% | 0.01138% | 0.01142% | 7950 | 0.01162% | 0.01152% |  | 8.9656 | 24.4819 | 24.2962 |  | 3650 | 518.3518 | 547.4854 | 548.2221 |  | 3650 | 0.01128% | 0.01162% | 0.01135% | 0.0098% | 0.01228% | 0.01214% |  | 3650 | 0.01162% | 0.01135% | 3650 | 2959 | 0.01143% | 1584 | 0.01163% | 0.01153% |  | 3650 | 0.01228% | 0.01214% | 0.01221% |  | 3650 | 7950 | 0.01153% | 0.0116%
| Jun | 2 | 3 | 3651 | 529.0837 | 568.5786 | 568.2798 | 0.01129% | 0.01158% | 0.0113% | 0.01142% | 7449 | 0.01162% | 0.01152% |  | 8.9664 | 24.4825 | 24.2991 |  | 3651 | 520.1173 | 544.0961 | 543.9806 |  | 3651 | 0.01132% | 0.01155% | 0.01126% | 0.0098% | 0.01228% | 0.01214% |  | 3651 | 0.01155% | 0.01126% | 3651 | 1398 | 0.01143% | 6748 | 0.01163% | 0.01153% |  | 3651 | 0.01228% | 0.01214% | 0.01221% |  | 3651 | 7449 | 0.01153% | 0.01183%
| Jun | 2 | 4 | 3652 | 531.8785 | 571.3993 | 564.7727 | 0.01135% | 0.01164% | 0.01123% | 0.01142% | 501 | 0.01162% | 0.01152% |  | 8.9671 | 24.4831 | 24.3021 |  | 3652 | 522.9114 | 546.9163 | 540.4706 |  | 3652 | 0.01138% | 0.01161% | 0.01119% | 0.009801% | 0.01228% | 0.01215% |  | 3652 | 0.01161% | 0.01119% | 3652 | 7779 | 0.01143% | 659 | 0.01163% | 0.01153% |  | 3652 | 0.01228% | 0.01215% | 0.01222% |  | 3652 | 501 | 0.01153% | 0.009333%
| Jun | 2 | 5 | 3653 | 543.2272 | 572.563 | 560.4216 | 0.01159% | 0.01166% | 0.01114% | 0.01142% | 758 | 0.01162% | 0.01152% |  | 8.9679 | 24.4837 | 24.3051 |  | 3653 | 534.2594 | 548.0794 | 536.1165 |  | 3653 | 0.01163% | 0.01163% | 0.0111% | 0.009802% | 0.01229% | 0.01215% |  | 3653 | 0.01163% | 0.0111% | 3653 | 3110 | 0.01143% | 8340 | 0.01163% | 0.01153% |  | 3653 | 0.01229% | 0.01215% | 0.01222% |  | 3653 | 758 | 0.01153% | 0.009498%
| Jun | 2 | 6 | 3654 | 559.8814 | 582.1332 | 564.0881 | 0.01195% | 0.01185% | 0.01122% | 0.01142% | 5974 | 0.01161% | 0.01152% |  | 8.9686 | 24.4842 | 24.3081 |  | 3654 | 550.9128 | 557.649 | 539.7801 |  | 3654 | 0.01199% | 0.01184% | 0.01118% | 0.009803% | 0.01229% | 0.01215% |  | 3654 | 0.01184% | 0.01118% | 3654 | 3432 | 0.01143% | 6942 | 0.01163% | 0.01153% |  | 3654 | 0.01229% | 0.01215% | 0.01222% |  | 3654 | 5974 | 0.01153% | 0.01217%
| Jun | 2 | 7 | 3655 | 573.0954 | 588.2403 | 578.6885 | 0.01223% | 0.01198% | 0.01151% | 0.01142% | 761 | 0.01161% | 0.01151% |  | 8.9694 | 24.4848 | 24.3111 |  | 3655 | 564.126 | 563.7554 | 554.3775 |  | 3655 | 0.01228% | 0.01197% | 0.01148% | 0.009804% | 0.01229% | 0.01215% |  | 3655 | 0.01197% | 0.01148% | 3655 | 7611 | 0.01143% | 6900 | 0.01163% | 0.01153% |  | 3655 | 0.01229% | 0.01215% | 0.01222% |  | 3655 | 761 | 0.01153% | 0.0095%
| Jun | 2 | 8 | 3656 | 575.3225 | 599.7841 | 597.293 | 0.01228% | 0.01221% | 0.01188% | 0.01141% | 5593 | 0.01161% | 0.01151% |  | 8.9701 | 24.4854 | 24.314 |  | 3656 | 566.3524 | 575.2986 | 572.9789 |  | 3656 | 0.01233% | 0.01221% | 0.01187% | 0.009804% | 0.01229% | 0.01215% |  | 3656 | 0.01221% | 0.01187% | 3656 | 7255 | 0.01143% | 4392 | 0.01163% | 0.01153% |  | 3656 | 0.01229% | 0.01215% | 0.01222% |  | 3656 | 5593 | 0.01153% | 0.01237%
| Jun | 2 | 9 | 3657 | 579.4091 | 605.8259 | 613.9469 | 0.01237% | 0.01234% | 0.01221% | 0.01141% | 6789 | 0.01161% | 0.01151% |  | 8.9709 | 24.486 | 24.317 |  | 3657 | 570.4382 | 581.3399 | 589.6299 |  | 3657 | 0.01242% | 0.01234% | 0.01221% | 0.009805% | 0.01229% | 0.01215% |  | 3657 | 0.01234% | 0.01221% | 3657 | 12 | 0.01143% | 3602 | 0.01163% | 0.01153% |  | 3657 | 0.01229% | 0.01215% | 0.01222% |  | 3657 | 6789 | 0.01153% | 0.01196%
| Jun | 2 | 10 | 3658 | 581.704 | 611.933 | 626.9251 | 0.01242% | 0.01246% | 0.01247% | 0.01141% | 3747 | 0.01161% | 0.01151% |  | 8.9716 | 24.4866 | 24.32 |  | 3658 | 572.7324 | 587.4464 | 602.6051 |  | 3658 | 0.01247% | 0.01247% | 0.01248% | 0.009806% | 0.01229% | 0.01216% |  | 3658 | 0.01247% | 0.01248% | 3658 | 7832 | 0.01143% | 3625 | 0.01162% | 0.01153% |  | 3658 | 0.01229% | 0.01216% | 0.01222% |  | 3658 | 3747 | 0.01153% | 0.0123%
| Jun | 2 | 11 | 3659 | 581.9673 | 615.8988 | 634.755 | 0.01242% | 0.01254% | 0.01262% | 0.01141% | 5811 | 0.01161% | 0.01151% |  | 8.9724 | 24.4872 | 24.3229 |  | 3659 | 572.9949 | 591.4116 | 610.4321 |  | 3659 | 0.01247% | 0.01255% | 0.01264% | 0.009807% | 0.01229% | 0.01216% |  | 3659 | 0.01255% | 0.01264% | 3659 | 8694 | 0.01143% | 166 | 0.01162% | 0.01153% |  | 3659 | 0.01229% | 0.01216% | 0.01222% |  | 3659 | 5811 | 0.01153% | 0.01225%
| Jun | 2 | 12 | 3660 | 585.9028 | 621.3542 | 638.2903 | 0.0125% | 0.01265% | 0.01269% | 0.01141% | 4660 | 0.01161% | 0.01151% |  | 8.9731 | 24.4878 | 24.3259 |  | 3660 | 576.9297 | 596.8664 | 613.9644 |  | 3660 | 0.01256% | 0.01267% | 0.01271% | 0.009808% | 0.01229% | 0.01216% |  | 3660 | 0.01267% | 0.01271% | 3660 | 8538 | 0.01143% | 7567 | 0.01162% | 0.01153% |  | 3660 | 0.01229% | 0.01216% | 0.01222% |  | 3660 | 4660 | 0.01153% | 0.01272%
| Jun | 2 | 13 | 3661 | 585.068 | 627.2285 | 642.0224 | 0.01249% | 0.01277% | 0.01277% | 0.01141% | 7329 | 0.01161% | 0.01151% |  | 8.9739 | 24.4884 | 24.3289 |  | 3661 | 576.0941 | 602.7401 | 617.6935 |  | 3661 | 0.01254% | 0.01279% | 0.01279% | 0.009809% | 0.01229% | 0.01216% |  | 3661 | 0.01279% | 0.01279% | 3661 | 762 | 0.01143% | 150 | 0.01162% | 0.01153% |  | 3661 | 0.01229% | 0.01216% | 0.01222% |  | 3661 | 7329 | 0.01153% | 0.01187%
| Jun | 2 | 14 | 3662 | 590.0453 | 631.1757 | 647.4706 | 0.01259% | 0.01285% | 0.01287% | 0.01141% | 6824 | 0.01161% | 0.01151% |  | 8.9746 | 24.489 | 24.3319 |  | 3662 | 581.0706 | 606.6868 | 623.1387 |  | 3662 | 0.01265% | 0.01288% | 0.0129% | 0.009809% | 0.01229% | 0.01216% |  | 3662 | 0.01288% | 0.0129% | 3662 | 2238 | 0.01143% | 2915 | 0.01162% | 0.01153% |  | 3662 | 0.01229% | 0.01216% | 0.01222% |  | 3662 | 6824 | 0.01153% | 0.01195%
| Jun | 2 | 15 | 3663 | 594.2591 | 633.7172 | 652.825 | 0.01268% | 0.0129% | 0.01298% | 0.01141% | 4393 | 0.01161% | 0.01151% |  | 8.9754 | 24.4896 | 24.3348 |  | 3663 | 585.2838 | 609.2277 | 628.4902 |  | 3663 | 0.01274% | 0.01293% | 0.01302% | 0.00981% | 0.01229% | 0.01216% |  | 3663 | 0.01293% | 0.01302% | 3663 | 7608 | 0.01143% | 4996 | 0.01162% | 0.01152% |  | 3663 | 0.01229% | 0.01216% | 0.01223% |  | 3663 | 4393 | 0.01152% | 0.01267%
| Jun | 2 | 16 | 3664 | 596.4212 | 638.7909 | 656.2008 | 0.01273% | 0.01301% | 0.01305% | 0.01141% | 6737 | 0.01161% | 0.01151% |  | 8.9761 | 24.4902 | 24.3378 |  | 3664 | 587.4451 | 614.3008 | 631.863 |  | 3664 | 0.01279% | 0.01304% | 0.01308% | 0.009811% | 0.01229% | 0.01216% |  | 3664 | 0.01304% | 0.01308% | 3664 | 6462 | 0.01143% | 7086 | 0.01162% | 0.01152% |  | 3664 | 0.01229% | 0.01216% | 0.01223% |  | 3664 | 6737 | 0.01152% | 0.01197%
| Jun | 2 | 17 | 3665 | 598.9047 | 641.109 | 658.3107 | 0.01278% | 0.01306% | 0.01309% | 0.01141% | 586 | 0.01161% | 0.01151% |  | 8.9769 | 24.4908 | 24.3408 |  | 3665 | 589.9279 | 616.6182 | 633.9699 |  | 3665 | 0.01284% | 0.01309% | 0.01313% | 0.009812% | 0.01229% | 0.01217% |  | 3665 | 0.01309% | 0.01313% | 3665 | 6464 | 0.01143% | 1761 | 0.01162% | 0.01152% |  | 3665 | 0.01229% | 0.01217% | 0.01223% |  | 3665 | 586 | 0.01152% | 0.009384%
| Jun | 2 | 18 | 3666 | 594.6868 | 640.2991 | 654.1284 | 0.01269% | 0.01304% | 0.01301% | 0.01141% | 6931 | 0.01161% | 0.01151% |  | 8.9776 | 24.4913 | 24.3437 |  | 3666 | 585.7092 | 615.8077 | 629.7847 |  | 3666 | 0.01275% | 0.01307% | 0.01304% | 0.009813% | 0.01229% | 0.01217% |  | 3666 | 0.01307% | 0.01304% | 3666 | 113 | 0.01143% | 4896 | 0.01162% | 0.01152% |  | 3666 | 0.01229% | 0.01217% | 0.01223% |  | 3666 | 6931 | 0.01152% | 0.01194%
| Jun | 2 | 19 | 3667 | 583.1133 | 631.1664 | 643.0164 | 0.01245% | 0.01285% | 0.01279% | 0.01141% | 2947 | 0.01161% | 0.01151% |  | 8.9784 | 24.4919 | 24.3467 |  | 3667 | 574.1349 | 606.6745 | 618.6697 |  | 3667 | 0.0125% | 0.01288% | 0.01281% | 0.009813% | 0.01229% | 0.01217% |  | 3667 | 0.01288% | 0.01281% | 3667 | 7754 | 0.01143% | 4178 | 0.01162% | 0.01152% |  | 3667 | 0.01229% | 0.01217% | 0.01223% |  | 3667 | 2947 | 0.01152% | 0.0115%
| Jun | 2 | 20 | 3668 | 567.2432 | 623.2626 | 632.3732 | 0.01211% | 0.01269% | 0.01257% | 0.01141% | 394 | 0.01161% | 0.01151% |  | 8.9791 | 24.4925 | 24.3496 |  | 3668 | 558.2641 | 598.7701 | 608.0236 |  | 3668 | 0.01215% | 0.01271% | 0.01259% | 0.009814% | 0.01229% | 0.01217% |  | 3668 | 0.01271% | 0.01259% | 3668 | 8082 | 0.01143% | 8108 | 0.01162% | 0.01152% |  | 3668 | 0.01229% | 0.01217% | 0.01223% |  | 3668 | 394 | 0.01152% | 0.009275%
| Jun | 2 | 21 | 3669 | 561.9075 | 618.2169 | 623.7087 | 0.01199% | 0.01259% | 0.0124% | 0.01141% | 3671 | 0.01161% | 0.01151% |  | 8.9799 | 24.4931 | 24.3526 |  | 3669 | 552.9277 | 593.7238 | 599.3561 |  | 3669 | 0.01204% | 0.0126% | 0.01241% | 0.009815% | 0.01229% | 0.01217% |  | 3669 | 0.0126% | 0.01241% | 3669 | 8323 | 0.01143% | 3165 | 0.01162% | 0.01152% |  | 3669 | 0.01229% | 0.01217% | 0.01223% |  | 3669 | 3671 | 0.01152% | 0.01223%
| Jun | 2 | 22 | 3670 | 546.5804 | 606.701 | 602.4317 | 0.01167% | 0.01235% | 0.01198% | 0.01141% | 3165 | 0.01161% | 0.01151% |  | 8.9806 | 24.4937 | 24.3556 |  | 3670 | 537.5998 | 582.2073 | 578.0761 |  | 3670 | 0.0117% | 0.01236% | 0.01197% | 0.009816% | 0.01229% | 0.01217% |  | 3670 | 0.01236% | 0.01197% | 3670 | 6972 | 0.01143% | 8015 | 0.01162% | 0.01152% |  | 3670 | 0.01229% | 0.01217% | 0.01223% |  | 3670 | 3165 | 0.01152% | 0.01174%
| Jun | 2 | 23 | 3671 | 534.2613 | 591.7499 | 583.7335 | 0.0114% | 0.01205% | 0.01161% | 0.01141% | 6036 | 0.01161% | 0.01151% |  | 8.9814 | 24.4943 | 24.3585 |  | 3671 | 525.2799 | 567.2557 | 559.3749 |  | 3671 | 0.01143% | 0.01204% | 0.01158% | 0.009817% | 0.01229% | 0.01217% |  | 3671 | 0.01204% | 0.01158% | 3671 | 3245 | 0.01142% | 3022 | 0.01162% | 0.01152% |  | 3671 | 0.01229% | 0.01217% | 0.01223% |  | 3671 | 6036 | 0.01152% | 0.01215%
| Jun | 3 | 0 | 3672 | 525.8743 | 580.6251 | 568.4017 | 0.01122% | 0.01182% | 0.0113% | 0.01141% | 8253 | 0.01161% | 0.01151% |  | 8.9821 | 24.4949 | 24.3615 |  | 3672 | 516.8922 | 556.1302 | 544.0402 |  | 3672 | 0.01125% | 0.0118% | 0.01127% | 0.009818% | 0.01229% | 0.01218% |  | 3672 | 0.0118% | 0.01127% | 3672 | 202 | 0.01142% | 1314 | 0.01162% | 0.01152% |  | 3672 | 0.01229% | 0.01218% | 0.01223% |  | 3672 | 8253 | 0.01152% | 0.01139%
| Jun | 3 | 1 | 3673 | 517.3212 | 568.9696 | 560.2716 | 0.01104% | 0.01159% | 0.01114% | 0.01141% | 6557 | 0.01161% | 0.01151% |  | 8.9829 | 24.4955 | 24.3644 |  | 3673 | 508.3383 | 544.4741 | 535.9072 |  | 3673 | 0.01107% | 0.01156% | 0.0111% | 0.009818% | 0.01229% | 0.01218% |  | 3673 | 0.01156% | 0.0111% | 3673 | 7940 | 0.01142% | 4319 | 0.01161% | 0.01152% |  | 3673 | 0.01229% | 0.01218% | 0.01223% |  | 3673 | 6557 | 0.01152% | 0.012%
| Jun | 3 | 2 | 3674 | 515.6602 | 559.3435 | 556.6145 | 0.01101% | 0.01139% | 0.01107% | 0.01141% | 2901 | 0.01161% | 0.01151% |  | 8.9836 | 24.496 | 24.3674 |  | 3674 | 506.6766 | 534.8475 | 532.2471 |  | 3674 | 0.01103% | 0.01135% | 0.01102% | 0.009819% | 0.01229% | 0.01218% |  | 3674 | 0.01135% | 0.01102% | 3674 | 6163 | 0.01142% | 8027 | 0.01161% | 0.01152% |  | 3674 | 0.01229% | 0.01218% | 0.01224% |  | 3674 | 2901 | 0.01152% | 0.01145%
| Jun | 3 | 3 | 3675 | 513.1498 | 549.252 | 554.8328 | 0.01095% | 0.01118% | 0.01103% | 0.01141% | 5986 | 0.01161% | 0.01151% |  | 8.9844 | 24.4966 | 24.3703 |  | 3675 | 504.1655 | 524.7554 | 530.4625 |  | 3675 | 0.01097% | 0.01114% | 0.01099% | 0.00982% | 0.01229% | 0.01218% |  | 3675 | 0.01114% | 0.01099% | 3675 | 3722 | 0.01142% | 6922 | 0.01161% | 0.01152% |  | 3675 | 0.01229% | 0.01218% | 0.01224% |  | 3675 | 5986 | 0.01152% | 0.01217%
| Jun | 3 | 4 | 3676 | 518.0183 | 539.2164 | 561.7438 | 0.01106% | 0.01098% | 0.01117% | 0.01141% | 6060 | 0.01161% | 0.01151% |  | 8.9851 | 24.4972 | 24.3733 |  | 3676 | 509.0331 | 514.7191 | 537.3705 |  | 3676 | 0.01108% | 0.01092% | 0.01113% | 0.009821% | 0.01229% | 0.01218% |  | 3676 | 0.01092% | 0.01113% | 3676 | 6048 | 0.01142% | 7219 | 0.01161% | 0.01152% |  | 3676 | 0.01229% | 0.01218% | 0.01224% |  | 3676 | 6060 | 0.01152% | 0.01214%
| Jun | 3 | 5 | 3677 | 519.26 | 530.9123 | 567.8484 | 0.01108% | 0.01081% | 0.01129% | 0.01141% | 1224 | 0.01161% | 0.01151% |  | 8.9859 | 24.4978 | 24.3762 |  | 3677 | 510.2741 | 506.4145 | 543.4722 |  | 3677 | 0.01111% | 0.01075% | 0.01125% | 0.009822% | 0.01229% | 0.01218% |  | 3677 | 0.01075% | 0.01125% | 3677 | 5357 | 0.01142% | 5518 | 0.01161% | 0.01152% |  | 3677 | 0.01229% | 0.01218% | 0.01224% |  | 3677 | 1224 | 0.01152% | 0.00987%
| Jun | 3 | 6 | 3678 | 528.2 | 537.55 | 589.613 | 0.01127% | 0.01095% | 0.01172% | 0.01141% | 8381 | 0.01161% | 0.01151% |  | 8.9866 | 24.4984 | 24.3792 |  | 3678 | 519.2134 | 513.0516 | 565.2338 |  | 3678 | 0.0113% | 0.01089% | 0.01171% | 0.009822% | 0.01229% | 0.01218% |  | 3678 | 0.01089% | 0.01171% | 3678 | 2598 | 0.01142% | 1690 | 0.01161% | 0.01152% |  | 3678 | 0.01229% | 0.01218% | 0.01224% |  | 3678 | 8381 | 0.01152% | 0.01129%
| Jun | 3 | 7 | 3679 | 540.6429 | 544.3459 | 608.8645 | 0.01154% | 0.01108% | 0.01211% | 0.01141% | 44 | 0.0116% | 0.01151% |  | 8.9874 | 24.499 | 24.3821 |  | 3679 | 531.6555 | 519.8469 | 584.4823 |  | 3679 | 0.01157% | 0.01103% | 0.0121% | 0.009823% | 0.01229% | 0.01219% |  | 3679 | 0.01103% | 0.0121% | 3679 | 1472 | 0.01142% | 2919 | 0.01161% | 0.01152% |  | 3679 | 0.01229% | 0.01219% | 0.01224% |  | 3679 | 44 | 0.01152% | 0.009138%
| Jun | 3 | 8 | 3680 | 550.8286 | 562.006 | 623.1366 | 0.01176% | 0.01144% | 0.01239% | 0.01141% | 3746 | 0.0116% | 0.01151% |  | 8.9881 | 24.4996 | 24.3851 |  | 3680 | 541.8405 | 537.5065 | 598.7516 |  | 3680 | 0.01179% | 0.01141% | 0.0124% | 0.009824% | 0.01229% | 0.01219% |  | 3680 | 0.01141% | 0.0124% | 3680 | 5981 | 0.01142% | 3430 | 0.01161% | 0.01152% |  | 3680 | 0.01229% | 0.01219% | 0.01224% |  | 3680 | 3746 | 0.01152% | 0.0123%
| Jun | 3 | 9 | 3681 | 563.5443 | 577.1061 | 633.7892 | 0.01203% | 0.01175% | 0.0126% | 0.01141% | 6788 | 0.0116% | 0.01151% |  | 8.9889 | 24.5001 | 24.388 |  | 3681 | 554.5554 | 552.6059 | 609.4012 |  | 3681 | 0.01207% | 0.01173% | 0.01262% | 0.009825% | 0.01229% | 0.01219% |  | 3681 | 0.01173% | 0.01262% | 3681 | 8310 | 0.01142% | 4421 | 0.01161% | 0.01152% |  | 3681 | 0.01229% | 0.01219% | 0.01224% |  | 3681 | 6788 | 0.01152% | 0.01196%
| Jun | 3 | 10 | 3682 | 571.6967 | 589.525 | 640.4939 | 0.0122% | 0.012% | 0.01274% | 0.01141% | 6756 | 0.0116% | 0.0115% |  | 8.9896 | 24.5007 | 24.391 |  | 3682 | 562.7071 | 565.0242 | 616.1029 |  | 3682 | 0.01225% | 0.01199% | 0.01276% | 0.009826% | 0.01229% | 0.01219% |  | 3682 | 0.01199% | 0.01276% | 3682 | 464 | 0.01142% | 5674 | 0.01161% | 0.01152% |  | 3682 | 0.01229% | 0.01219% | 0.01224% |  | 3682 | 6756 | 0.01152% | 0.01196%
| Jun | 3 | 11 | 3683 | 579.2108 | 596.144 | 643.3821 | 0.01236% | 0.01214% | 0.01279% | 0.01141% | 500 | 0.0116% | 0.0115% |  | 8.9904 | 24.5013 | 24.3939 |  | 3683 | 570.2204 | 571.6427 | 618.9882 |  | 3683 | 0.01241% | 0.01213% | 0.01282% | 0.009827% | 0.01229% | 0.01219% |  | 3683 | 0.01213% | 0.01282% | 3683 | 8454 | 0.01142% | 7206 | 0.01161% | 0.01152% |  | 3683 | 0.01229% | 0.01219% | 0.01224% |  | 3683 | 500 | 0.01152% | 0.009332%
| Jun | 3 | 12 | 3684 | 584.6715 | 603.1913 | 650.3963 | 0.01248% | 0.01228% | 0.01293% | 0.0114% | 5545 | 0.0116% | 0.0115% |  | 8.9911 | 24.5019 | 24.3969 |  | 3684 | 575.6803 | 578.6894 | 625.9994 |  | 3684 | 0.01253% | 0.01228% | 0.01296% | 0.009827% | 0.01229% | 0.01219% |  | 3684 | 0.01228% | 0.01296% | 3684 | 4394 | 0.01142% | 2917 | 0.01161% | 0.01152% |  | 3684 | 0.01229% | 0.01219% | 0.01224% |  | 3684 | 5545 | 0.01152% | 0.0124%
| Jun | 3 | 13 | 3685 | 589.0749 | 607.12 | 656.7541 | 0.01257% | 0.01236% | 0.01306% | 0.0114% | 1309 | 0.0116% | 0.0115% |  | 8.9919 | 24.5025 | 24.3998 |  | 3685 | 580.083 | 582.6175 | 632.3543 |  | 3685 | 0.01263% | 0.01237% | 0.0131% | 0.009828% | 0.01229% | 0.0122% |  | 3685 | 0.01237% | 0.0131% | 3685 | 1199 | 0.01142% | 227 | 0.01161% | 0.01152% |  | 3685 | 0.01229% | 0.0122% | 0.01224% |  | 3685 | 1309 | 0.01152% | 0.009944%
| Jun | 3 | 14 | 3686 | 586.3735 | 607.0455 | 664.5278 | 0.01251% | 0.01236% | 0.01321% | 0.0114% | 5594 | 0.0116% | 0.0115% |  | 8.9926 | 24.5031 | 24.4028 |  | 3686 | 577.3809 | 582.5424 | 640.125 |  | 3686 | 0.01257% | 0.01236% | 0.01326% | 0.009829% | 0.01229% | 0.0122% |  | 3686 | 0.01236% | 0.01326% | 3686 | 7796 | 0.01142% | 3769 | 0.01161% | 0.01152% |  | 3686 | 0.01229% | 0.0122% | 0.01225% |  | 3686 | 5594 | 0.01152% | 0.01237%
| Jun | 3 | 15 | 3687 | 585.3396 | 608.8236 | 671.7483 | 0.01249% | 0.0124% | 0.01336% | 0.0114% | 8296 | 0.0116% | 0.0115% |  | 8.9934 | 24.5036 | 24.4057 |  | 3687 | 576.3462 | 584.32 | 647.3426 |  | 3687 | 0.01255% | 0.0124% | 0.01341% | 0.00983% | 0.0123% | 0.0122% |  | 3687 | 0.0124% | 0.01341% | 3687 | 8090 | 0.01142% | 1683 | 0.01161% | 0.01152% |  | 3687 | 0.0123% | 0.0122% | 0.01225% |  | 3687 | 8296 | 0.01152% | 0.01135%
| Jun | 3 | 16 | 3688 | 585.0299 | 609.3729 | 671.9452 | 0.01249% | 0.01241% | 0.01336% | 0.0114% | 878 | 0.0116% | 0.0115% |  | 8.9942 | 24.5042 | 24.4086 |  | 3688 | 576.0358 | 584.8686 | 647.5366 |  | 3688 | 0.01254% | 0.01241% | 0.01341% | 0.009831% | 0.0123% | 0.0122% |  | 3688 | 0.01241% | 0.01341% | 3688 | 7723 | 0.01142% | 7300 | 0.01161% | 0.01152% |  | 3688 | 0.0123% | 0.0122% | 0.01225% |  | 3688 | 878 | 0.01152% | 0.009586%
| Jun | 3 | 17 | 3689 | 582.031 | 607.0641 | 671.6076 | 0.01242% | 0.01236% | 0.01335% | 0.0114% | 3815 | 0.0116% | 0.0115% |  | 8.9949 | 24.5048 | 24.4116 |  | 3689 | 573.0361 | 582.5593 | 647.1961 |  | 3689 | 0.01247% | 0.01236% | 0.0134% | 0.009832% | 0.0123% | 0.0122% |  | 3689 | 0.01236% | 0.0134% | 3689 | 1062 | 0.01142% | 759 | 0.01161% | 0.01151% |  | 3689 | 0.0123% | 0.0122% | 0.01225% |  | 3689 | 3815 | 0.01151% | 0.01236%
| Jun | 3 | 18 | 3690 | 573.5011 | 597.3822 | 664.4247 | 0.01224% | 0.01216% | 0.01321% | 0.0114% | 7208 | 0.0116% | 0.0115% |  | 8.9957 | 24.5054 | 24.4145 |  | 3690 | 564.5054 | 572.8768 | 640.0101 |  | 3690 | 0.01229% | 0.01216% | 0.01325% | 0.009832% | 0.0123% | 0.0122% |  | 3690 | 0.01216% | 0.01325% | 3690 | 8350 | 0.01142% | 3768 | 0.01161% | 0.01151% |  | 3690 | 0.0123% | 0.0122% | 0.01225% |  | 3690 | 7208 | 0.01151% | 0.0119%
| Jun | 3 | 19 | 3691 | 567.6229 | 586.7787 | 653.0969 | 0.01211% | 0.01195% | 0.01299% | 0.0114% | 2916 | 0.0116% | 0.0115% |  | 8.9964 | 24.506 | 24.4174 |  | 3691 | 558.6265 | 562.2727 | 628.6795 |  | 3691 | 0.01216% | 0.01193% | 0.01302% | 0.009833% | 0.0123% | 0.0122% |  | 3691 | 0.01193% | 0.01302% | 3691 | 7728 | 0.01142% | 3603 | 0.01161% | 0.01151% |  | 3691 | 0.0123% | 0.0122% | 0.01225% |  | 3691 | 2916 | 0.01151% | 0.01146%
| Jun | 3 | 20 | 3692 | 561.5891 | 583.3435 | 639.9407 | 0.01199% | 0.01188% | 0.01272% | 0.0114% | 5595 | 0.0116% | 0.0115% |  | 8.9972 | 24.5065 | 24.4204 |  | 3692 | 552.592 | 558.8369 | 615.5203 |  | 3692 | 0.01203% | 0.01186% | 0.01275% | 0.009834% | 0.0123% | 0.01221% |  | 3692 | 0.01186% | 0.01275% | 3692 | 356 | 0.01142% | 1713 | 0.01161% | 0.01151% |  | 3692 | 0.0123% | 0.01221% | 0.01225% |  | 3692 | 5595 | 0.01151% | 0.01237%
| Jun | 3 | 21 | 3693 | 557.9494 | 578.968 | 629.4382 | 0.01191% | 0.01179% | 0.01252% | 0.0114% | 246 | 0.0116% | 0.0115% |  | 8.9979 | 24.5071 | 24.4233 |  | 3693 | 548.9515 | 554.4609 | 605.0148 |  | 3693 | 0.01195% | 0.01177% | 0.01253% | 0.009835% | 0.0123% | 0.01221% |  | 3693 | 0.01177% | 0.01253% | 3693 | 2216 | 0.01142% | 4180 | 0.01161% | 0.01151% |  | 3693 | 0.0123% | 0.01221% | 0.01225% |  | 3693 | 246 | 0.01151% | 0.00921%
| Jun | 3 | 22 | 3694 | 543.5842 | 565.9719 | 608.8832 | 0.0116% | 0.01153% | 0.01211% | 0.0114% | 8045 | 0.0116% | 0.0115% |  | 8.9987 | 24.5077 | 24.4262 |  | 3694 | 534.5855 | 541.4642 | 584.457 |  | 3694 | 0.01164% | 0.01149% | 0.0121% | 0.009836% | 0.0123% | 0.01221% |  | 3694 | 0.01149% | 0.0121% | 3694 | 3299 | 0.01142% | 2949 | 0.01161% | 0.01151% |  | 3694 | 0.0123% | 0.01221% | 0.01225% |  | 3694 | 8045 | 0.01151% | 0.01154%
| Jun | 3 | 23 | 3695 | 531.1003 | 555.1915 | 588.9566 | 0.01134% | 0.01131% | 0.01171% | 0.0114% | 2895 | 0.0116% | 0.0115% |  | 8.9994 | 24.5083 | 24.4292 |  | 3695 | 522.1009 | 530.6832 | 564.5274 |  | 3695 | 0.01137% | 0.01126% | 0.01169% | 0.009837% | 0.0123% | 0.01221% |  | 3695 | 0.01126% | 0.01169% | 3695 | 4035 | 0.01142% | 5815 | 0.01161% | 0.01151% |  | 3695 | 0.0123% | 0.01221% | 0.01225% |  | 3695 | 2895 | 0.01151% | 0.01144%
| Jun | 4 | 0 | 3696 | 520.7682 | 546.9526 | 573.6904 | 0.01111% | 0.01114% | 0.01141% | 0.0114% | 365 | 0.0116% | 0.0115% |  | 9.0002 | 24.5089 | 24.4321 |  | 3696 | 511.768 | 522.4437 | 549.2583 |  | 3696 | 0.01114% | 0.01109% | 0.01137% | 0.009837% | 0.0123% | 0.01221% |  | 3696 | 0.01109% | 0.01137% | 3696 | 7727 | 0.01142% | 7942 | 0.01161% | 0.01151% |  | 3696 | 0.0123% | 0.01221% | 0.01225% |  | 3696 | 365 | 0.01151% | 0.009261%
| Jun | 4 | 1 | 3697 | 512.7944 | 540.1101 | 567.764 | 0.01094% | 0.011% | 0.01129% | 0.0114% | 4155 | 0.0116% | 0.0115% |  | 9.001 | 24.5094 | 24.435 |  | 3697 | 503.7934 | 515.6006 | 543.329 |  | 3697 | 0.01097% | 0.01094% | 0.01125% | 0.009838% | 0.0123% | 0.01221% |  | 3697 | 0.01094% | 0.01125% | 3697 | 3840 | 0.01142% | 5164 | 0.01161% | 0.01151% |  | 3697 | 0.0123% | 0.01221% | 0.01226% |  | 3697 | 4155 | 0.01151% | 0.01258%
| Jun | 4 | 2 | 3698 | 508.2197 | 539.3467 | 565.6916 | 0.01085% | 0.01098% | 0.01125% | 0.0114% | 3626 | 0.0116% | 0.0115% |  | 9.0017 | 24.51 | 24.438 |  | 3698 | 499.218 | 514.8367 | 541.2537 |  | 3698 | 0.01087% | 0.01093% | 0.01121% | 0.009839% | 0.0123% | 0.01221% |  | 3698 | 0.01093% | 0.01121% | 3698 | 187 | 0.01142% | 8291 | 0.01161% | 0.01151% |  | 3698 | 0.0123% | 0.01221% | 0.01226% |  | 3698 | 3626 | 0.01151% | 0.01219%
| Jun | 4 | 3 | 3699 | 507.6787 | 543.4522 | 564.4445 | 0.01084% | 0.01107% | 0.01122% | 0.0114% | 4343 | 0.0116% | 0.0115% |  | 9.0025 | 24.5106 | 24.4409 |  | 3699 | 498.6762 | 518.9416 | 540.0036 |  | 3699 | 0.01086% | 0.01101% | 0.01118% | 0.00984% | 0.0123% | 0.01222% |  | 3699 | 0.01101% | 0.01118% | 3699 | 1953 | 0.01142% | 7901 | 0.01161% | 0.01151% |  | 3699 | 0.0123% | 0.01222% | 0.01226% |  | 3699 | 4343 | 0.01151% | 0.01266%
| Jun | 4 | 4 | 3700 | 509.3816 | 549.4661 | 568.4486 | 0.01087% | 0.01119% | 0.0113% | 0.0114% | 4470 | 0.0116% | 0.0115% |  | 9.0032 | 24.5112 | 24.4438 |  | 3700 | 500.3784 | 524.955 | 544.0047 |  | 3700 | 0.01089% | 0.01114% | 0.01127% | 0.009841% | 0.0123% | 0.01222% |  | 3700 | 0.01114% | 0.01127% | 3700 | 6395 | 0.01142% | 1409 | 0.01161% | 0.01151% |  | 3700 | 0.0123% | 0.01222% | 0.01226% |  | 3700 | 4470 | 0.01151% | 0.01269%
| Jun | 4 | 5 | 3701 | 510.7524 | 555.9269 | 574.5438 | 0.0109% | 0.01132% | 0.01142% | 0.0114% | 6955 | 0.0116% | 0.0115% |  | 9.004 | 24.5118 | 24.4467 |  | 3701 | 501.7484 | 531.4152 | 550.097 |  | 3701 | 0.01092% | 0.01128% | 0.01139% | 0.009841% | 0.0123% | 0.01222% |  | 3701 | 0.01128% | 0.01139% | 3701 | 4422 | 0.01142% | 236 | 0.01161% | 0.01151% |  | 3701 | 0.0123% | 0.01222% | 0.01226% |  | 3701 | 6955 | 0.01151% | 0.01194%
| Jun | 4 | 6 | 3702 | 513.8373 | 578.1115 | 594.3579 | 0.01097% | 0.01177% | 0.01182% | 0.0114% | 6869 | 0.0116% | 0.0115% |  | 9.0048 | 24.5123 | 24.4497 |  | 3702 | 504.8326 | 553.5992 | 569.9082 |  | 3702 | 0.01099% | 0.01175% | 0.0118% | 0.009842% | 0.0123% | 0.01222% |  | 3702 | 0.01175% | 0.0118% | 3702 | 4349 | 0.01141% | 4154 | 0.01161% | 0.01151% |  | 3702 | 0.0123% | 0.01222% | 0.01226% |  | 3702 | 6869 | 0.01151% | 0.01195%
| Jun | 4 | 7 | 3703 | 521.6189 | 592.9602 | 610.8149 | 0.01113% | 0.01207% | 0.01215% | 0.0114% | 1585 | 0.0116% | 0.0115% |  | 9.0055 | 24.5129 | 24.4526 |  | 3703 | 512.6134 | 568.4473 | 586.3624 |  | 3703 | 0.01116% | 0.01207% | 0.01214% | 0.009843% | 0.0123% | 0.01222% |  | 3703 | 0.01207% | 0.01214% | 3703 | 5871 | 0.01141% | 6108 | 0.0116% | 0.01151% |  | 3703 | 0.0123% | 0.01222% | 0.01226% |  | 3703 | 1585 | 0.01151% | 0.01018%
| Jun | 4 | 8 | 3704 | 531.254 | 601.5156 | 616.5913 | 0.01134% | 0.01225% | 0.01226% | 0.0114% | 418 | 0.0116% | 0.0115% |  | 9.0063 | 24.5135 | 24.4555 |  | 3704 | 522.2477 | 577.0021 | 592.1358 |  | 3704 | 0.01137% | 0.01225% | 0.01226% | 0.009844% | 0.0123% | 0.01222% |  | 3704 | 0.01225% | 0.01226% | 3704 | 740 | 0.01141% | 5494 | 0.0116% | 0.01151% |  | 3704 | 0.0123% | 0.01222% | 0.01226% |  | 3704 | 418 | 0.01151% | 0.009287%
| Jun | 4 | 9 | 3705 | 534.5934 | 608.5443 | 623.643 | 0.01141% | 0.01239% | 0.0124% | 0.0114% | 6944 | 0.0116% | 0.0115% |  | 9.007 | 24.5141 | 24.4584 |  | 3705 | 525.5863 | 584.0302 | 599.1846 |  | 3705 | 0.01144% | 0.0124% | 0.01241% | 0.009845% | 0.0123% | 0.01222% |  | 3705 | 0.0124% | 0.01241% | 3705 | 8514 | 0.01141% | 1098 | 0.0116% | 0.01151% |  | 3705 | 0.0123% | 0.01222% | 0.01226% |  | 3705 | 6944 | 0.01151% | 0.01194%
| Jun | 4 | 10 | 3706 | 540.7796 | 616.6343 | 630.0571 | 0.01154% | 0.01256% | 0.01253% | 0.0114% | 3022 | 0.01159% | 0.0115% |  | 9.0078 | 24.5146 | 24.4613 |  | 3706 | 531.7718 | 592.1196 | 605.5957 |  | 3706 | 0.01158% | 0.01257% | 0.01254% | 0.009846% | 0.0123% | 0.01223% |  | 3706 | 0.01257% | 0.01254% | 3706 | 5951 | 0.01141% | 308 | 0.0116% | 0.01151% |  | 3706 | 0.0123% | 0.01223% | 0.01226% |  | 3706 | 3022 | 0.01151% | 0.01158%
| Jun | 4 | 11 | 3707 | 542.8806 | 620.2091 | 637.737 | 0.01159% | 0.01263% | 0.01268% | 0.0114% | 4997 | 0.01159% | 0.0115% |  | 9.0085 | 24.5152 | 24.4642 |  | 3707 | 533.872 | 595.6939 | 613.2728 |  | 3707 | 0.01162% | 0.01264% | 0.0127% | 0.009846% | 0.0123% | 0.01223% |  | 3707 | 0.01264% | 0.0127% | 3707 | 6981 | 0.01141% | 1110 | 0.0116% | 0.01151% |  | 3707 | 0.0123% | 0.01223% | 0.01226% |  | 3707 | 4997 | 0.01151% | 0.01265%
| Jun | 4 | 12 | 3708 | 544.4685 | 628.597 | 644.5168 | 0.01162% | 0.0128% | 0.01282% | 0.0114% | 7997 | 0.01159% | 0.0115% |  | 9.0093 | 24.5158 | 24.4672 |  | 3708 | 535.4592 | 604.0812 | 620.0496 |  | 3708 | 0.01166% | 0.01282% | 0.01284% | 0.009847% | 0.0123% | 0.01223% |  | 3708 | 0.01282% | 0.01284% | 3708 | 6117 | 0.01141% | 1784 | 0.0116% | 0.01151% |  | 3708 | 0.0123% | 0.01223% | 0.01227% |  | 3708 | 7997 | 0.01151% | 0.01157%
| Jun | 4 | 13 | 3709 | 547.1335 | 631.725 | 647.2268 | 0.01168% | 0.01286% | 0.01287% | 0.0114% | 6083 | 0.01159% | 0.0115% |  | 9.0101 | 24.5164 | 24.4701 |  | 3709 | 538.1234 | 607.2086 | 622.7567 |  | 3709 | 0.01171% | 0.01289% | 0.0129% | 0.009848% | 0.0123% | 0.01223% |  | 3709 | 0.01289% | 0.0129% | 3709 | 966 | 0.01141% | 1148 | 0.0116% | 0.01151% |  | 3709 | 0.0123% | 0.01223% | 0.01227% |  | 3709 | 6083 | 0.01151% | 0.01213%
| Jun | 4 | 14 | 3710 | 548.9674 | 631.6133 | 646.3547 | 0.01172% | 0.01286% | 0.01285% | 0.0114% | 2915 | 0.01159% | 0.0115% |  | 9.0108 | 24.5169 | 24.473 |  | 3710 | 539.9566 | 607.0964 | 621.8817 |  | 3710 | 0.01175% | 0.01289% | 0.01288% | 0.009849% | 0.0123% | 0.01223% |  | 3710 | 0.01289% | 0.01288% | 3710 | 7714 | 0.01141% | 3824 | 0.0116% | 0.01151% |  | 3710 | 0.0123% | 0.01223% | 0.01227% |  | 3710 | 2915 | 0.01151% | 0.01146%
| Jun | 4 | 15 | 3711 | 545.8043 | 629.4535 | 653.9784 | 0.01165% | 0.01282% | 0.013% | 0.0114% | 7837 | 0.01159% | 0.01149% |  | 9.0116 | 24.5175 | 24.4759 |  | 3711 | 536.7927 | 604.936 | 629.5025 |  | 3711 | 0.01168% | 0.01284% | 0.01304% | 0.00985% | 0.0123% | 0.01223% |  | 3711 | 0.01284% | 0.01304% | 3711 | 8507 | 0.01141% | 8310 | 0.0116% | 0.01151% |  | 3711 | 0.0123% | 0.01223% | 0.01227% |  | 3711 | 7837 | 0.01151% | 0.01167%
| Jun | 4 | 16 | 3712 | 545.1924 | 631.4271 | 660.9551 | 0.01164% | 0.01286% | 0.01314% | 0.0114% | 6902 | 0.01159% | 0.01149% |  | 9.0124 | 24.5181 | 24.4788 |  | 3712 | 536.1801 | 606.909 | 636.4763 |  | 3712 | 0.01167% | 0.01288% | 0.01318% | 0.009851% | 0.0123% | 0.01223% |  | 3712 | 0.01288% | 0.01318% | 3712 | 2756 | 0.01141% | 4559 | 0.0116% | 0.01151% |  | 3712 | 0.0123% | 0.01223% | 0.01227% |  | 3712 | 6902 | 0.01151% | 0.01194%
| Jun | 4 | 17 | 3713 | 547.2485 | 631.6785 | 662.4836 | 0.01168% | 0.01286% | 0.01317% | 0.0114% | 1022 | 0.01159% | 0.01149% |  | 9.0131 | 24.5187 | 24.4817 |  | 3713 | 538.2354 | 607.1598 | 638.0018 |  | 3713 | 0.01172% | 0.01289% | 0.01321% | 0.009851% | 0.0123% | 0.01224% |  | 3713 | 0.01289% | 0.01321% | 3713 | 3680 | 0.01141% | 1603 | 0.0116% | 0.0115% |  | 3713 | 0.0123% | 0.01224% | 0.01227% |  | 3713 | 1022 | 0.0115% | 0.009699%
| Jun | 4 | 18 | 3714 | 545.3302 | 624.8732 | 658.2169 | 0.01164% | 0.01272% | 0.01309% | 0.0114% | 7135 | 0.01159% | 0.01149% |  | 9.0139 | 24.5192 | 24.4846 |  | 3714 | 536.3163 | 600.354 | 633.7323 |  | 3714 | 0.01167% | 0.01274% | 0.01312% | 0.009852% | 0.0123% | 0.01224% |  | 3714 | 0.01274% | 0.01312% | 3714 | 8089 | 0.01141% | 303 | 0.0116% | 0.0115% |  | 3714 | 0.0123% | 0.01224% | 0.01227% |  | 3714 | 7135 | 0.0115% | 0.01191%
| Jun | 4 | 19 | 3715 | 542.6908 | 619.1478 | 647.48 | 0.01158% | 0.01261% | 0.01287% | 0.0114% | 8034 | 0.01159% | 0.01149% |  | 9.0146 | 24.5198 | 24.4875 |  | 3715 | 533.6761 | 594.628 | 622.9924 |  | 3715 | 0.01162% | 0.01262% | 0.0129% | 0.009853% | 0.0123% | 0.01224% |  | 3715 | 0.01262% | 0.0129% | 3715 | 1034 | 0.01141% | 633 | 0.0116% | 0.0115% |  | 3715 | 0.0123% | 0.01224% | 0.01227% |  | 3715 | 8034 | 0.0115% | 0.01155%
| Jun | 4 | 20 | 3716 | 537.1072 | 615.1075 | 632.4764 | 0.01146% | 0.01253% | 0.01258% | 0.0114% | 676 | 0.01159% | 0.01149% |  | 9.0154 | 24.5204 | 24.4904 |  | 3716 | 528.0918 | 590.5871 | 607.9859 |  | 3716 | 0.0115% | 0.01254% | 0.01259% | 0.009854% | 0.0123% | 0.01224% |  | 3716 | 0.01254% | 0.01259% | 3716 | 417 | 0.01141% | 5596 | 0.0116% | 0.0115% |  | 3716 | 0.0123% | 0.01224% | 0.01227% |  | 3716 | 676 | 0.0115% | 0.009442%
| Jun | 4 | 21 | 3717 | 536.4318 | 610.9369 | 625.6966 | 0.01145% | 0.01244% | 0.01244% | 0.0114% | 665 | 0.01159% | 0.01149% |  | 9.0162 | 24.5209 | 24.4934 |  | 3717 | 527.4156 | 586.4159 | 601.2033 |  | 3717 | 0.01148% | 0.01245% | 0.01245% | 0.009855% | 0.0123% | 0.01224% |  | 3717 | 0.01245% | 0.01245% | 3717 | 1043 | 0.01141% | 4419 | 0.0116% | 0.0115% |  | 3717 | 0.0123% | 0.01224% | 0.01227% |  | 3717 | 665 | 0.0115% | 0.009435%
| Jun | 4 | 22 | 3718 | 526.6301 | 592.8671 | 606.3139 | 0.01124% | 0.01207% | 0.01206% | 0.0114% | 5662 | 0.01159% | 0.01149% |  | 9.0169 | 24.5215 | 24.4963 |  | 3718 | 517.6131 | 568.3456 | 581.8176 |  | 3718 | 0.01127% | 0.01206% | 0.01205% | 0.009856% | 0.0123% | 0.01224% |  | 3718 | 0.01206% | 0.01205% | 3718 | 277 | 0.01141% | 2877 | 0.0116% | 0.0115% |  | 3718 | 0.0123% | 0.01224% | 0.01227% |  | 3718 | 5662 | 0.0115% | 0.01233%
| Jun | 4 | 23 | 3719 | 512.9419 | 576.0727 | 588.8722 | 0.01095% | 0.01173% | 0.01171% | 0.01139% | 5909 | 0.01159% | 0.01149% |  | 9.0177 | 24.5221 | 24.4992 |  | 3719 | 503.9242 | 551.5506 | 564.373 |  | 3719 | 0.01097% | 0.01171% | 0.01169% | 0.009856% | 0.0123% | 0.01224% |  | 3719 | 0.01171% | 0.01169% | 3719 | 7746 | 0.01141% | 3725 | 0.0116% | 0.0115% |  | 3719 | 0.0123% | 0.01224% | 0.01227% |  | 3719 | 5909 | 0.0115% | 0.0122%
| Jun | 5 | 0 | 3720 | 499.4913 | 570.4218 | 580.4139 | 0.01066% | 0.01162% | 0.01154% | 0.01139% | 1034 | 0.01159% | 0.01149% |  | 9.0184 | 24.5227 | 24.5021 |  | 3720 | 490.4729 | 545.8992 | 555.9119 |  | 3720 | 0.01068% | 0.01159% | 0.01151% | 0.009857% | 0.0123% | 0.01225% |  | 3720 | 0.01159% | 0.01151% | 3720 | 6 | 0.01141% | 1191 | 0.0116% | 0.0115% |  | 3720 | 0.0123% | 0.01225% | 0.01228% |  | 3720 | 1034 | 0.0115% | 0.009709%
| Jun | 5 | 1 | 3721 | 495.7659 | 566.1302 | 576.0816 | 0.01058% | 0.01153% | 0.01146% | 0.01139% | 307 | 0.01159% | 0.01149% |  | 9.0192 | 24.5232 | 24.505 |  | 3721 | 486.7467 | 541.6069 | 551.5767 |  | 3721 | 0.0106% | 0.0115% | 0.01142% | 0.009858% | 0.01231% | 0.01225% |  | 3721 | 0.0115% | 0.01142% | 3721 | 754 | 0.01141% | 5685 | 0.01159% | 0.0115% |  | 3721 | 0.01231% | 0.01225% | 0.01228% |  | 3721 | 307 | 0.0115% | 0.009234%
| Jun | 5 | 2 | 3722 | 488.7617 | 562.7508 | 571.4868 | 0.01043% | 0.01146% | 0.01136% | 0.01139% | 4829 | 0.01159% | 0.01149% |  | 9.02 | 24.5238 | 24.5079 |  | 3722 | 479.7417 | 538.227 | 546.9789 |  | 3722 | 0.01044% | 0.01142% | 0.01133% | 0.009859% | 0.01231% | 0.01225% |  | 3722 | 0.01142% | 0.01133% | 3722 | 8664 | 0.01141% | 4535 | 0.01159% | 0.0115% |  | 3722 | 0.01231% | 0.01225% | 0.01228% |  | 3722 | 4829 | 0.0115% | 0.0127%
| Jun | 5 | 3 | 3723 | 486.9025 | 567.6197 | 574.3656 | 0.01039% | 0.01156% | 0.01142% | 0.01139% | 5425 | 0.01159% | 0.01149% |  | 9.0207 | 24.5244 | 24.5108 |  | 3723 | 477.8818 | 543.0953 | 549.8548 |  | 3723 | 0.0104% | 0.01153% | 0.01139% | 0.00986% | 0.01231% | 0.01225% |  | 3723 | 0.01153% | 0.01139% | 3723 | 6229 | 0.01141% | 1708 | 0.01159% | 0.0115% |  | 3723 | 0.01231% | 0.01225% | 0.01228% |  | 3723 | 5425 | 0.0115% | 0.01246%
| Jun | 5 | 4 | 3724 | 490.8587 | 570.3288 | 579.8044 | 0.01048% | 0.01161% | 0.01153% | 0.01139% | 3538 | 0.01159% | 0.01149% |  | 9.0215 | 24.5249 | 24.5137 |  | 3724 | 481.8372 | 545.8038 | 555.2907 |  | 3724 | 0.01049% | 0.01158% | 0.0115% | 0.009861% | 0.01231% | 0.01225% |  | 3724 | 0.01158% | 0.0115% | 3724 | 1033 | 0.01141% | 29 | 0.01159% | 0.0115% |  | 3724 | 0.01231% | 0.01225% | 0.01228% |  | 3724 | 3538 | 0.0115% | 0.01211%
| Jun | 5 | 5 | 3725 | 505.2031 | 573.7919 | 584.5024 | 0.01078% | 0.01168% | 0.01162% | 0.01139% | 4296 | 0.01158% | 0.01149% |  | 9.0223 | 24.5255 | 24.5166 |  | 3725 | 496.1809 | 549.2664 | 559.9858 |  | 3725 | 0.0108% | 0.01166% | 0.0116% | 0.009861% | 0.01231% | 0.01225% |  | 3725 | 0.01166% | 0.0116% | 3725 | 1004 | 0.0114% | 7843 | 0.01159% | 0.0115% |  | 3725 | 0.01231% | 0.01225% | 0.01228% |  | 3725 | 4296 | 0.0115% | 0.01264%
| Jun | 5 | 6 | 3726 | 525.5526 | 594.8593 | 608.4237 | 0.01122% | 0.01211% | 0.0121% | 0.01139% | 7266 | 0.01158% | 0.01149% |  | 9.023 | 24.5261 | 24.5194 |  | 3726 | 516.5296 | 570.3333 | 583.9043 |  | 3726 | 0.01124% | 0.01211% | 0.01209% | 0.009862% | 0.01231% | 0.01226% |  | 3726 | 0.01211% | 0.01209% | 3726 | 279 | 0.0114% | 4830 | 0.01159% | 0.0115% |  | 3726 | 0.01231% | 0.01226% | 0.01228% |  | 3726 | 7266 | 0.0115% | 0.01188%
| Jun | 5 | 7 | 3727 | 540.3562 | 608.8236 | 623.8587 | 0.01153% | 0.0124% | 0.01241% | 0.01139% | 3249 | 0.01158% | 0.01149% |  | 9.0238 | 24.5266 | 24.5223 |  | 3727 | 531.3324 | 584.297 | 599.3363 |  | 3727 | 0.01157% | 0.0124% | 0.01241% | 0.009863% | 0.01231% | 0.01226% |  | 3727 | 0.0124% | 0.01241% | 3727 | 2754 | 0.0114% | 4158 | 0.01159% | 0.0115% |  | 3727 | 0.01231% | 0.01226% | 0.01228% |  | 3727 | 3249 | 0.0115% | 0.01182%
| Jun | 5 | 8 | 3728 | 549.8482 | 611.5885 | 628.8755 | 0.01174% | 0.01245% | 0.0125% | 0.01139% | 8334 | 0.01158% | 0.01149% |  | 9.0246 | 24.5272 | 24.5252 |  | 3728 | 540.8237 | 587.0613 | 604.3503 |  | 3728 | 0.01177% | 0.01246% | 0.01252% | 0.009864% | 0.01231% | 0.01226% |  | 3728 | 0.01246% | 0.01252% | 3728 | 3109 | 0.0114% | 7401 | 0.01159% | 0.0115% |  | 3728 | 0.01231% | 0.01226% | 0.01228% |  | 3728 | 8334 | 0.0115% | 0.01132%
| Jun | 5 | 9 | 3729 | 553.3518 | 613.9531 | 638.2809 | 0.01181% | 0.0125% | 0.01269% | 0.01139% | 8436 | 0.01158% | 0.01149% |  | 9.0253 | 24.5278 | 24.5281 |  | 3729 | 544.3265 | 589.4254 | 613.7528 |  | 3729 | 0.01185% | 0.01251% | 0.01271% | 0.009865% | 0.01231% | 0.01226% |  | 3729 | 0.01251% | 0.01271% | 3729 | 1448 | 0.0114% | 7950 | 0.01159% | 0.0115% |  | 3729 | 0.01231% | 0.01226% | 0.01228% |  | 3729 | 8436 | 0.0115% | 0.01124%
| Jun | 5 | 10 | 3730 | 559.3784 | 609.2611 | 643.279 | 0.01194% | 0.01241% | 0.01279% | 0.01139% | 4277 | 0.01158% | 0.01149% |  | 9.0261 | 24.5283 | 24.531 |  | 3730 | 550.3523 | 584.7328 | 618.7479 |  | 3730 | 0.01198% | 0.01241% | 0.01281% | 0.009866% | 0.01231% | 0.01226% |  | 3730 | 0.01241% | 0.01281% | 3730 | 8698 | 0.0114% | 5407 | 0.01159% | 0.0115% |  | 3730 | 0.01231% | 0.01226% | 0.01228% |  | 3730 | 4277 | 0.0115% | 0.01263%
| Jun | 5 | 11 | 3731 | 564.0329 | 613.5063 | 648.3896 | 0.01204% | 0.01249% | 0.01289% | 0.01139% | 2919 | 0.01158% | 0.01149% |  | 9.0269 | 24.5289 | 24.5339 |  | 3731 | 555.0061 | 588.9774 | 623.8557 |  | 3731 | 0.01208% | 0.0125% | 0.01292% | 0.009866% | 0.01231% | 0.01226% |  | 3731 | 0.0125% | 0.01292% | 3731 | 6631 | 0.0114% | 58 | 0.01159% | 0.0115% |  | 3731 | 0.01231% | 0.01226% | 0.01229% |  | 3731 | 2919 | 0.0115% | 0.01147%
| Jun | 5 | 12 | 3732 | 567.1279 | 619.7343 | 656.5853 | 0.0121% | 0.01262% | 0.01306% | 0.01139% | 2917 | 0.01158% | 0.01149% |  | 9.0276 | 24.5295 | 24.5368 |  | 3732 | 558.1003 | 595.2049 | 632.0485 |  | 3732 | 0.01215% | 0.01263% | 0.01309% | 0.009867% | 0.01231% | 0.01226% |  | 3732 | 0.01263% | 0.01309% | 3732 | 8010 | 0.0114% | 5473 | 0.01159% | 0.0115% |  | 3732 | 0.01231% | 0.01226% | 0.01229% |  | 3732 | 2917 | 0.0115% | 0.01146%
| Jun | 5 | 13 | 3733 | 573.4842 | 624.2401 | 665.2874 | 0.01224% | 0.01271% | 0.01323% | 0.01139% | 4396 | 0.01158% | 0.01149% |  | 9.0284 | 24.53 | 24.5397 |  | 3733 | 564.4559 | 599.7101 | 640.7477 |  | 3733 | 0.01229% | 0.01273% | 0.01327% | 0.009868% | 0.01231% | 0.01227% |  | 3733 | 0.01273% | 0.01327% | 3733 | 7610 | 0.0114% | 3770 | 0.01159% | 0.0115% |  | 3733 | 0.01231% | 0.01227% | 0.01229% |  | 3733 | 4396 | 0.0115% | 0.01267%
| Jun | 5 | 14 | 3734 | 578.7442 | 627.3961 | 660.5987 | 0.01235% | 0.01278% | 0.01314% | 0.01139% | 2949 | 0.01158% | 0.01149% |  | 9.0292 | 24.5306 | 24.5426 |  | 3734 | 569.715 | 602.8655 | 636.0562 |  | 3734 | 0.0124% | 0.0128% | 0.01317% | 0.009869% | 0.01231% | 0.01227% |  | 3734 | 0.0128% | 0.01317% | 3734 | 8516 | 0.0114% | 7449 | 0.01159% | 0.0115% |  | 3734 | 0.01231% | 0.01227% | 0.01229% |  | 3734 | 2949 | 0.0115% | 0.0115%
| Jun | 5 | 15 | 3735 | 584.428 | 629.6583 | 657.9356 | 0.01247% | 0.01282% | 0.01308% | 0.01139% | 4662 | 0.01158% | 0.01149% |  | 9.0299 | 24.5312 | 24.5455 |  | 3735 | 575.3981 | 605.1271 | 633.3901 |  | 3735 | 0.01253% | 0.01284% | 0.01312% | 0.00987% | 0.01231% | 0.01227% |  | 3735 | 0.01284% | 0.01312% | 3735 | 2942 | 0.0114% | 3249 | 0.01159% | 0.01149% |  | 3735 | 0.01231% | 0.01227% | 0.01229% |  | 3735 | 4662 | 0.01149% | 0.01272%
| Jun | 5 | 16 | 3736 | 590.891 | 635.3557 | 647.7613 | 0.01261% | 0.01294% | 0.01288% | 0.01139% | 8300 | 0.01158% | 0.01149% |  | 9.0307 | 24.5317 | 24.5483 |  | 3736 | 581.8603 | 610.824 | 623.213 |  | 3736 | 0.01267% | 0.01296% | 0.01291% | 0.009871% | 0.01231% | 0.01227% |  | 3736 | 0.01296% | 0.01291% | 3736 | 6977 | 0.0114% | 3072 | 0.01159% | 0.01149% |  | 3736 | 0.01231% | 0.01227% | 0.01229% |  | 3736 | 8300 | 0.01149% | 0.01135%
| Jun | 5 | 17 | 3737 | 589.6371 | 637.711 | 636.3023 | 0.01258% | 0.01299% | 0.01265% | 0.01139% | 3214 | 0.01158% | 0.01149% |  | 9.0315 | 24.5323 | 24.5512 |  | 3737 | 580.6056 | 613.1787 | 611.7511 |  | 3737 | 0.01264% | 0.01301% | 0.01267% | 0.009871% | 0.01231% | 0.01227% |  | 3737 | 0.01301% | 0.01267% | 3737 | 5668 | 0.0114% | 3214 | 0.01159% | 0.01149% |  | 3737 | 0.01231% | 0.01227% | 0.01229% |  | 3737 | 3214 | 0.01149% | 0.01179%
| Jun | 5 | 18 | 3738 | 588.8121 | 635.1509 | 632.0544 | 0.01257% | 0.01293% | 0.01257% | 0.01139% | 8359 | 0.01158% | 0.01149% |  | 9.0322 | 24.5329 | 24.5541 |  | 3738 | 579.7799 | 610.618 | 607.5003 |  | 3738 | 0.01262% | 0.01296% | 0.01258% | 0.009872% | 0.01231% | 0.01227% |  | 3738 | 0.01296% | 0.01258% | 3738 | 355 | 0.0114% | 4659 | 0.01159% | 0.01149% |  | 3738 | 0.01231% | 0.01227% | 0.01229% |  | 3738 | 8359 | 0.01149% | 0.0113%
| Jun | 5 | 19 | 3739 | 583.8058 | 627.4612 | 628.4911 | 0.01246% | 0.01278% | 0.0125% | 0.01139% | 6795 | 0.01158% | 0.01148% |  | 9.033 | 24.5334 | 24.557 |  | 3739 | 574.7728 | 602.9278 | 603.9341 |  | 3739 | 0.01251% | 0.0128% | 0.01251% | 0.009873% | 0.01231% | 0.01227% |  | 3739 | 0.0128% | 0.01251% | 3739 | 1053 | 0.0114% | 304 | 0.01159% | 0.01149% |  | 3739 | 0.01231% | 0.01227% | 0.01229% |  | 3739 | 6795 | 0.01149% | 0.01196%
| Jun | 5 | 20 | 3740 | 579.6906 | 619.9857 | 627.6471 | 0.01237% | 0.01263% | 0.01248% | 0.01139% | 5617 | 0.01158% | 0.01148% |  | 9.0338 | 24.534 | 24.5599 |  | 3740 | 570.6568 | 595.4517 | 603.0872 |  | 3740 | 0.01242% | 0.01264% | 0.01249% | 0.009874% | 0.01231% | 0.01228% |  | 3740 | 0.01264% | 0.01249% | 3740 | 739 | 0.0114% | 1045 | 0.01159% | 0.01149% |  | 3740 | 0.01231% | 0.01228% | 0.01229% |  | 3740 | 5617 | 0.01149% | 0.01235%
| Jun | 5 | 21 | 3741 | 572.4931 | 614.3534 | 626.7469 | 0.01222% | 0.01251% | 0.01246% | 0.01139% | 6909 | 0.01158% | 0.01148% |  | 9.0345 | 24.5346 | 24.5627 |  | 3741 | 563.4586 | 589.8189 | 602.1841 |  | 3741 | 0.01227% | 0.01252% | 0.01247% | 0.009875% | 0.01231% | 0.01228% |  | 3741 | 0.01252% | 0.01247% | 3741 | 8011 | 0.0114% | 3747 | 0.01159% | 0.01149% |  | 3741 | 0.01231% | 0.01228% | 0.01229% |  | 3741 | 6909 | 0.01149% | 0.01194%
| Jun | 5 | 22 | 3742 | 552.7298 | 593.2953 | 613.2999 | 0.0118% | 0.01208% | 0.0122% | 0.01139% | 7474 | 0.01158% | 0.01148% |  | 9.0353 | 24.5351 | 24.5656 |  | 3742 | 543.6945 | 568.7602 | 588.7343 |  | 3742 | 0.01184% | 0.01207% | 0.01219% | 0.009876% | 0.01231% | 0.01228% |  | 3742 | 0.01207% | 0.01219% | 3742 | 7587 | 0.0114% | 6789 | 0.01158% | 0.01149% |  | 3742 | 0.01231% | 0.01228% | 0.01229% |  | 3742 | 7474 | 0.01149% | 0.01183%
| Jun | 5 | 23 | 3743 | 536.034 | 575.6538 | 598.9058 | 0.01144% | 0.01172% | 0.01191% | 0.01139% | 1114 | 0.01158% | 0.01148% |  | 9.0361 | 24.5357 | 24.5685 |  | 3743 | 526.998 | 551.1181 | 574.3374 |  | 3743 | 0.01147% | 0.0117% | 0.01189% | 0.009877% | 0.01231% | 0.01228% |  | 3743 | 0.0117% | 0.01189% | 3743 | 179 | 0.0114% | 162 | 0.01158% | 0.01149% |  | 3743 | 0.01231% | 0.01228% | 0.0123% |  | 3743 | 1114 | 0.01149% | 0.009775%
| Jun | 6 | 0 | 3744 | 522.9586 | 569.6212 | 591.8823 | 0.01116% | 0.0116% | 0.01177% | 0.01139% | 801 | 0.01158% | 0.01148% |  | 9.0368 | 24.5362 | 24.5714 |  | 3744 | 513.9218 | 545.085 | 567.3109 |  | 3744 | 0.01119% | 0.01157% | 0.01175% | 0.009877% | 0.01231% | 0.01228% |  | 3744 | 0.01157% | 0.01175% | 3744 | 185 | 0.0114% | 4328 | 0.01158% | 0.01149% |  | 3744 | 0.01231% | 0.01228% | 0.0123% |  | 3744 | 801 | 0.01149% | 0.009529%
| Jun | 6 | 1 | 3745 | 515.239 | 566.7167 | 587.625 | 0.011% | 0.01154% | 0.01168% | 0.01139% | 4584 | 0.01158% | 0.01148% |  | 9.0376 | 24.5368 | 24.5742 |  | 3745 | 506.2014 | 542.1799 | 563.0508 |  | 3745 | 0.01102% | 0.01151% | 0.01166% | 0.009878% | 0.01231% | 0.01228% |  | 3745 | 0.01151% | 0.01166% | 3745 | 4007 | 0.0114% | 1033 | 0.01158% | 0.01149% |  | 3745 | 0.01231% | 0.01228% | 0.0123% |  | 3745 | 4584 | 0.01149% | 0.01271%
| Jun | 6 | 2 | 3746 | 516.9206 | 563.5607 | 583.5928 | 0.01103% | 0.01148% | 0.0116% | 0.01139% | 4520 | 0.01158% | 0.01148% |  | 9.0384 | 24.5374 | 24.5771 |  | 3746 | 507.8823 | 539.0234 | 559.0157 |  | 3746 | 0.01106% | 0.01144% | 0.01158% | 0.009879% | 0.01231% | 0.01228% |  | 3746 | 0.01144% | 0.01158% | 3746 | 6324 | 0.0114% | 4445 | 0.01158% | 0.01149% |  | 3746 | 0.01231% | 0.01228% | 0.0123% |  | 3746 | 4520 | 0.01149% | 0.0127%
| Jun | 6 | 3 | 3747 | 518.962 | 570.6267 | 584.0335 | 0.01108% | 0.01162% | 0.01161% | 0.01139% | 5812 | 0.01158% | 0.01148% |  | 9.0391 | 24.5379 | 24.58 |  | 3747 | 509.9228 | 546.0887 | 559.4536 |  | 3747 | 0.0111% | 0.01159% | 0.01159% | 0.00988% | 0.01231% | 0.01229% |  | 3747 | 0.01159% | 0.01159% | 3747 | 3201 | 0.0114% | 7329 | 0.01158% | 0.01149% |  | 3747 | 0.01231% | 0.01229% | 0.0123% |  | 3747 | 5812 | 0.01149% | 0.01225%
| Jun | 6 | 4 | 3748 | 522.5699 | 572.0138 | 589.041 | 0.01115% | 0.01165% | 0.01171% | 0.01139% | 233 | 0.01158% | 0.01148% |  | 9.0399 | 24.5385 | 24.5829 |  | 3748 | 513.5299 | 547.4753 | 564.4581 |  | 3748 | 0.01118% | 0.01162% | 0.01169% | 0.009881% | 0.01231% | 0.01229% |  | 3748 | 0.01162% | 0.01169% | 3748 | 2718 | 0.0114% | 3671 | 0.01158% | 0.01149% |  | 3748 | 0.01231% | 0.01229% | 0.0123% |  | 3748 | 233 | 0.01149% | 0.009205%
| Jun | 6 | 5 | 3749 | 531.5143 | 579.2752 | 595.9333 | 0.01134% | 0.0118% | 0.01185% | 0.01139% | 6822 | 0.01158% | 0.01148% |  | 9.0407 | 24.539 | 24.5857 |  | 3749 | 522.4737 | 554.7362 | 571.3475 |  | 3749 | 0.01137% | 0.01177% | 0.01183% | 0.009882% | 0.01231% | 0.01229% |  | 3749 | 0.01177% | 0.01183% | 3749 | 3860 | 0.0114% | 1032 | 0.01158% | 0.01149% |  | 3749 | 0.01231% | 0.01229% | 0.0123% |  | 3749 | 6822 | 0.01149% | 0.01195%
| Jun | 6 | 6 | 3750 | 552.1039 | 599.4768 | 615.5598 | 0.01178% | 0.01221% | 0.01224% | 0.01139% | 3246 | 0.01158% | 0.01148% |  | 9.0414 | 24.5396 | 24.5886 |  | 3750 | 543.0624 | 574.9372 | 590.9712 |  | 3750 | 0.01182% | 0.0122% | 0.01224% | 0.009882% | 0.01231% | 0.01229% |  | 3750 | 0.0122% | 0.01224% | 3750 | 6056 | 0.0114% | 1700 | 0.01158% | 0.01149% |  | 3750 | 0.01231% | 0.01229% | 0.0123% |  | 3750 | 3246 | 0.01149% | 0.01182%
| Jun | 6 | 7 | 3751 | 564.0162 | 609.3915 | 629.0068 | 0.01204% | 0.01241% | 0.01251% | 0.01139% | 6956 | 0.01157% | 0.01148% |  | 9.0422 | 24.5402 | 24.5915 |  | 3751 | 554.9739 | 584.8513 | 604.4153 |  | 3751 | 0.01208% | 0.01241% | 0.01252% | 0.009883% | 0.01231% | 0.01229% |  | 3751 | 0.01241% | 0.01252% | 3751 | 8296 | 0.0114% | 4827 | 0.01158% | 0.01149% |  | 3751 | 0.01231% | 0.01229% | 0.0123% |  | 3751 | 6956 | 0.01149% | 0.01194%
| Jun | 6 | 8 | 3752 | 568.2714 | 614.9213 | 630.9291 | 0.01213% | 0.01252% | 0.01255% | 0.01139% | 8145 | 0.01157% | 0.01148% |  | 9.043 | 24.5407 | 24.5943 |  | 3752 | 559.2284 | 590.3806 | 606.3348 |  | 3752 | 0.01217% | 0.01253% | 0.01256% | 0.009884% | 0.01231% | 0.01229% |  | 3752 | 0.01253% | 0.01256% | 3752 | 7666 | 0.0114% | 6824 | 0.01158% | 0.01149% |  | 3752 | 0.01231% | 0.01229% | 0.0123% |  | 3752 | 8145 | 0.01149% | 0.01147%
| Jun | 6 | 9 | 3753 | 574.7948 | 620.6467 | 634.7269 | 0.01227% | 0.01264% | 0.01262% | 0.01139% | 210 | 0.01157% | 0.01148% |  | 9.0438 | 24.5413 | 24.5972 |  | 3753 | 565.751 | 596.1054 | 610.1297 |  | 3753 | 0.01232% | 0.01265% | 0.01263% | 0.009885% | 0.01231% | 0.01229% |  | 3753 | 0.01265% | 0.01263% | 3753 | 8539 | 0.0114% | 4373 | 0.01158% | 0.01149% |  | 3753 | 0.01231% | 0.01229% | 0.0123% |  | 3753 | 210 | 0.01149% | 0.009196%
| Jun | 6 | 10 | 3754 | 580.7008 | 628.057 | 634.4925 | 0.01239% | 0.01279% | 0.01262% | 0.01139% | 1854 | 0.01157% | 0.01148% |  | 9.0445 | 24.5418 | 24.6 |  | 3754 | 571.6563 | 603.5152 | 609.8924 |  | 3754 | 0.01244% | 0.01281% | 0.01263% | 0.009886% | 0.01231% | 0.0123% |  | 3754 | 0.01281% | 0.01263% | 3754 | 7908 | 0.0114% | 8253 | 0.01158% | 0.01149% |  | 3754 | 0.01231% | 0.0123% | 0.0123% |  | 3754 | 1854 | 0.01149% | 0.0104%
| Jun | 6 | 11 | 3755 | 591.6766 | 634.7227 | 638.2809 | 0.01263% | 0.01293% | 0.01269% | 0.01139% | 6747 | 0.01157% | 0.01148% |  | 9.0453 | 24.5424 | 24.6029 |  | 3755 | 582.6313 | 610.1803 | 613.678 |  | 3755 | 0.01268% | 0.01295% | 0.01271% | 0.009887% | 0.01231% | 0.0123% |  | 3755 | 0.01295% | 0.01271% | 3755 | 6041 | 0.0114% | 6737 | 0.01158% | 0.01149% |  | 3755 | 0.01231% | 0.0123% | 0.01231% |  | 3755 | 6747 | 0.01149% | 0.01196%
| Jun | 6 | 12 | 3756 | 596.9091 | 638.9306 | 637.7839 | 0.01274% | 0.01301% | 0.01268% | 0.01139% | 3072 | 0.01157% | 0.01148% |  | 9.0461 | 24.543 | 24.6058 |  | 3756 | 587.863 | 614.3876 | 613.1781 |  | 3756 | 0.0128% | 0.01304% | 0.0127% | 0.009887% | 0.01231% | 0.0123% |  | 3756 | 0.01304% | 0.0127% | 3756 | 6922 | 0.0114% | 6931 | 0.01158% | 0.01149% |  | 3756 | 0.01231% | 0.0123% | 0.01231% |  | 3756 | 3072 | 0.01149% | 0.01163%
| Jun | 6 | 13 | 3757 | 605.7458 | 644.4325 | 637.1087 | 0.01293% | 0.01312% | 0.01267% | 0.01139% | 5841 | 0.01157% | 0.01148% |  | 9.0468 | 24.5435 | 24.6086 |  | 3757 | 596.699 | 619.889 | 612.5001 |  | 3757 | 0.01299% | 0.01316% | 0.01268% | 0.009888% | 0.01232% | 0.0123% |  | 3757 | 0.01316% | 0.01268% | 3757 | 8645 | 0.01139% | 1453 | 0.01158% | 0.01149% |  | 3757 | 0.01232% | 0.0123% | 0.01231% |  | 3757 | 5841 | 0.01149% | 0.01224%
| Jun | 6 | 14 | 3758 | 613.2619 | 646.6947 | 636.4805 | 0.01309% | 0.01317% | 0.01266% | 0.01139% | 8228 | 0.01157% | 0.01148% |  | 9.0476 | 24.5441 | 24.6115 |  | 3758 | 604.2143 | 622.1506 | 611.869 |  | 3758 | 0.01315% | 0.01321% | 0.01267% | 0.009889% | 0.01232% | 0.0123% |  | 3758 | 0.01321% | 0.01267% | 3758 | 4418 | 0.01139% | 8381 | 0.01158% | 0.01149% |  | 3758 | 0.01232% | 0.0123% | 0.01231% |  | 3758 | 8228 | 0.01149% | 0.01141%
| Jun | 6 | 15 | 3759 | 621.3205 | 655.7063 | 637.9996 | 0.01326% | 0.01335% | 0.01269% | 0.01139% | 8010 | 0.01157% | 0.01148% |  | 9.0484 | 24.5446 | 24.6143 |  | 3759 | 612.2721 | 631.1617 | 613.3852 |  | 3759 | 0.01333% | 0.0134% | 0.0127% | 0.00989% | 0.01232% | 0.0123% |  | 3759 | 0.0134% | 0.0127% | 3759 | 299 | 0.01139% | 2837 | 0.01158% | 0.01149% |  | 3759 | 0.01232% | 0.0123% | 0.01231% |  | 3759 | 8010 | 0.01149% | 0.01156%
| Jun | 6 | 16 | 3760 | 629.3393 | 658.5085 | 637.512 | 0.01343% | 0.01341% | 0.01268% | 0.01139% | 8062 | 0.01157% | 0.01148% |  | 9.0492 | 24.5452 | 24.6172 |  | 3760 | 620.2902 | 633.9633 | 612.8948 |  | 3760 | 0.0135% | 0.01346% | 0.01269% | 0.009891% | 0.01232% | 0.0123% |  | 3760 | 0.01346% | 0.01269% | 3760 | 7960 | 0.01139% | 1134 | 0.01158% | 0.01149% |  | 3760 | 0.01232% | 0.0123% | 0.01231% |  | 3760 | 8062 | 0.01149% | 0.01153%
| Jun | 6 | 17 | 3761 | 630.4125 | 657.1772 | 634.7644 | 0.01345% | 0.01338% | 0.01262% | 0.01138% | 41 | 0.01157% | 0.01148% |  | 9.0499 | 24.5457 | 24.6201 |  | 3761 | 621.3626 | 632.6315 | 610.1444 |  | 3761 | 0.01353% | 0.01343% | 0.01264% | 0.009892% | 0.01232% | 0.01231% |  | 3761 | 0.01343% | 0.01264% | 3761 | 1012 | 0.01139% | 1429 | 0.01158% | 0.01149% |  | 3761 | 0.01232% | 0.01231% | 0.01231% |  | 3761 | 41 | 0.01149% | 0.009137%
| Jun | 6 | 18 | 3762 | 631.1466 | 655.3898 | 630.6291 | 0.01347% | 0.01335% | 0.01254% | 0.01138% | 1652 | 0.01157% | 0.01148% |  | 9.0507 | 24.5463 | 24.6229 |  | 3762 | 622.0959 | 630.8435 | 606.0062 |  | 3762 | 0.01354% | 0.01339% | 0.01255% | 0.009893% | 0.01232% | 0.01231% |  | 3762 | 0.01339% | 0.01255% | 3762 | 3869 | 0.01139% | 3246 | 0.01158% | 0.01149% |  | 3762 | 0.01232% | 0.01231% | 0.01231% |  | 3762 | 1652 | 0.01149% | 0.01023%
| Jun | 6 | 19 | 3763 | 627.0226 | 650.8002 | 625.2747 | 0.01338% | 0.01325% | 0.01243% | 0.01138% | 3581 | 0.01157% | 0.01148% |  | 9.0515 | 24.5469 | 24.6258 |  | 3763 | 617.9711 | 626.2533 | 600.6489 |  | 3763 | 0.01345% | 0.01329% | 0.01244% | 0.009893% | 0.01232% | 0.01231% |  | 3763 | 0.01329% | 0.01244% | 3763 | 2772 | 0.01139% | 2894 | 0.01158% | 0.01149% |  | 3763 | 0.01232% | 0.01231% | 0.01231% |  | 3763 | 3581 | 0.01149% | 0.01215%
| Jun | 6 | 20 | 3764 | 615.4612 | 643.2409 | 620.1922 | 0.01314% | 0.0131% | 0.01233% | 0.01138% | 234 | 0.01157% | 0.01148% |  | 9.0523 | 24.5474 | 24.6286 |  | 3764 | 606.4089 | 618.6935 | 595.5636 |  | 3764 | 0.0132% | 0.01313% | 0.01233% | 0.009894% | 0.01232% | 0.01231% |  | 3764 | 0.01313% | 0.01233% | 3764 | 3060 | 0.01139% | 172 | 0.01158% | 0.01149% |  | 3764 | 0.01232% | 0.01231% | 0.01231% |  | 3764 | 234 | 0.01149% | 0.009205%
| Jun | 6 | 21 | 3765 | 608.9749 | 635.2533 | 618.6262 | 0.013% | 0.01294% | 0.0123% | 0.01138% | 379 | 0.01157% | 0.01148% |  | 9.053 | 24.548 | 24.6315 |  | 3765 | 599.9219 | 610.7053 | 593.9947 |  | 3765 | 0.01306% | 0.01296% | 0.0123% | 0.009895% | 0.01232% | 0.01231% |  | 3765 | 0.01296% | 0.0123% | 3765 | 7707 | 0.01139% | 8296 | 0.01158% | 0.01149% |  | 3765 | 0.01232% | 0.01231% | 0.01231% |  | 3765 | 379 | 0.01149% | 0.009267%
| Jun | 6 | 22 | 3766 | 589.1568 | 617.2953 | 606.3326 | 0.01257% | 0.01257% | 0.01206% | 0.01138% | 7838 | 0.01157% | 0.01148% |  | 9.0538 | 24.5485 | 24.6343 |  | 3766 | 580.103 | 592.7467 | 581.6983 |  | 3766 | 0.01263% | 0.01258% | 0.01205% | 0.009896% | 0.01232% | 0.01231% |  | 3766 | 0.01258% | 0.01205% | 3766 | 8049 | 0.01139% | 2918 | 0.01158% | 0.01148% |  | 3766 | 0.01232% | 0.01231% | 0.01232% |  | 3766 | 7838 | 0.01148% | 0.01167%
| Jun | 6 | 23 | 3767 | 566.7106 | 596.4512 | 593.3264 | 0.0121% | 0.01215% | 0.0118% | 0.01138% | 8022 | 0.01157% | 0.01148% |  | 9.0546 | 24.5491 | 24.6372 |  | 3767 | 557.656 | 571.9022 | 568.6892 |  | 3767 | 0.01214% | 0.01214% | 0.01178% | 0.009897% | 0.01232% | 0.01231% |  | 3767 | 0.01214% | 0.01178% | 3767 | 3069 | 0.01139% | 3626 | 0.01158% | 0.01148% |  | 3767 | 0.01232% | 0.01231% | 0.01232% |  | 3767 | 8022 | 0.01148% | 0.01155%
| Jun | 7 | 0 | 3768 | 555.7077 | 584.6561 | 585.2244 | 0.01186% | 0.01191% | 0.01164% | 0.01138% | 7275 | 0.01157% | 0.01148% |  | 9.0553 | 24.5496 | 24.64 |  | 3768 | 546.6524 | 560.1065 | 560.5844 |  | 3768 | 0.0119% | 0.01189% | 0.01161% | 0.009898% | 0.01232% | 0.01232% |  | 3768 | 0.01189% | 0.01161% | 3768 | 764 | 0.01139% | 3746 | 0.01158% | 0.01148% |  | 3768 | 0.01232% | 0.01232% | 0.01232% |  | 3768 | 7275 | 0.01148% | 0.01188%
| Jun | 7 | 1 | 3769 | 550.0323 | 578.456 | 585.2807 | 0.01174% | 0.01178% | 0.01164% | 0.01138% | 1476 | 0.01157% | 0.01148% |  | 9.0561 | 24.5502 | 24.6429 |  | 3769 | 540.9762 | 553.9058 | 560.6379 |  | 3769 | 0.01178% | 0.01176% | 0.01161% | 0.009898% | 0.01232% | 0.01232% |  | 3769 | 0.01176% | 0.01161% | 3769 | 212 | 0.01139% | 1149 | 0.01158% | 0.01148% |  | 3769 | 0.01232% | 0.01232% | 0.01232% |  | 3769 | 1476 | 0.01148% | 0.01009%
| Jun | 7 | 2 | 3770 | 548.4313 | 575.8493 | 584.2773 | 0.01171% | 0.01173% | 0.01162% | 0.01138% | 1211 | 0.01157% | 0.01147% |  | 9.0569 | 24.5507 | 24.6457 |  | 3770 | 539.3744 | 551.2986 | 559.6316 |  | 3770 | 0.01174% | 0.0117% | 0.01159% | 0.009899% | 0.01232% | 0.01232% |  | 3770 | 0.0117% | 0.01159% | 3770 | 5874 | 0.01139% | 4465 | 0.01158% | 0.01148% |  | 3770 | 0.01232% | 0.01232% | 0.01232% |  | 3770 | 1211 | 0.01148% | 0.009858%
| Jun | 7 | 3 | 3771 | 549.3029 | 581.4257 | 588.5909 | 0.01172% | 0.01184% | 0.0117% | 0.01138% | 8033 | 0.01157% | 0.01147% |  | 9.0577 | 24.5513 | 24.6485 |  | 3771 | 540.2453 | 556.8744 | 563.9423 |  | 3771 | 0.01176% | 0.01182% | 0.01168% | 0.0099% | 0.01232% | 0.01232% |  | 3771 | 0.01182% | 0.01168% | 3771 | 7911 | 0.01139% | 5549 | 0.01158% | 0.01148% |  | 3771 | 0.01232% | 0.01232% | 0.01232% |  | 3771 | 8033 | 0.01148% | 0.01155%
| Jun | 7 | 4 | 3772 | 549.6248 | 582.7663 | 598.8683 | 0.01173% | 0.01187% | 0.01191% | 0.01138% | 3559 | 0.01157% | 0.01147% |  | 9.0584 | 24.5518 | 24.6514 |  | 3772 | 540.5663 | 558.2144 | 574.217 |  | 3772 | 0.01177% | 0.01185% | 0.01189% | 0.009901% | 0.01232% | 0.01232% |  | 3772 | 0.01185% | 0.01189% | 3772 | 1306 | 0.01139% | 2899 | 0.01158% | 0.01148% |  | 3772 | 0.01232% | 0.01232% | 0.01232% |  | 3772 | 3559 | 0.01148% | 0.01213%
| Jun | 7 | 5 | 3773 | 556.1758 | 585.8756 | 604.129 | 0.01187% | 0.01193% | 0.01201% | 0.01138% | 2877 | 0.01157% | 0.01147% |  | 9.0592 | 24.5524 | 24.6542 |  | 3773 | 547.1166 | 561.3233 | 579.4747 |  | 3773 | 0.01191% | 0.01191% | 0.012% | 0.009902% | 0.01232% | 0.01232% |  | 3773 | 0.01191% | 0.012% | 3773 | 76 | 0.01139% | 8045 | 0.01158% | 0.01148% |  | 3773 | 0.01232% | 0.01232% | 0.01232% |  | 3773 | 2877 | 0.01148% | 0.01142%
| Jun | 7 | 6 | 3774 | 575.7215 | 608.535 | 618.6449 | 0.01229% | 0.01239% | 0.0123% | 0.01138% | 1628 | 0.01157% | 0.01147% |  | 9.06 | 24.5529 | 24.6571 |  | 3774 | 566.6615 | 583.9821 | 593.9879 |  | 3774 | 0.01234% | 0.01239% | 0.0123% | 0.009903% | 0.01232% | 0.01232% |  | 3774 | 0.01239% | 0.0123% | 3774 | 1593 | 0.01139% | 2892 | 0.01158% | 0.01148% |  | 3774 | 0.01232% | 0.01232% | 0.01232% |  | 3774 | 1628 | 0.01148% | 0.01021%
| Jun | 7 | 7 | 3775 | 579.3197 | 625.1059 | 629.0162 | 0.01236% | 0.01273% | 0.01251% | 0.01138% | 1396 | 0.01157% | 0.01147% |  | 9.0608 | 24.5535 | 24.6599 |  | 3775 | 570.2589 | 600.5524 | 604.3563 |  | 3775 | 0.01241% | 0.01275% | 0.01252% | 0.009904% | 0.01232% | 0.01233% |  | 3775 | 0.01275% | 0.01252% | 3775 | 7653 | 0.01139% | 6557 | 0.01157% | 0.01148% |  | 3775 | 0.01232% | 0.01233% | 0.01232% |  | 3775 | 1396 | 0.01148% | 0.01002%
| Jun | 7 | 8 | 3776 | 590.3029 | 629.7514 | 629.1193 | 0.0126% | 0.01282% | 0.01251% | 0.01138% | 3798 | 0.01157% | 0.01147% |  | 9.0616 | 24.554 | 24.6627 |  | 3776 | 581.2413 | 605.1973 | 604.4566 |  | 3776 | 0.01265% | 0.01285% | 0.01252% | 0.009904% | 0.01232% | 0.01233% |  | 3776 | 0.01285% | 0.01252% | 3776 | 6328 | 0.01139% | 6788 | 0.01157% | 0.01148% |  | 3776 | 0.01232% | 0.01233% | 0.01232% |  | 3776 | 3798 | 0.01148% | 0.01234%
| Jun | 7 | 9 | 3777 | 597.7416 | 638.8468 | 633.8173 | 0.01276% | 0.01301% | 0.0126% | 0.01138% | 8341 | 0.01157% | 0.01147% |  | 9.0623 | 24.5546 | 24.6656 |  | 3777 | 588.6793 | 614.2922 | 609.1517 |  | 3777 | 0.01281% | 0.01304% | 0.01261% | 0.009905% | 0.01232% | 0.01233% |  | 3777 | 0.01304% | 0.01261% | 3777 | 7609 | 0.01139% | 5813 | 0.01157% | 0.01148% |  | 3777 | 0.01232% | 0.01233% | 0.01232% |  | 3777 | 8341 | 0.01148% | 0.01132%
| Jun | 7 | 10 | 3778 | 604.246 | 648.9941 | 633.0578 | 0.0129% | 0.01322% | 0.01259% | 0.01138% | 8224 | 0.01157% | 0.01147% |  | 9.0631 | 24.5551 | 24.6684 |  | 3778 | 595.1829 | 624.439 | 608.3894 |  | 3778 | 0.01296% | 0.01325% | 0.0126% | 0.009906% | 0.01232% | 0.01233% |  | 3778 | 0.01325% | 0.0126% | 3778 | 522 | 0.01139% | 6756 | 0.01157% | 0.01148% |  | 3778 | 0.01232% | 0.01233% | 0.01233% |  | 3778 | 8224 | 0.01148% | 0.01141%
| Jun | 7 | 11 | 3779 | 614.9224 | 653.891 | 631.7825 | 0.01312% | 0.01332% | 0.01256% | 0.01138% | 5717 | 0.01157% | 0.01147% |  | 9.0639 | 24.5557 | 24.6712 |  | 3779 | 605.8585 | 629.3353 | 607.1112 |  | 3779 | 0.01319% | 0.01336% | 0.01257% | 0.009907% | 0.01232% | 0.01233% |  | 3779 | 0.01336% | 0.01257% | 3779 | 991 | 0.01139% | 4441 | 0.01157% | 0.01148% |  | 3779 | 0.01232% | 0.01233% | 0.01233% |  | 3779 | 5717 | 0.01148% | 0.0123%
| Jun | 7 | 12 | 3780 | 630.2068 | 662.2323 | 631.0323 | 0.01345% | 0.01349% | 0.01255% | 0.01138% | 1024 | 0.01157% | 0.01147% |  | 9.0647 | 24.5562 | 24.6741 |  | 3780 | 621.1421 | 637.676 | 606.3582 |  | 3780 | 0.01352% | 0.01353% | 0.01256% | 0.009908% | 0.01232% | 0.01233% |  | 3780 | 0.01353% | 0.01256% | 3780 | 188 | 0.01139% | 5621 | 0.01157% | 0.01148% |  | 3780 | 0.01232% | 0.01233% | 0.01233% |  | 3780 | 1024 | 0.01148% | 0.009701%
| Jun | 7 | 13 | 3781 | 643.3848 | 671.5046 | 633.0765 | 0.01373% | 0.01367% | 0.01259% | 0.01138% | 3250 | 0.01156% | 0.01147% |  | 9.0654 | 24.5568 | 24.6769 |  | 3781 | 634.3194 | 646.9478 | 608.3996 |  | 3781 | 0.01381% | 0.01373% | 0.0126% | 0.009909% | 0.01232% | 0.01233% |  | 3781 | 0.01373% | 0.0126% | 3781 | 4346 | 0.01139% | 5974 | 0.01157% | 0.01148% |  | 3781 | 0.01232% | 0.01233% | 0.01233% |  | 3781 | 3250 | 0.01148% | 0.01183%
| Jun | 7 | 14 | 3782 | 652.0715 | 677.6209 | 633.0296 | 0.01392% | 0.0138% | 0.01259% | 0.01138% | 8214 | 0.01156% | 0.01147% |  | 9.0662 | 24.5573 | 24.6797 |  | 3782 | 643.0053 | 653.0636 | 608.3499 |  | 3782 | 0.014% | 0.01386% | 0.0126% | 0.009909% | 0.01232% | 0.01234% |  | 3782 | 0.01386% | 0.0126% | 3782 | 6930 | 0.01139% | 1679 | 0.01157% | 0.01148% |  | 3782 | 0.01232% | 0.01234% | 0.01233% |  | 3782 | 8214 | 0.01148% | 0.01142%
| Jun | 7 | 15 | 3783 | 654.7407 | 683.6814 | 632.7483 | 0.01397% | 0.01392% | 0.01258% | 0.01138% | 6044 | 0.01156% | 0.01147% |  | 9.067 | 24.5579 | 24.6826 |  | 3783 | 645.6737 | 659.1235 | 608.0657 |  | 3783 | 0.01405% | 0.01399% | 0.01259% | 0.00991% | 0.01232% | 0.01234% |  | 3783 | 0.01399% | 0.01259% | 3783 | 1782 | 0.01139% | 5166 | 0.01157% | 0.01148% |  | 3783 | 0.01232% | 0.01234% | 0.01233% |  | 3783 | 6044 | 0.01148% | 0.01214%
| Jun | 7 | 16 | 3784 | 660.1481 | 684.7706 | 631.3042 | 0.01409% | 0.01394% | 0.01255% | 0.01138% | 1855 | 0.01156% | 0.01147% |  | 9.0678 | 24.5584 | 24.6854 |  | 3784 | 651.0803 | 660.2122 | 606.6188 |  | 3784 | 0.01417% | 0.01401% | 0.01256% | 0.009911% | 0.01232% | 0.01234% |  | 3784 | 0.01401% | 0.01256% | 3784 | 7955 | 0.01139% | 419 | 0.01157% | 0.01148% |  | 3784 | 0.01232% | 0.01234% | 0.01233% |  | 3784 | 1855 | 0.01148% | 0.0104%
| Jun | 7 | 17 | 3785 | 653.5144 | 680.1345 | 630.7791 | 0.01395% | 0.01385% | 0.01254% | 0.01138% | 8299 | 0.01156% | 0.01147% |  | 9.0686 | 24.559 | 24.6882 |  | 3785 | 644.4459 | 655.5755 | 606.0909 |  | 3785 | 0.01403% | 0.01391% | 0.01255% | 0.009912% | 0.01232% | 0.01234% |  | 3785 | 0.01391% | 0.01255% | 3785 | 3088 | 0.01139% | 2896 | 0.01157% | 0.01148% |  | 3785 | 0.01232% | 0.01234% | 0.01233% |  | 3785 | 8299 | 0.01148% | 0.01135%
| Jun | 7 | 18 | 3786 | 647.06 | 676.3176 | 622.0395 | 0.01381% | 0.01377% | 0.01237% | 0.01138% | 6742 | 0.01156% | 0.01147% |  | 9.0693 | 24.5595 | 24.6911 |  | 3786 | 637.9907 | 651.758 | 597.3485 |  | 3786 | 0.01389% | 0.01383% | 0.01237% | 0.009913% | 0.01232% | 0.01234% |  | 3786 | 0.01383% | 0.01237% | 3786 | 1214 | 0.01139% | 3009 | 0.01157% | 0.01148% |  | 3786 | 0.01232% | 0.01234% | 0.01233% |  | 3786 | 6742 | 0.01148% | 0.01196%
| Jun | 7 | 19 | 3787 | 637.7743 | 667.669 | 615.5317 | 0.01361% | 0.0136% | 0.01224% | 0.01138% | 7956 | 0.01156% | 0.01147% |  | 9.0701 | 24.5601 | 24.6939 |  | 3787 | 628.7042 | 643.109 | 590.8378 |  | 3787 | 0.01369% | 0.01365% | 0.01224% | 0.009914% | 0.01232% | 0.01234% |  | 3787 | 0.01365% | 0.01224% | 3787 | 6164 | 0.01139% | 7208 | 0.01157% | 0.01148% |  | 3787 | 0.01232% | 0.01234% | 0.01233% |  | 3787 | 7956 | 0.01148% | 0.0116%
| Jun | 7 | 20 | 3788 | 625.9629 | 659.4394 | 608.1143 | 0.01336% | 0.01343% | 0.01209% | 0.01138% | 1571 | 0.01156% | 0.01147% |  | 9.0709 | 24.5606 | 24.6967 |  | 3788 | 616.892 | 634.8788 | 583.4176 |  | 3788 | 0.01343% | 0.01348% | 0.01208% | 0.009915% | 0.01232% | 0.01234% |  | 3788 | 0.01348% | 0.01208% | 3788 | 731 | 0.01139% | 1078 | 0.01157% | 0.01148% |  | 3788 | 0.01232% | 0.01234% | 0.01233% |  | 3788 | 1571 | 0.01148% | 0.01016%
| Jun | 7 | 21 | 3789 | 618.9514 | 654.4495 | 605.8638 | 0.01321% | 0.01333% | 0.01205% | 0.01138% | 1101 | 0.01156% | 0.01147% |  | 9.0717 | 24.5612 | 24.6995 |  | 3789 | 609.8797 | 629.8884 | 581.1642 |  | 3789 | 0.01328% | 0.01337% | 0.01203% | 0.009915% | 0.01232% | 0.01235% |  | 3789 | 0.01337% | 0.01203% | 3789 | 3302 | 0.01139% | 1218 | 0.01157% | 0.01148% |  | 3789 | 0.01232% | 0.01235% | 0.01233% |  | 3789 | 1101 | 0.01148% | 0.009764%
| Jun | 7 | 22 | 3790 | 595.3374 | 639.7498 | 592.1636 | 0.01271% | 0.01303% | 0.01177% | 0.01138% | 3152 | 0.01156% | 0.01147% |  | 9.0724 | 24.5617 | 24.7023 |  | 3790 | 586.2649 | 615.1881 | 567.4613 |  | 3790 | 0.01276% | 0.01306% | 0.01175% | 0.009916% | 0.01232% | 0.01235% |  | 3790 | 0.01306% | 0.01175% | 3790 | 8088 | 0.01139% | 3126 | 0.01157% | 0.01148% |  | 3790 | 0.01232% | 0.01235% | 0.01234% |  | 3790 | 3152 | 0.01148% | 0.01172%
| Jun | 7 | 23 | 3791 | 573.7674 | 623.4116 | 579.6731 | 0.01225% | 0.01269% | 0.01153% | 0.01138% | 3126 | 0.01156% | 0.01147% |  | 9.0732 | 24.5623 | 24.7052 |  | 3791 | 564.6942 | 598.8493 | 554.9679 |  | 3791 | 0.01229% | 0.01271% | 0.01149% | 0.009917% | 0.01232% | 0.01235% |  | 3791 | 0.01271% | 0.01149% | 3791 | 262 | 0.01139% | 1361 | 0.01157% | 0.01148% |  | 3791 | 0.01232% | 0.01235% | 0.01234% |  | 3791 | 3126 | 0.01148% | 0.01169%
| Jun | 8 | 0 | 3792 | 560.7845 | 611.4768 | 571.5149 | 0.01197% | 0.01245% | 0.01136% | 0.01138% | 226 | 0.01156% | 0.01147% |  | 9.074 | 24.5628 | 24.708 |  | 3792 | 551.7105 | 586.914 | 546.8069 |  | 3792 | 0.01201% | 0.01246% | 0.01132% | 0.009918% | 0.01232% | 0.01235% |  | 3792 | 0.01246% | 0.01132% | 3792 | 6327 | 0.01139% | 2893 | 0.01157% | 0.01148% |  | 3792 | 0.01232% | 0.01235% | 0.01234% |  | 3792 | 226 | 0.01148% | 0.009202%
| Jun | 8 | 1 | 3793 | 555.3085 | 603.452 | 571.4962 | 0.01185% | 0.01229% | 0.01136% | 0.01138% | 1285 | 0.01156% | 0.01147% |  | 9.0748 | 24.5634 | 24.7108 |  | 3793 | 546.2337 | 578.8887 | 546.7854 |  | 3793 | 0.01189% | 0.01229% | 0.01132% | 0.009919% | 0.01233% | 0.01235% |  | 3793 | 0.01229% | 0.01132% | 3793 | 7881 | 0.01139% | 191 | 0.01157% | 0.01148% |  | 3793 | 0.01233% | 0.01235% | 0.01234% |  | 3793 | 1285 | 0.01148% | 0.009923%
| Jun | 8 | 2 | 3794 | 553.9969 | 601.888 | 571.0273 | 0.01182% | 0.01226% | 0.01135% | 0.01138% | 760 | 0.01156% | 0.01147% |  | 9.0756 | 24.5639 | 24.7136 |  | 3794 | 544.9213 | 577.3241 | 546.3137 |  | 3794 | 0.01186% | 0.01225% | 0.01131% | 0.00992% | 0.01233% | 0.01235% |  | 3794 | 0.01225% | 0.01131% | 3794 | 6326 | 0.01139% | 1061 | 0.01157% | 0.01148% |  | 3794 | 0.01233% | 0.01235% | 0.01234% |  | 3794 | 760 | 0.01148% | 0.009499%
| Jun | 8 | 3 | 3795 | 552.3968 | 603.6941 | 569.7614 | 0.01179% | 0.01229% | 0.01133% | 0.01138% | 5647 | 0.01156% | 0.01147% |  | 9.0764 | 24.5644 | 24.7164 |  | 3795 | 543.3205 | 579.1296 | 545.0449 |  | 3795 | 0.01183% | 0.01229% | 0.01129% | 0.009921% | 0.01233% | 0.01235% |  | 3795 | 0.01229% | 0.01129% | 3795 | 564 | 0.01139% | 3152 | 0.01157% | 0.01148% |  | 3795 | 0.01233% | 0.01235% | 0.01234% |  | 3795 | 5647 | 0.01148% | 0.01234%
| Jun | 8 | 4 | 3796 | 553.7112 | 602.1207 | 573.1841 | 0.01182% | 0.01226% | 0.0114% | 0.01138% | 5426 | 0.01156% | 0.01147% |  | 9.0771 | 24.565 | 24.7193 |  | 3796 | 544.634 | 577.5558 | 548.4648 |  | 3796 | 0.01186% | 0.01226% | 0.01136% | 0.009921% | 0.01233% | 0.01235% |  | 3796 | 0.01226% | 0.01136% | 3796 | 8343 | 0.01138% | 4828 | 0.01157% | 0.01148% |  | 3796 | 0.01233% | 0.01235% | 0.01234% |  | 3796 | 5426 | 0.01148% | 0.01246%
| Jun | 8 | 5 | 3797 | 557.4891 | 608.6653 | 574.1593 | 0.0119% | 0.01239% | 0.01142% | 0.01138% | 4897 | 0.01156% | 0.01147% |  | 9.0779 | 24.5655 | 24.7221 |  | 3797 | 548.4112 | 584.0998 | 549.4372 |  | 3797 | 0.01194% | 0.0124% | 0.01138% | 0.009922% | 0.01233% | 0.01236% |  | 3797 | 0.0124% | 0.01138% | 3797 | 8362 | 0.01138% | 3815 | 0.01157% | 0.01148% |  | 3797 | 0.01233% | 0.01236% | 0.01234% |  | 3797 | 4897 | 0.01148% | 0.01268%
| Jun | 8 | 6 | 3798 | 575.592 | 626.5861 | 581.6705 | 0.01228% | 0.01276% | 0.01157% | 0.01138% | 8277 | 0.01156% | 0.01147% |  | 9.0787 | 24.5661 | 24.7249 |  | 3798 | 566.5133 | 602.0201 | 556.9456 |  | 3798 | 0.01233% | 0.01278% | 0.01153% | 0.009923% | 0.01233% | 0.01236% |  | 3798 | 0.01278% | 0.01153% | 3798 | 5666 | 0.01138% | 3538 | 0.01157% | 0.01148% |  | 3798 | 0.01233% | 0.01236% | 0.01234% |  | 3798 | 8277 | 0.01148% | 0.01137%
| Jun | 8 | 7 | 3799 | 587.3443 | 638.2696 | 590.0068 | 0.01254% | 0.013% | 0.01173% | 0.01138% | 6137 | 0.01156% | 0.01147% |  | 9.0795 | 24.5666 | 24.7277 |  | 3799 | 578.2649 | 613.703 | 565.2791 |  | 3799 | 0.01259% | 0.01303% | 0.01171% | 0.009924% | 0.01233% | 0.01236% |  | 3799 | 0.01303% | 0.01171% | 3799 | 6295 | 0.01138% | 4179 | 0.01157% | 0.01148% |  | 3799 | 0.01233% | 0.01236% | 0.01234% |  | 3799 | 6137 | 0.01148% | 0.01211%
| Jun | 8 | 8 | 3800 | 591.5846 | 647.8677 | 598.1275 | 0.01263% | 0.01319% | 0.01189% | 0.01138% | 378 | 0.01156% | 0.01147% |  | 9.0803 | 24.5672 | 24.7305 |  | 3800 | 582.5043 | 623.3005 | 573.397 |  | 3800 | 0.01268% | 0.01323% | 0.01187% | 0.009925% | 0.01233% | 0.01236% |  | 3800 | 0.01323% | 0.01187% | 3800 | 8012 | 0.01138% | 1190 | 0.01157% | 0.01148% |  | 3800 | 0.01233% | 0.01236% | 0.01234% |  | 3800 | 378 | 0.01148% | 0.009267%
| Jun | 8 | 9 | 3801 | 589.8399 | 653.6768 | 605.5824 | 0.01259% | 0.01331% | 0.01204% | 0.01138% | 6787 | 0.01156% | 0.01147% |  | 9.081 | 24.5677 | 24.7333 |  | 3801 | 580.7589 | 629.1091 | 580.8491 |  | 3801 | 0.01264% | 0.01335% | 0.01203% | 0.009926% | 0.01233% | 0.01236% |  | 3801 | 0.01335% | 0.01203% | 3801 | 7775 | 0.01138% | 2891 | 0.01157% | 0.01148% |  | 3801 | 0.01233% | 0.01236% | 0.01234% |  | 3801 | 6787 | 0.01148% | 0.01196%
| Jun | 8 | 10 | 3802 | 590.4218 | 659.337 | 611.0963 | 0.0126% | 0.01343% | 0.01215% | 0.01137% | 1653 | 0.01156% | 0.01147% |  | 9.0818 | 24.5682 | 24.7361 |  | 3802 | 581.34 | 634.7688 | 586.3601 |  | 3802 | 0.01265% | 0.01347% | 0.01214% | 0.009927% | 0.01233% | 0.01236% |  | 3802 | 0.01347% | 0.01214% | 3802 | 2695 | 0.01138% | 7997 | 0.01157% | 0.01148% |  | 3802 | 0.01233% | 0.01236% | 0.01235% |  | 3802 | 1653 | 0.01148% | 0.01023%
| Jun | 8 | 11 | 3803 | 585.6496 | 673.3013 | 613.6375 | 0.0125% | 0.01371% | 0.0122% | 0.01137% | 7804 | 0.01156% | 0.01146% |  | 9.0826 | 24.5688 | 24.7389 |  | 3803 | 576.567 | 648.7325 | 588.8986 |  | 3803 | 0.01255% | 0.01377% | 0.0122% | 0.009927% | 0.01233% | 0.01236% |  | 3803 | 0.01377% | 0.0122% | 3803 | 5572 | 0.01138% | 6955 | 0.01157% | 0.01148% |  | 3803 | 0.01233% | 0.01236% | 0.01235% |  | 3803 | 7804 | 0.01148% | 0.01169%
| Jun | 8 | 12 | 3804 | 585.1677 | 675.6287 | 615.7943 | 0.01249% | 0.01376% | 0.01224% | 0.01137% | 8429 | 0.01156% | 0.01146% |  | 9.0834 | 24.5693 | 24.7417 |  | 3804 | 576.0843 | 651.0593 | 591.0525 |  | 3804 | 0.01254% | 0.01382% | 0.01224% | 0.009928% | 0.01233% | 0.01237% |  | 3804 | 0.01382% | 0.01224% | 3804 | 378 | 0.01138% | 3250 | 0.01157% | 0.01148% |  | 3804 | 0.01233% | 0.01237% | 0.01235% |  | 3804 | 8429 | 0.01148% | 0.01125%
| Jun | 8 | 13 | 3805 | 588.3607 | 675.8893 | 618.0729 | 0.01256% | 0.01376% | 0.01229% | 0.01137% | 8292 | 0.01156% | 0.01146% |  | 9.0842 | 24.5699 | 24.7445 |  | 3805 | 579.2765 | 651.3195 | 593.3284 |  | 3805 | 0.01261% | 0.01382% | 0.01229% | 0.009929% | 0.01233% | 0.01237% |  | 3805 | 0.01382% | 0.01229% | 3805 | 7686 | 0.01138% | 5811 | 0.01157% | 0.01147% |  | 3805 | 0.01233% | 0.01237% | 0.01235% |  | 3805 | 8292 | 0.01147% | 0.01136%
| Jun | 8 | 14 | 3806 | 585.4354 | 685.534 | 617.6322 | 0.01249% | 0.01396% | 0.01228% | 0.01137% | 7839 | 0.01156% | 0.01146% |  | 9.085 | 24.5704 | 24.7473 |  | 3806 | 576.3505 | 660.9636 | 592.8849 |  | 3806 | 0.01255% | 0.01403% | 0.01228% | 0.00993% | 0.01233% | 0.01237% |  | 3806 | 0.01403% | 0.01228% | 3806 | 6775 | 0.01138% | 6036 | 0.01157% | 0.01147% |  | 3806 | 0.01233% | 0.01237% | 0.01235% |  | 3806 | 7839 | 0.01147% | 0.01167%
| Jun | 8 | 15 | 3807 | 589.6826 | 692.8047 | 618.9544 | 0.01259% | 0.01411% | 0.01231% | 0.01137% | 6129 | 0.01155% | 0.01146% |  | 9.0857 | 24.5709 | 24.7501 |  | 3807 | 580.5968 | 668.2338 | 594.2042 |  | 3807 | 0.01264% | 0.01418% | 0.01231% | 0.009931% | 0.01233% | 0.01237% |  | 3807 | 0.01418% | 0.01231% | 3807 | 1759 | 0.01138% | 499 | 0.01157% | 0.01147% |  | 3807 | 0.01233% | 0.01237% | 0.01235% |  | 3807 | 6129 | 0.01147% | 0.01211%
| Jun | 8 | 16 | 3808 | 587.3609 | 691.9762 | 616.8726 | 0.01254% | 0.01409% | 0.01227% | 0.01137% | 7879 | 0.01155% | 0.01146% |  | 9.0865 | 24.5715 | 24.7529 |  | 3808 | 578.2744 | 667.4047 | 592.1197 |  | 3808 | 0.01259% | 0.01417% | 0.01226% | 0.009932% | 0.01233% | 0.01237% |  | 3808 | 0.01417% | 0.01226% | 3808 | 1200 | 0.01138% | 6869 | 0.01157% | 0.01147% |  | 3808 | 0.01233% | 0.01237% | 0.01235% |  | 3808 | 7879 | 0.01147% | 0.01164%
| Jun | 8 | 17 | 3809 | 577.3302 | 685.1709 | 616.9102 | 0.01232% | 0.01395% | 0.01227% | 0.01137% | 8347 | 0.01155% | 0.01146% |  | 9.0873 | 24.572 | 24.7557 |  | 3809 | 568.2429 | 660.5989 | 592.1544 |  | 3809 | 0.01237% | 0.01402% | 0.01226% | 0.009933% | 0.01233% | 0.01237% |  | 3809 | 0.01402% | 0.01226% | 3809 | 7493 | 0.01138% | 7837 | 0.01157% | 0.01147% |  | 3809 | 0.01233% | 0.01237% | 0.01235% |  | 3809 | 8347 | 0.01147% | 0.01131%
| Jun | 8 | 18 | 3810 | 567.2926 | 670.9646 | 616.6663 | 0.01211% | 0.01366% | 0.01226% | 0.01137% | 7881 | 0.01155% | 0.01146% |  | 9.0881 | 24.5726 | 24.7585 |  | 3810 | 558.2045 | 646.392 | 591.9078 |  | 3810 | 0.01215% | 0.01372% | 0.01226% | 0.009933% | 0.01233% | 0.01237% |  | 3810 | 0.01372% | 0.01226% | 3810 | 7831 | 0.01138% | 5165 | 0.01157% | 0.01147% |  | 3810 | 0.01233% | 0.01237% | 0.01235% |  | 3810 | 7881 | 0.01147% | 0.01164%
| Jun | 8 | 19 | 3811 | 571.3152 | 661.05 | 611.4901 | 0.01219% | 0.01346% | 0.01216% | 0.01137% | 4302 | 0.01155% | 0.01146% |  | 9.0889 | 24.5731 | 24.7613 |  | 3811 | 562.2264 | 636.4769 | 586.7288 |  | 3811 | 0.01224% | 0.01351% | 0.01215% | 0.009934% | 0.01233% | 0.01238% |  | 3811 | 0.01351% | 0.01215% | 3811 | 3300 | 0.01138% | 6060 | 0.01157% | 0.01147% |  | 3811 | 0.01233% | 0.01238% | 0.01235% |  | 3811 | 4302 | 0.01147% | 0.01264%
| Jun | 8 | 20 | 3812 | 567.2116 | 651.1819 | 606.5764 | 0.01211% | 0.01326% | 0.01206% | 0.01137% | 3009 | 0.01155% | 0.01146% |  | 9.0897 | 24.5736 | 24.7641 |  | 3812 | 558.1219 | 626.6082 | 581.8123 |  | 3812 | 0.01215% | 0.0133% | 0.01205% | 0.009935% | 0.01233% | 0.01238% |  | 3812 | 0.0133% | 0.01205% | 3812 | 3513 | 0.01138% | 1154 | 0.01157% | 0.01147% |  | 3812 | 0.01233% | 0.01238% | 0.01235% |  | 3812 | 3009 | 0.01147% | 0.01157%
| Jun | 8 | 21 | 3813 | 568.267 | 642.9523 | 605.8919 | 0.01213% | 0.01309% | 0.01205% | 0.01137% | 8364 | 0.01155% | 0.01146% |  | 9.0905 | 24.5742 | 24.7669 |  | 3813 | 559.1766 | 618.3781 | 581.125 |  | 3813 | 0.01217% | 0.01312% | 0.01203% | 0.009936% | 0.01233% | 0.01238% |  | 3813 | 0.01312% | 0.01203% | 3813 | 3579 | 0.01138% | 6944 | 0.01157% | 0.01147% |  | 3813 | 0.01233% | 0.01238% | 0.01235% |  | 3813 | 8364 | 0.01147% | 0.0113%
| Jun | 8 | 22 | 3814 | 548.7534 | 629.0066 | 595.9051 | 0.01171% | 0.01281% | 0.01185% | 0.01137% | 4395 | 0.01155% | 0.01146% |  | 9.0912 | 24.5747 | 24.7697 |  | 3814 | 539.6621 | 604.4319 | 571.1354 |  | 3814 | 0.01175% | 0.01283% | 0.01183% | 0.009937% | 0.01233% | 0.01238% |  | 3814 | 0.01283% | 0.01183% | 3814 | 8386 | 0.01138% | 8034 | 0.01157% | 0.01147% |  | 3814 | 0.01233% | 0.01238% | 0.01236% |  | 3814 | 4395 | 0.01147% | 0.01267%
| Jun | 8 | 23 | 3815 | 533.7805 | 613.4504 | 583.4521 | 0.01139% | 0.01249% | 0.0116% | 0.01137% | 7854 | 0.01155% | 0.01146% |  | 9.092 | 24.5752 | 24.7725 |  | 3815 | 524.6884 | 588.8752 | 558.6796 |  | 3815 | 0.01142% | 0.0125% | 0.01157% | 0.009938% | 0.01233% | 0.01238% |  | 3815 | 0.0125% | 0.01157% | 3815 | 7447 | 0.01138% | 5505 | 0.01157% | 0.01147% |  | 3815 | 0.01233% | 0.01238% | 0.01236% |  | 3815 | 7854 | 0.01147% | 0.01166%
| Jun | 9 | 0 | 3816 | 523.352 | 602.009 | 575.1908 | 0.01117% | 0.01226% | 0.01144% | 0.01137% | 694 | 0.01155% | 0.01146% |  | 9.0928 | 24.5758 | 24.7753 |  | 3816 | 514.2592 | 577.4332 | 550.4155 |  | 3816 | 0.01119% | 0.01226% | 0.0114% | 0.009939% | 0.01233% | 0.01238% |  | 3816 | 0.01226% | 0.0114% | 3816 | 6947 | 0.01138% | 4998 | 0.01156% | 0.01147% |  | 3816 | 0.01233% | 0.01238% | 0.01236% |  | 3816 | 694 | 0.01147% | 0.009454%
| Jun | 9 | 1 | 3817 | 519.7637 | 600.1937 | 570.9335 | 0.01109% | 0.01222% | 0.01135% | 0.01137% | 2918 | 0.01155% | 0.01146% |  | 9.0936 | 24.5763 | 24.7781 |  | 3817 | 510.6701 | 575.6174 | 546.1554 |  | 3817 | 0.01112% | 0.01222% | 0.01131% | 0.009939% | 0.01233% | 0.01238% |  | 3817 | 0.01222% | 0.01131% | 3817 | 7739 | 0.01138% | 5986 | 0.01156% | 0.01147% |  | 3817 | 0.01233% | 0.01238% | 0.01236% |  | 3817 | 2918 | 0.01147% | 0.01147%
| Jun | 9 | 2 | 3818 | 522.2497 | 595.9765 | 568.186 | 0.01115% | 0.01214% | 0.0113% | 0.01137% | 7830 | 0.01155% | 0.01146% |  | 9.0944 | 24.5769 | 24.7809 |  | 3818 | 513.1554 | 571.3996 | 543.4051 |  | 3818 | 0.01117% | 0.01213% | 0.01125% | 0.00994% | 0.01233% | 0.01239% |  | 3818 | 0.01213% | 0.01125% | 3818 | 6946 | 0.01138% | 778 | 0.01156% | 0.01147% |  | 3818 | 0.01233% | 0.01239% | 0.01236% |  | 3818 | 7830 | 0.01147% | 0.01167%
| Jun | 9 | 3 | 3819 | 523.6397 | 595.4831 | 567.1264 | 0.01118% | 0.01213% | 0.01128% | 0.01137% | 2894 | 0.01155% | 0.01146% |  | 9.0952 | 24.5774 | 24.7837 |  | 3819 | 514.5445 | 570.9057 | 542.3427 |  | 3819 | 0.0112% | 0.01212% | 0.01123% | 0.009941% | 0.01233% | 0.01239% |  | 3819 | 0.01212% | 0.01123% | 3819 | 8635 | 0.01138% | 6902 | 0.01156% | 0.01147% |  | 3819 | 0.01233% | 0.01239% | 0.01236% |  | 3819 | 2894 | 0.01147% | 0.01144%
| Jun | 9 | 4 | 3820 | 528.9223 | 592.2899 | 567.2389 | 0.01129% | 0.01206% | 0.01128% | 0.01137% | 5546 | 0.01155% | 0.01146% |  | 9.096 | 24.5779 | 24.7865 |  | 3820 | 519.8264 | 567.712 | 542.4524 |  | 3820 | 0.01132% | 0.01205% | 0.01123% | 0.009942% | 0.01233% | 0.01239% |  | 3820 | 0.01205% | 0.01123% | 3820 | 1447 | 0.01138% | 5593 | 0.01156% | 0.01147% |  | 3820 | 0.01233% | 0.01239% | 0.01236% |  | 3820 | 5546 | 0.01147% | 0.01239%
| Jun | 9 | 5 | 3821 | 537.1834 | 594.7104 | 565.3353 | 0.01147% | 0.01211% | 0.01124% | 0.01137% | 6770 | 0.01155% | 0.01146% |  | 9.0967 | 24.5785 | 24.7893 |  | 3821 | 528.0866 | 570.1319 | 540.5461 |  | 3821 | 0.0115% | 0.0121% | 0.01119% | 0.009943% | 0.01233% | 0.01239% |  | 3821 | 0.0121% | 0.01119% | 3821 | 7484 | 0.01138% | 7135 | 0.01156% | 0.01147% |  | 3821 | 0.01233% | 0.01239% | 0.01236% |  | 3821 | 6770 | 0.01147% | 0.01196%
| Jun | 9 | 6 | 3822 | 554.9999 | 601.1991 | 569.0299 | 0.01185% | 0.01224% | 0.01131% | 0.01137% | 8016 | 0.01155% | 0.01146% |  | 9.0975 | 24.579 | 24.792 |  | 3822 | 545.9024 | 576.6201 | 544.2379 |  | 3822 | 0.01188% | 0.01224% | 0.01127% | 0.009944% | 0.01233% | 0.01239% |  | 3822 | 0.01224% | 0.01127% | 3822 | 3133 | 0.01138% | 675 | 0.01156% | 0.01147% |  | 3822 | 0.01233% | 0.01239% | 0.01236% |  | 3822 | 8016 | 0.01147% | 0.01156%
| Jun | 9 | 7 | 3823 | 563.2307 | 608.5722 | 577.3288 | 0.01202% | 0.01239% | 0.01148% | 0.01137% | 8447 | 0.01155% | 0.01146% |  | 9.0983 | 24.5795 | 24.7948 |  | 3823 | 554.1324 | 583.9927 | 552.534 |  | 3823 | 0.01206% | 0.0124% | 0.01144% | 0.009945% | 0.01233% | 0.01239% |  | 3823 | 0.0124% | 0.01144% | 3823 | 8289 | 0.01138% | 1405 | 0.01156% | 0.01147% |  | 3823 | 0.01233% | 0.01239% | 0.01236% |  | 3823 | 8447 | 0.01147% | 0.01123%
| Jun | 9 | 8 | 3824 | 569.7251 | 609.95 | 585.0463 | 0.01216% | 0.01242% | 0.01163% | 0.01137% | 3252 | 0.01155% | 0.01146% |  | 9.0991 | 24.5801 | 24.7976 |  | 3824 | 560.626 | 585.37 | 560.2487 |  | 3824 | 0.0122% | 0.01242% | 0.0116% | 0.009945% | 0.01233% | 0.01239% |  | 3824 | 0.01242% | 0.0116% | 3824 | 2950 | 0.01138% | 1189 | 0.01156% | 0.01147% |  | 3824 | 0.01233% | 0.01239% | 0.01236% |  | 3824 | 3252 | 0.01147% | 0.01183%
| Jun | 9 | 9 | 3825 | 573.7579 | 613.1432 | 595.0049 | 0.01225% | 0.01249% | 0.01183% | 0.01137% | 2899 | 0.01155% | 0.01146% |  | 9.0999 | 24.5806 | 24.8004 |  | 3825 | 564.658 | 588.5626 | 570.2045 |  | 3825 | 0.01229% | 0.01249% | 0.01181% | 0.009946% | 0.01233% | 0.0124% |  | 3825 | 0.01249% | 0.01181% | 3825 | 3241 | 0.01138% | 3121 | 0.01156% | 0.01147% |  | 3825 | 0.01233% | 0.0124% | 0.01236% |  | 3825 | 2899 | 0.01147% | 0.01144%
| Jun | 9 | 10 | 3826 | 576.4889 | 614.0462 | 600.8282 | 0.0123% | 0.0125% | 0.01195% | 0.01137% | 3121 | 0.01155% | 0.01146% |  | 9.1007 | 24.5811 | 24.8032 |  | 3826 | 567.3882 | 589.4651 | 576.025 |  | 3826 | 0.01235% | 0.01251% | 0.01193% | 0.009947% | 0.01233% | 0.0124% |  | 3826 | 0.01251% | 0.01193% | 3826 | 6606 | 0.01138% | 8334 | 0.01156% | 0.01147% |  | 3826 | 0.01233% | 0.0124% | 0.01237% |  | 3826 | 3121 | 0.01147% | 0.01169%
| Jun | 9 | 11 | 3827 | 576.1046 | 611.8213 | 601.3908 | 0.0123% | 0.01246% | 0.01196% | 0.01137% | 7907 | 0.01155% | 0.01146% |  | 9.1015 | 24.5817 | 24.8059 |  | 3827 | 567.0031 | 587.2396 | 576.5849 |  | 3827 | 0.01234% | 0.01246% | 0.01194% | 0.009948% | 0.01233% | 0.0124% |  | 3827 | 0.01246% | 0.01194% | 3827 | 2719 | 0.01138% | 8436 | 0.01156% | 0.01147% |  | 3827 | 0.01233% | 0.0124% | 0.01237% |  | 3827 | 7907 | 0.01147% | 0.01163%
| Jun | 9 | 12 | 3828 | 579.6568 | 613.1804 | 600.3406 | 0.01237% | 0.01249% | 0.01194% | 0.01137% | 2837 | 0.01155% | 0.01146% |  | 9.1023 | 24.5822 | 24.8087 |  | 3828 | 570.5545 | 588.5982 | 575.5318 |  | 3828 | 0.01242% | 0.01249% | 0.01192% | 0.009949% | 0.01233% | 0.0124% |  | 3828 | 0.01249% | 0.01192% | 3828 | 6608 | 0.01137% | 8300 | 0.01156% | 0.01147% |  | 3828 | 0.01233% | 0.0124% | 0.01237% |  | 3828 | 2837 | 0.01147% | 0.01138%
| Jun | 9 | 13 | 3829 | 580.4542 | 610.7879 | 606.2482 | 0.01239% | 0.01244% | 0.01205% | 0.01136% | 5479 | 0.01155% | 0.01146% |  | 9.1031 | 24.5827 | 24.8115 |  | 3829 | 571.3512 | 586.2052 | 581.4367 |  | 3829 | 0.01244% | 0.01244% | 0.01204% | 0.00995% | 0.01233% | 0.0124% |  | 3829 | 0.01244% | 0.01204% | 3829 | 488 | 0.01137% | 8359 | 0.01156% | 0.01147% |  | 3829 | 0.01233% | 0.0124% | 0.01237% |  | 3829 | 5479 | 0.01147% | 0.01243%
| Jun | 9 | 14 | 3830 | 578.436 | 607.6785 | 612.6248 | 0.01235% | 0.01237% | 0.01218% | 0.01136% | 690 | 0.01155% | 0.01146% |  | 9.1038 | 24.5833 | 24.8143 |  | 3830 | 569.3322 | 583.0953 | 587.8105 |  | 3830 | 0.01239% | 0.01238% | 0.01217% | 0.009951% | 0.01234% | 0.0124% |  | 3830 | 0.01238% | 0.01217% | 3830 | 2744 | 0.01137% | 270 | 0.01156% | 0.01146% |  | 3830 | 0.01234% | 0.0124% | 0.01237% |  | 3830 | 690 | 0.01146% | 0.009451%
| Jun | 9 | 15 | 3831 | 582.9637 | 603.3496 | 613.8907 | 0.01244% | 0.01229% | 0.01221% | 0.01136% | 1657 | 0.01155% | 0.01146% |  | 9.1046 | 24.5838 | 24.8171 |  | 3831 | 573.8591 | 578.7658 | 589.0736 |  | 3831 | 0.01249% | 0.01228% | 0.0122% | 0.009951% | 0.01234% | 0.0124% |  | 3831 | 0.01228% | 0.0122% | 3831 | 8324 | 0.01137% | 6083 | 0.01155% | 0.01146% |  | 3831 | 0.01234% | 0.0124% | 0.01237% |  | 3831 | 1657 | 0.01146% | 0.01023%
| Jun | 9 | 16 | 3832 | 580.2171 | 600.9012 | 617.4915 | 0.01238% | 0.01224% | 0.01228% | 0.01136% | 2892 | 0.01155% | 0.01146% |  | 9.1054 | 24.5843 | 24.8198 |  | 3832 | 571.1117 | 576.3169 | 592.6717 |  | 3832 | 0.01243% | 0.01223% | 0.01227% | 0.009952% | 0.01234% | 0.01241% |  | 3832 | 0.01223% | 0.01227% | 3832 | 586 | 0.01137% | 7266 | 0.01155% | 0.01146% |  | 3832 | 0.01234% | 0.01241% | 0.01237% |  | 3832 | 2892 | 0.01146% | 0.01144%
| Jun | 9 | 17 | 3833 | 577.1843 | 594.4311 | 613.5343 | 0.01232% | 0.0121% | 0.0122% | 0.01136% | 302 | 0.01155% | 0.01146% |  | 9.1062 | 24.5849 | 24.8226 |  | 3833 | 568.0781 | 569.8462 | 588.7117 |  | 3833 | 0.01237% | 0.01209% | 0.01219% | 0.009953% | 0.01234% | 0.01241% |  | 3833 | 0.01209% | 0.01219% | 3833 | 5765 | 0.01137% | 395 | 0.01155% | 0.01146% |  | 3833 | 0.01234% | 0.01241% | 0.01237% |  | 3833 | 302 | 0.01146% | 0.009232%
| Jun | 9 | 18 | 3834 | 572.9283 | 593.0253 | 610.4492 | 0.01223% | 0.01208% | 0.01214% | 0.01136% | 1583 | 0.01155% | 0.01145% |  | 9.107 | 24.5854 | 24.8254 |  | 3834 | 563.8213 | 568.44 | 585.6239 |  | 3834 | 0.01227% | 0.01207% | 0.01213% | 0.009954% | 0.01234% | 0.01241% |  | 3834 | 0.01207% | 0.01213% | 3834 | 8465 | 0.01137% | 4393 | 0.01155% | 0.01146% |  | 3834 | 0.01234% | 0.01241% | 0.01237% |  | 3834 | 1583 | 0.01146% | 0.01017%
| Jun | 9 | 19 | 3835 | 564.7221 | 589.4319 | 608.6394 | 0.01205% | 0.012% | 0.0121% | 0.01136% | 8227 | 0.01155% | 0.01145% |  | 9.1078 | 24.5859 | 24.8281 |  | 3835 | 555.6143 | 564.846 | 583.8113 |  | 3835 | 0.01209% | 0.01199% | 0.01209% | 0.009955% | 0.01234% | 0.01241% |  | 3835 | 0.01199% | 0.01209% | 3835 | 6020 | 0.01137% | 2875 | 0.01155% | 0.01146% |  | 3835 | 0.01234% | 0.01241% | 0.01237% |  | 3835 | 8227 | 0.01146% | 0.01141%
| Jun | 9 | 20 | 3836 | 558.5909 | 586.1084 | 610.3461 | 0.01192% | 0.01194% | 0.01214% | 0.01136% | 2896 | 0.01155% | 0.01145% |  | 9.1086 | 24.5864 | 24.8309 |  | 3836 | 549.4824 | 561.5219 | 585.5152 |  | 3836 | 0.01196% | 0.01192% | 0.01213% | 0.009956% | 0.01234% | 0.01241% |  | 3836 | 0.01192% | 0.01213% | 3836 | 6246 | 0.01137% | 502 | 0.01155% | 0.01146% |  | 3836 | 0.01234% | 0.01241% | 0.01237% |  | 3836 | 2896 | 0.01146% | 0.01144%
| Jun | 9 | 21 | 3837 | 559.3798 | 588.1285 | 608.2925 | 0.01194% | 0.01198% | 0.0121% | 0.01136% | 5619 | 0.01154% | 0.01145% |  | 9.1094 | 24.587 | 24.8337 |  | 3837 | 550.2705 | 563.5416 | 583.4588 |  | 3837 | 0.01198% | 0.01196% | 0.01208% | 0.009957% | 0.01234% | 0.01241% |  | 3837 | 0.01196% | 0.01208% | 3837 | 5667 | 0.01137% | 3581 | 0.01155% | 0.01146% |  | 3837 | 0.01234% | 0.01241% | 0.01237% |  | 3837 | 5619 | 0.01146% | 0.01235%
| Jun | 9 | 22 | 3838 | 549.551 | 580.0106 | 594.5923 | 0.01173% | 0.01181% | 0.01182% | 0.01136% | 8326 | 0.01154% | 0.01145% |  | 9.1102 | 24.5875 | 24.8364 |  | 3838 | 540.4408 | 555.4231 | 569.7559 |  | 3838 | 0.01176% | 0.01179% | 0.0118% | 0.009958% | 0.01234% | 0.01241% |  | 3838 | 0.01179% | 0.0118% | 3838 | 4083 | 0.01137% | 7474 | 0.01155% | 0.01146% |  | 3838 | 0.01234% | 0.01241% | 0.01238% |  | 3838 | 8326 | 0.01146% | 0.01133%
| Jun | 9 | 23 | 3839 | 532.6448 | 568.9975 | 578.9698 | 0.01137% | 0.01159% | 0.01151% | 0.01136% | 335 | 0.01154% | 0.01145% |  | 9.111 | 24.588 | 24.8392 |  | 3839 | 523.5338 | 544.4095 | 554.1306 |  | 3839 | 0.0114% | 0.01156% | 0.01148% | 0.009958% | 0.01234% | 0.01241% |  | 3839 | 0.01156% | 0.01148% | 3839 | 5670 | 0.01137% | 5594 | 0.01155% | 0.01146% |  | 3839 | 0.01234% | 0.01241% | 0.01238% |  | 3839 | 335 | 0.01146% | 0.009247%
| Jun | 10 | 0 | 3840 | 524.5859 | 562.4995 | 570.896 | 0.0112% | 0.01145% | 0.01135% | 0.01136% | 7351 | 0.01154% | 0.01145% |  | 9.1118 | 24.5886 | 24.842 |  | 3840 | 515.4741 | 537.9109 | 546.054 |  | 3840 | 0.01122% | 0.01142% | 0.01131% | 0.009959% | 0.01234% | 0.01242% |  | 3840 | 0.01142% | 0.01131% | 3840 | 3106 | 0.01137% | 3252 | 0.01155% | 0.01146% |  | 3840 | 0.01234% | 0.01242% | 0.01238% |  | 3840 | 7351 | 0.01146% | 0.01186%
| Jun | 10 | 1 | 3841 | 519.0369 | 560.2652 | 567.3608 | 0.01108% | 0.01141% | 0.01128% | 0.01136% | 819 | 0.01154% | 0.01145% |  | 9.1125 | 24.5891 | 24.8447 |  | 3841 | 509.9243 | 535.6761 | 542.5161 |  | 3841 | 0.0111% | 0.01137% | 0.01123% | 0.00996% | 0.01234% | 0.01242% |  | 3841 | 0.01137% | 0.01123% | 3841 | 8668 | 0.01137% | 5545 | 0.01155% | 0.01146% |  | 3841 | 0.01234% | 0.01242% | 0.01238% |  | 3841 | 819 | 0.01146% | 0.009542%
| Jun | 10 | 2 | 3842 | 518.2624 | 559.4087 | 564.1163 | 0.01106% | 0.01139% | 0.01122% | 0.01136% | 3649 | 0.01154% | 0.01145% |  | 9.1133 | 24.5896 | 24.8475 |  | 3842 | 509.149 | 534.8191 | 539.2688 |  | 3842 | 0.01108% | 0.01135% | 0.01117% | 0.009961% | 0.01234% | 0.01242% |  | 3842 | 0.01135% | 0.01117% | 3842 | 357 | 0.01137% | 6795 | 0.01155% | 0.01146% |  | 3842 | 0.01234% | 0.01242% | 0.01238% |  | 3842 | 3649 | 0.01146% | 0.01221%
| Jun | 10 | 3 | 3843 | 519.3504 | 559.3156 | 560.431 | 0.01108% | 0.01139% | 0.01114% | 0.01136% | 800 | 0.01154% | 0.01145% |  | 9.1141 | 24.5901 | 24.8503 |  | 3843 | 510.2363 | 534.7255 | 535.5808 |  | 3843 | 0.01111% | 0.01135% | 0.01109% | 0.009962% | 0.01234% | 0.01242% |  | 3843 | 0.01135% | 0.01109% | 3843 | 6320 | 0.01137% | 4155 | 0.01155% | 0.01146% |  | 3843 | 0.01234% | 0.01242% | 0.01238% |  | 3843 | 800 | 0.01146% | 0.009528%
| Jun | 10 | 4 | 3844 | 519.4033 | 559.6694 | 564.2382 | 0.01109% | 0.0114% | 0.01122% | 0.01136% | 2893 | 0.01154% | 0.01145% |  | 9.1149 | 24.5907 | 24.853 |  | 3844 | 510.2884 | 535.0787 | 539.3852 |  | 3844 | 0.01111% | 0.01136% | 0.01117% | 0.009963% | 0.01234% | 0.01242% |  | 3844 | 0.01136% | 0.01117% | 3844 | 6037 | 0.01137% | 4660 | 0.01155% | 0.01146% |  | 3844 | 0.01234% | 0.01242% | 0.01238% |  | 3844 | 2893 | 0.01146% | 0.01144%
| Jun | 10 | 5 | 3845 | 522.8841 | 558.0588 | 571.9181 | 0.01116% | 0.01136% | 0.01137% | 0.01136% | 519 | 0.01154% | 0.01145% |  | 9.1157 | 24.5912 | 24.8558 |  | 3845 | 513.7684 | 533.4676 | 547.0624 |  | 3845 | 0.01118% | 0.01132% | 0.01133% | 0.009964% | 0.01234% | 0.01242% |  | 3845 | 0.01132% | 0.01133% | 3845 | 7941 | 0.01137% | 6909 | 0.01155% | 0.01146% |  | 3845 | 0.01234% | 0.01242% | 0.01238% |  | 3845 | 519 | 0.01146% | 0.009344%
| Jun | 10 | 6 | 3846 | 531.3933 | 560.321 | 595.2018 | 0.01134% | 0.01141% | 0.01184% | 0.01136% | 5399 | 0.01154% | 0.01145% |  | 9.1165 | 24.5917 | 24.8585 |  | 3846 | 522.2768 | 535.7293 | 570.3433 |  | 3846 | 0.01137% | 0.01137% | 0.01181% | 0.009964% | 0.01234% | 0.01242% |  | 3846 | 0.01137% | 0.01181% | 3846 | 3107 | 0.01137% | 3559 | 0.01155% | 0.01146% |  | 3846 | 0.01234% | 0.01242% | 0.01238% |  | 3846 | 5399 | 0.01146% | 0.01248%
| Jun | 10 | 7 | 3847 | 538.0317 | 568.0479 | 610.7024 | 0.01148% | 0.01157% | 0.01214% | 0.01136% | 250 | 0.01154% | 0.01145% |  | 9.1173 | 24.5923 | 24.8613 |  | 3847 | 528.9144 | 543.4557 | 585.8411 |  | 3847 | 0.01151% | 0.01153% | 0.01213% | 0.009965% | 0.01234% | 0.01243% |  | 3847 | 0.01153% | 0.01213% | 3847 | 3846 | 0.01137% | 8145 | 0.01155% | 0.01146% |  | 3847 | 0.01234% | 0.01243% | 0.01238% |  | 3847 | 250 | 0.01146% | 0.009211%
| Jun | 10 | 8 | 3848 | 544.8285 | 581.7515 | 622.3021 | 0.01163% | 0.01185% | 0.01237% | 0.01136% | 7812 | 0.01154% | 0.01145% |  | 9.1181 | 24.5928 | 24.864 |  | 3848 | 535.7104 | 557.1588 | 597.438 |  | 3848 | 0.01166% | 0.01183% | 0.01237% | 0.009966% | 0.01234% | 0.01243% |  | 3848 | 0.01183% | 0.01237% | 3848 | 7503 | 0.01137% | 5595 | 0.01155% | 0.01146% |  | 3848 | 0.01234% | 0.01243% | 0.01238% |  | 3848 | 7812 | 0.01146% | 0.01168%
| Jun | 10 | 9 | 3849 | 551.3192 | 587.8213 | 631.1636 | 0.01177% | 0.01197% | 0.01255% | 0.01136% | 8035 | 0.01154% | 0.01145% |  | 9.1189 | 24.5933 | 24.8668 |  | 3849 | 542.2003 | 563.228 | 606.2968 |  | 3849 | 0.0118% | 0.01195% | 0.01256% | 0.009967% | 0.01234% | 0.01243% |  | 3849 | 0.01195% | 0.01256% | 3849 | 8665 | 0.01137% | 776 | 0.01155% | 0.01146% |  | 3849 | 0.01234% | 0.01243% | 0.01238% |  | 3849 | 8035 | 0.01146% | 0.01155%
| Jun | 10 | 10 | 3850 | 556.1888 | 589.8787 | 640.9815 | 0.01187% | 0.01201% | 0.01275% | 0.01136% | 380 | 0.01154% | 0.01145% |  | 9.1197 | 24.5938 | 24.8696 |  | 3850 | 547.0691 | 565.2849 | 616.112 |  | 3850 | 0.01191% | 0.012% | 0.01276% | 0.009968% | 0.01234% | 0.01243% |  | 3850 | 0.012% | 0.01276% | 3850 | 2047 | 0.01137% | 534 | 0.01155% | 0.01146% |  | 3850 | 0.01234% | 0.01243% | 0.01239% |  | 3850 | 380 | 0.01146% | 0.009268%
| Jun | 10 | 11 | 3851 | 555.485 | 587.9144 | 655.1599 | 0.01186% | 0.01197% | 0.01303% | 0.01136% | 3720 | 0.01154% | 0.01145% |  | 9.1205 | 24.5944 | 24.8723 |  | 3851 | 546.3646 | 563.3201 | 630.2876 |  | 3851 | 0.01189% | 0.01196% | 0.01305% | 0.009969% | 0.01234% | 0.01243% |  | 3851 | 0.01196% | 0.01305% | 3851 | 3841 | 0.01137% | 381 | 0.01155% | 0.01146% |  | 3851 | 0.01234% | 0.01243% | 0.01239% |  | 3851 | 3720 | 0.01146% | 0.01228%
| Jun | 10 | 12 | 3852 | 557.222 | 586.9742 | 663.3556 | 0.01189% | 0.01195% | 0.01319% | 0.01136% | 1023 | 0.01154% | 0.01145% |  | 9.1213 | 24.5949 | 24.8751 |  | 3852 | 548.1008 | 562.3793 | 638.4806 |  | 3852 | 0.01193% | 0.01194% | 0.01322% | 0.00997% | 0.01234% | 0.01243% |  | 3852 | 0.01194% | 0.01322% | 3852 | 8517 | 0.01137% | 6822 | 0.01155% | 0.01146% |  | 3852 | 0.01234% | 0.01243% | 0.01239% |  | 3852 | 1023 | 0.01146% | 0.0097%
| Jun | 10 | 13 | 3853 | 559.1345 | 583.3341 | 671.27 | 0.01193% | 0.01188% | 0.01335% | 0.01136% | 7352 | 0.01154% | 0.01145% |  | 9.1221 | 24.5954 | 24.8778 |  | 3853 | 550.0125 | 558.7387 | 646.3922 |  | 3853 | 0.01197% | 0.01186% | 0.01339% | 0.009971% | 0.01234% | 0.01243% |  | 3853 | 0.01186% | 0.01339% | 3853 | 8483 | 0.01137% | 8228 | 0.01155% | 0.01146% |  | 3853 | 0.01234% | 0.01243% | 0.01239% |  | 3853 | 7352 | 0.01146% | 0.01186%
| Jun | 10 | 14 | 3854 | 562.3965 | 581.7422 | 682.4477 | 0.012% | 0.01185% | 0.01357% | 0.01136% | 7840 | 0.01154% | 0.01145% |  | 9.1229 | 24.5959 | 24.8806 |  | 3854 | 553.2737 | 557.1463 | 657.5672 |  | 3854 | 0.01204% | 0.01183% | 0.01362% | 0.009971% | 0.01234% | 0.01244% |  | 3854 | 0.01183% | 0.01362% | 3854 | 1168 | 0.01137% | 2960 | 0.01155% | 0.01146% |  | 3854 | 0.01234% | 0.01244% | 0.01239% |  | 3854 | 7840 | 0.01146% | 0.01167%
| Jun | 10 | 15 | 3855 | 555.8174 | 583.5948 | 679.7846 | 0.01186% | 0.01188% | 0.01352% | 0.01135% | 2891 | 0.01154% | 0.01145% |  | 9.1237 | 24.5964 | 24.8833 |  | 3855 | 546.6937 | 558.9984 | 654.9013 |  | 3855 | 0.0119% | 0.01186% | 0.01356% | 0.009972% | 0.01234% | 0.01244% |  | 3855 | 0.01186% | 0.01356% | 3855 | 403 | 0.01137% | 8062 | 0.01155% | 0.01146% |  | 3855 | 0.01234% | 0.01244% | 0.01239% |  | 3855 | 2891 | 0.01146% | 0.01144%
| Jun | 10 | 16 | 3856 | 552.7608 | 584.3303 | 683.8918 | 0.0118% | 0.0119% | 0.0136% | 0.01135% | 5427 | 0.01154% | 0.01145% |  | 9.1245 | 24.597 | 24.886 |  | 3856 | 543.6364 | 559.7333 | 659.0058 |  | 3856 | 0.01183% | 0.01188% | 0.01365% | 0.009973% | 0.01234% | 0.01244% |  | 3856 | 0.01188% | 0.01365% | 3856 | 6323 | 0.01137% | 8010 | 0.01155% | 0.01146% |  | 3856 | 0.01234% | 0.01244% | 0.01239% |  | 3856 | 5427 | 0.01146% | 0.01246%
| Jun | 10 | 17 | 3857 | 552.5055 | 571.9672 | 689.7057 | 0.01179% | 0.01165% | 0.01371% | 0.01135% | 5928 | 0.01154% | 0.01145% |  | 9.1253 | 24.5975 | 24.8888 |  | 3857 | 543.3803 | 547.3697 | 664.8169 |  | 3857 | 0.01183% | 0.01162% | 0.01377% | 0.009974% | 0.01234% | 0.01244% |  | 3857 | 0.01162% | 0.01377% | 3857 | 6945 | 0.01137% | 6956 | 0.01154% | 0.01145% |  | 3857 | 0.01234% | 0.01244% | 0.01239% |  | 3857 | 5928 | 0.01145% | 0.01219%
| Jun | 10 | 18 | 3858 | 549.4018 | 566.5398 | 689.2931 | 0.01173% | 0.01154% | 0.01371% | 0.01135% | 5933 | 0.01154% | 0.01145% |  | 9.126 | 24.598 | 24.8915 |  | 3858 | 540.2757 | 541.9418 | 664.4016 |  | 3858 | 0.01176% | 0.0115% | 0.01376% | 0.009975% | 0.01234% | 0.01244% |  | 3858 | 0.0115% | 0.01376% | 3858 | 703 | 0.01136% | 5909 | 0.01154% | 0.01145% |  | 3858 | 0.01234% | 0.01244% | 0.01239% |  | 3858 | 5933 | 0.01145% | 0.01219%
| Jun | 10 | 19 | 3859 | 546.8293 | 566.5025 | 683.1229 | 0.01167% | 0.01154% | 0.01358% | 0.01135% | 5618 | 0.01154% | 0.01145% |  | 9.1268 | 24.5985 | 24.8943 |  | 3859 | 537.7025 | 541.904 | 658.2286 |  | 3859 | 0.0117% | 0.0115% | 0.01363% | 0.009976% | 0.01234% | 0.01244% |  | 3859 | 0.0115% | 0.01363% | 3859 | 3577 | 0.01136% | 8022 | 0.01154% | 0.01145% |  | 3859 | 0.01234% | 0.01244% | 0.01239% |  | 3859 | 5618 | 0.01145% | 0.01235%
| Jun | 10 | 20 | 3860 | 544.5433 | 561.5871 | 671.8889 | 0.01162% | 0.01144% | 0.01336% | 0.01135% | 166 | 0.01154% | 0.01145% |  | 9.1276 | 24.5991 | 24.897 |  | 3860 | 535.4156 | 536.9881 | 646.9919 |  | 3860 | 0.01165% | 0.0114% | 0.0134% | 0.009977% | 0.01234% | 0.01244% |  | 3860 | 0.0114% | 0.0134% | 3860 | 8342 | 0.01136% | 7838 | 0.01154% | 0.01145% |  | 3860 | 0.01234% | 0.01244% | 0.01239% |  | 3860 | 166 | 0.01145% | 0.00918%
| Jun | 10 | 21 | 3861 | 545.4773 | 569.2954 | 662.0522 | 0.01164% | 0.01159% | 0.01316% | 0.01135% | 4442 | 0.01154% | 0.01145% |  | 9.1284 | 24.5996 | 24.8998 |  | 3861 | 536.3488 | 544.6958 | 637.1524 |  | 3861 | 0.01168% | 0.01156% | 0.01319% | 0.009977% | 0.01234% | 0.01245% |  | 3861 | 0.01156% | 0.01319% | 3861 | 4367 | 0.01136% | 4343 | 0.01154% | 0.01145% |  | 3861 | 0.01234% | 0.01245% | 0.01239% |  | 3861 | 4442 | 0.01145% | 0.01268%
| Jun | 10 | 22 | 3862 | 538.4269 | 568.4669 | 643.5978 | 0.01149% | 0.01158% | 0.0128% | 0.01135% | 5362 | 0.01154% | 0.01145% |  | 9.1292 | 24.6001 | 24.9025 |  | 3862 | 529.2976 | 543.8668 | 618.6953 |  | 3862 | 0.01152% | 0.01154% | 0.01281% | 0.009978% | 0.01234% | 0.01245% |  | 3862 | 0.01154% | 0.01281% | 3862 | 2749 | 0.01136% | 6747 | 0.01154% | 0.01145% |  | 3862 | 0.01234% | 0.01245% | 0.0124% |  | 3862 | 5362 | 0.01145% | 0.0125%
| Jun | 10 | 23 | 3863 | 526.6493 | 555.9083 | 622.6115 | 0.01124% | 0.01132% | 0.01238% | 0.01135% | 4156 | 0.01154% | 0.01144% |  | 9.13 | 24.6006 | 24.9052 |  | 3863 | 517.5192 | 531.3077 | 597.7063 |  | 3863 | 0.01127% | 0.01128% | 0.01238% | 0.009979% | 0.01234% | 0.01245% |  | 3863 | 0.01128% | 0.01238% | 3863 | 3087 | 0.01136% | 222 | 0.01154% | 0.01145% |  | 3863 | 0.01234% | 0.01245% | 0.0124% |  | 3863 | 4156 | 0.01145% | 0.01258%
| Jun | 11 | 0 | 3864 | 518.7455 | 550.4995 | 604.9635 | 0.01107% | 0.01121% | 0.01203% | 0.01135% | 150 | 0.01154% | 0.01144% |  | 9.1308 | 24.6011 | 24.908 |  | 3864 | 509.6147 | 525.8984 | 580.0556 |  | 3864 | 0.01109% | 0.01116% | 0.01201% | 0.00998% | 0.01234% | 0.01245% |  | 3864 | 0.01116% | 0.01201% | 3864 | 7879 | 0.01136% | 8033 | 0.01154% | 0.01145% |  | 3864 | 0.01234% | 0.01245% | 0.0124% |  | 3864 | 150 | 0.01145% | 0.009174%
| Jun | 11 | 1 | 3865 | 514.6899 | 549.6337 | 601.222 | 0.01098% | 0.01119% | 0.01196% | 0.01135% | 7569 | 0.01154% | 0.01144% |  | 9.1316 | 24.6017 | 24.9107 |  | 3865 | 505.5583 | 525.032 | 576.3113 |  | 3865 | 0.011% | 0.01114% | 0.01193% | 0.009981% | 0.01234% | 0.01245% |  | 3865 | 0.01114% | 0.01193% | 3865 | 7062 | 0.01136% | 8341 | 0.01154% | 0.01145% |  | 3865 | 0.01234% | 0.01245% | 0.0124% |  | 3865 | 7569 | 0.01145% | 0.0118%
| Jun | 11 | 2 | 3866 | 516.0727 | 547.7718 | 597.4055 | 0.01101% | 0.01115% | 0.01188% | 0.01135% | 8003 | 0.01154% | 0.01144% |  | 9.1324 | 24.6022 | 24.9134 |  | 3866 | 506.9402 | 523.1696 | 572.492 |  | 3866 | 0.01104% | 0.0111% | 0.01186% | 0.009982% | 0.01234% | 0.01245% |  | 3866 | 0.0111% | 0.01186% | 3866 | 7778 | 0.01136% | 8224 | 0.01154% | 0.01145% |  | 3866 | 0.01234% | 0.01245% | 0.0124% |  | 3866 | 8003 | 0.01145% | 0.01157%
| Jun | 11 | 3 | 3867 | 515.5358 | 552.2217 | 597.6587 | 0.011% | 0.01125% | 0.01188% | 0.01135% | 525 | 0.01154% | 0.01144% |  | 9.1332 | 24.6027 | 24.9162 |  | 3867 | 506.4026 | 527.6191 | 572.7425 |  | 3867 | 0.01102% | 0.0112% | 0.01186% | 0.009983% | 0.01234% | 0.01245% |  | 3867 | 0.0112% | 0.01186% | 3867 | 6934 | 0.01136% | 211 | 0.01154% | 0.01145% |  | 3867 | 0.01234% | 0.01245% | 0.0124% |  | 3867 | 525 | 0.01145% | 0.009347%
| Jun | 11 | 4 | 3868 | 516.7634 | 557.1465 | 601.1001 | 0.01103% | 0.01135% | 0.01195% | 0.01135% | 765 | 0.01154% | 0.01144% |  | 9.134 | 24.6032 | 24.9189 |  | 3868 | 507.6294 | 532.5433 | 576.1812 |  | 3868 | 0.01105% | 0.0113% | 0.01193% | 0.009984% | 0.01235% | 0.01245% |  | 3868 | 0.0113% | 0.01193% | 3868 | 5720 | 0.01136% | 294 | 0.01154% | 0.01145% |  | 3868 | 0.01235% | 0.01245% | 0.0124% |  | 3868 | 765 | 0.01145% | 0.009503%
| Jun | 11 | 5 | 3869 | 518.4809 | 561.3916 | 606.7827 | 0.01107% | 0.01143% | 0.01207% | 0.01135% | 5620 | 0.01154% | 0.01144% |  | 9.1348 | 24.6037 | 24.9216 |  | 3869 | 509.3461 | 536.7879 | 581.8611 |  | 3869 | 0.01109% | 0.01139% | 0.01205% | 0.009984% | 0.01235% | 0.01246% |  | 3869 | 0.01139% | 0.01205% | 3869 | 7931 | 0.01136% | 4470 | 0.01154% | 0.01145% |  | 3869 | 0.01235% | 0.01246% | 0.0124% |  | 3869 | 5620 | 0.01145% | 0.01235%
| Jun | 11 | 6 | 3870 | 524.1701 | 575.3559 | 627.3658 | 0.01119% | 0.01172% | 0.01247% | 0.01135% | 3630 | 0.01154% | 0.01144% |  | 9.1356 | 24.6042 | 24.9243 |  | 3870 | 515.0345 | 550.7517 | 602.4414 |  | 3870 | 0.01121% | 0.01169% | 0.01248% | 0.009985% | 0.01235% | 0.01246% |  | 3870 | 0.01169% | 0.01248% | 3870 | 2917 | 0.01136% | 5662 | 0.01154% | 0.01145% |  | 3870 | 0.01235% | 0.01246% | 0.0124% |  | 3870 | 3630 | 0.01145% | 0.0122%
| Jun | 11 | 7 | 3871 | 529.4941 | 590.1394 | 642.3412 | 0.0113% | 0.01202% | 0.01277% | 0.01135% | 4444 | 0.01154% | 0.01144% |  | 9.1364 | 24.6047 | 24.9271 |  | 3871 | 520.3577 | 565.5347 | 617.4142 |  | 3871 | 0.01133% | 0.012% | 0.01279% | 0.009986% | 0.01235% | 0.01246% |  | 3871 | 0.012% | 0.01279% | 3871 | 3105 | 0.01136% | 7275 | 0.01154% | 0.01145% |  | 3871 | 0.01235% | 0.01246% | 0.0124% |  | 3871 | 4444 | 0.01145% | 0.01269%
| Jun | 11 | 8 | 3872 | 539.0667 | 597.3263 | 650.8558 | 0.01151% | 0.01216% | 0.01294% | 0.01135% | 7759 | 0.01154% | 0.01144% |  | 9.1372 | 24.6052 | 24.9298 |  | 3872 | 529.9295 | 572.7211 | 625.926 |  | 3872 | 0.01154% | 0.01216% | 0.01296% | 0.009987% | 0.01235% | 0.01246% |  | 3872 | 0.01216% | 0.01296% | 3872 | 6285 | 0.01136% | 879 | 0.01154% | 0.01145% |  | 3872 | 0.01235% | 0.01246% | 0.0124% |  | 3872 | 7759 | 0.01145% | 0.01171%
| Jun | 11 | 9 | 3873 | 551.3992 | 593.8353 | 663.2525 | 0.01177% | 0.01209% | 0.01319% | 0.01135% | 8344 | 0.01154% | 0.01144% |  | 9.138 | 24.6057 | 24.9325 |  | 3873 | 542.2612 | 569.2295 | 638.32 |  | 3873 | 0.0118% | 0.01208% | 0.01322% | 0.009988% | 0.01235% | 0.01246% |  | 3873 | 0.01208% | 0.01322% | 3873 | 3479 | 0.01136% | 8214 | 0.01154% | 0.01145% |  | 3873 | 0.01235% | 0.01246% | 0.0124% |  | 3873 | 8344 | 0.01145% | 0.01132%
| Jun | 11 | 10 | 3874 | 556.7856 | 598.3038 | 677.1871 | 0.01188% | 0.01218% | 0.01347% | 0.01135% | 7221 | 0.01153% | 0.01144% |  | 9.1388 | 24.6063 | 24.9352 |  | 3874 | 547.6468 | 573.6976 | 652.2519 |  | 3874 | 0.01192% | 0.01218% | 0.01351% | 0.009989% | 0.01235% | 0.01246% |  | 3874 | 0.01218% | 0.01351% | 3874 | 3132 | 0.01136% | 8299 | 0.01154% | 0.01145% |  | 3874 | 0.01235% | 0.01246% | 0.0124% |  | 3874 | 7221 | 0.01145% | 0.01189%
| Jun | 11 | 11 | 3875 | 556.5474 | 605.8632 | 688.3648 | 0.01188% | 0.01234% | 0.01369% | 0.01135% | 653 | 0.01153% | 0.01144% |  | 9.1396 | 24.6068 | 24.9379 |  | 3875 | 547.4078 | 581.2564 | 663.4269 |  | 3875 | 0.01192% | 0.01234% | 0.01374% | 0.00999% | 0.01235% | 0.01246% |  | 3875 | 0.01234% | 0.01374% | 3875 | 5913 | 0.01136% | 1457 | 0.01153% | 0.01145% |  | 3875 | 0.01235% | 0.01246% | 0.01241% |  | 3875 | 653 | 0.01145% | 0.009427%
| Jun | 11 | 12 | 3876 | 556.2658 | 624.3146 | 695.8103 | 0.01187% | 0.01271% | 0.01384% | 0.01135% | 5640 | 0.01153% | 0.01144% |  | 9.1404 | 24.6073 | 24.9406 |  | 3876 | 547.1254 | 599.7074 | 670.8697 |  | 3876 | 0.01191% | 0.01273% | 0.01389% | 0.009991% | 0.01235% | 0.01247% |  | 3876 | 0.01273% | 0.01389% | 3876 | 3844 | 0.01136% | 7956 | 0.01153% | 0.01145% |  | 3876 | 0.01235% | 0.01247% | 0.01241% |  | 3876 | 5640 | 0.01145% | 0.01234%
| Jun | 11 | 13 | 3877 | 558.3078 | 631.4923 | 710.2325 | 0.01192% | 0.01286% | 0.01412% | 0.01135% | 634 | 0.01153% | 0.01144% |  | 9.1412 | 24.6078 | 24.9433 |  | 3877 | 549.1666 | 606.8845 | 685.2892 |  | 3877 | 0.01195% | 0.01288% | 0.01419% | 0.009991% | 0.01235% | 0.01247% |  | 3877 | 0.01288% | 0.01419% | 3877 | 3301 | 0.01136% | 3798 | 0.01153% | 0.01144% |  | 3877 | 0.01235% | 0.01247% | 0.01241% |  | 3877 | 634 | 0.01144% | 0.009414%
| Jun | 11 | 14 | 3878 | 560.6087 | 630.5613 | 720.1536 | 0.01196% | 0.01284% | 0.01432% | 0.01135% | 5548 | 0.01153% | 0.01144% |  | 9.142 | 24.6083 | 24.946 |  | 3878 | 551.4667 | 605.9531 | 695.2076 |  | 3878 | 0.012% | 0.01286% | 0.0144% | 0.009992% | 0.01235% | 0.01247% |  | 3878 | 0.01286% | 0.0144% | 3878 | 3089 | 0.01136% | 3236 | 0.01153% | 0.01144% |  | 3878 | 0.01235% | 0.01247% | 0.01241% |  | 3878 | 5548 | 0.01144% | 0.01239%
| Jun | 11 | 15 | 3879 | 562.9606 | 635.1602 | 726.0988 | 0.01202% | 0.01293% | 0.01444% | 0.01135% | 1782 | 0.01153% | 0.01144% |  | 9.1428 | 24.6087 | 24.9487 |  | 3879 | 553.8178 | 610.5515 | 701.1501 |  | 3879 | 0.01206% | 0.01296% | 0.01452% | 0.009993% | 0.01235% | 0.01247% |  | 3879 | 0.01296% | 0.01452% | 3879 | 3265 | 0.01135% | 2874 | 0.01153% | 0.01144% |  | 3879 | 0.01235% | 0.01247% | 0.01241% |  | 3879 | 1782 | 0.01144% | 0.01034%
| Jun | 11 | 16 | 3880 | 567.5496 | 636.8825 | 730.1029 | 0.01211% | 0.01297% | 0.01452% | 0.01135% | 5474 | 0.01153% | 0.01144% |  | 9.1436 | 24.6092 | 24.9514 |  | 3880 | 558.406 | 612.2732 | 705.1515 |  | 3880 | 0.01216% | 0.013% | 0.0146% | 0.009994% | 0.01235% | 0.01247% |  | 3880 | 0.013% | 0.0146% | 3880 | 3136 | 0.01135% | 5812 | 0.01153% | 0.01144% |  | 3880 | 0.01235% | 0.01247% | 0.01241% |  | 3880 | 5474 | 0.01144% | 0.01244%
| Jun | 11 | 17 | 3881 | 571.9085 | 635.905 | 727.6648 | 0.01221% | 0.01295% | 0.01447% | 0.01135% | 1147 | 0.01153% | 0.01144% |  | 9.1444 | 24.6097 | 24.9541 |  | 3881 | 562.7641 | 611.2952 | 702.7107 |  | 3881 | 0.01225% | 0.01297% | 0.01455% | 0.009995% | 0.01235% | 0.01247% |  | 3881 | 0.01297% | 0.01455% | 3881 | 8302 | 0.01135% | 8277 | 0.01153% | 0.01144% |  | 3881 | 0.01235% | 0.01247% | 0.01241% |  | 3881 | 1147 | 0.01144% | 0.009803%
| Jun | 11 | 18 | 3882 | 571.734 | 634.0431 | 723.1356 | 0.0122% | 0.01291% | 0.01438% | 0.01135% | 8086 | 0.01153% | 0.01144% |  | 9.1452 | 24.6102 | 24.9567 |  | 3882 | 562.5888 | 609.4328 | 698.1788 |  | 3882 | 0.01225% | 0.01294% | 0.01446% | 0.009996% | 0.01235% | 0.01247% |  | 3882 | 0.01294% | 0.01446% | 3882 | 2599 | 0.01135% | 309 | 0.01153% | 0.01144% |  | 3882 | 0.01235% | 0.01247% | 0.01241% |  | 3882 | 8086 | 0.01144% | 0.01151%
| Jun | 11 | 19 | 3883 | 571.2419 | 629.258 | 714.4335 | 0.01219% | 0.01281% | 0.01421% | 0.01135% | 3236 | 0.01153% | 0.01144% |  | 9.146 | 24.6107 | 24.9594 |  | 3883 | 562.0959 | 604.6473 | 689.4741 |  | 3883 | 0.01224% | 0.01283% | 0.01428% | 0.009997% | 0.01235% | 0.01247% |  | 3883 | 0.01283% | 0.01428% | 3883 | 373 | 0.01135% | 1392 | 0.01153% | 0.01144% |  | 3883 | 0.01235% | 0.01247% | 0.01241% |  | 3883 | 3236 | 0.01144% | 0.01181%
| Jun | 11 | 20 | 3884 | 566.3628 | 621.0191 | 703.9122 | 0.01209% | 0.01265% | 0.014% | 0.01134% | 3724 | 0.01153% | 0.01144% |  | 9.1468 | 24.6112 | 24.9621 |  | 3884 | 557.216 | 596.4079 | 678.9501 |  | 3884 | 0.01213% | 0.01266% | 0.01406% | 0.009998% | 0.01235% | 0.01248% |  | 3884 | 0.01266% | 0.01406% | 3884 | 1423 | 0.01135% | 4296 | 0.01153% | 0.01144% |  | 3884 | 0.01235% | 0.01248% | 0.01241% |  | 3884 | 3724 | 0.01144% | 0.01228%
| Jun | 11 | 21 | 3885 | 564.6327 | 614.9213 | 690.9716 | 0.01205% | 0.01252% | 0.01374% | 0.01134% | 4496 | 0.01153% | 0.01144% |  | 9.1476 | 24.6117 | 24.9648 |  | 3885 | 555.4851 | 590.3096 | 666.0069 |  | 3885 | 0.01209% | 0.01253% | 0.01379% | 0.009998% | 0.01235% | 0.01248% |  | 3885 | 0.01253% | 0.01379% | 3885 | 1904 | 0.01135% | 6742 | 0.01153% | 0.01144% |  | 3885 | 0.01235% | 0.01248% | 0.01241% |  | 3885 | 4496 | 0.01144% | 0.0127%
| Jun | 11 | 22 | 3886 | 546.4298 | 601.376 | 666.6095 | 0.01166% | 0.01225% | 0.01326% | 0.01134% | 8262 | 0.01153% | 0.01144% |  | 9.1484 | 24.6122 | 24.9674 |  | 3886 | 537.2814 | 576.7638 | 641.6421 |  | 3886 | 0.0117% | 0.01224% | 0.01329% | 0.009999% | 0.01235% | 0.01248% |  | 3886 | 0.01224% | 0.01329% | 3886 | 4034 | 0.01135% | 8429 | 0.01153% | 0.01144% |  | 3886 | 0.01235% | 0.01248% | 0.01241% |  | 3886 | 8262 | 0.01144% | 0.01138%
| Jun | 11 | 23 | 3887 | 530.1539 | 587.5979 | 641.6192 | 0.01132% | 0.01197% | 0.01276% | 0.01134% | 5905 | 0.01153% | 0.01144% |  | 9.1492 | 24.6126 | 24.9701 |  | 3887 | 521.0047 | 562.9853 | 616.6491 |  | 3887 | 0.01134% | 0.01195% | 0.01277% | 0.01% | 0.01235% | 0.01248% |  | 3887 | 0.01195% | 0.01277% | 3887 | 7938 | 0.01135% | 8292 | 0.01153% | 0.01144% |  | 3887 | 0.01235% | 0.01248% | 0.01242% |  | 3887 | 5905 | 0.01144% | 0.0122%
| Jun | 12 | 0 | 3888 | 521.7665 | 581.3233 | 629.8976 | 0.01114% | 0.01184% | 0.01253% | 0.01134% | 8315 | 0.01153% | 0.01144% |  | 9.15 | 24.6131 | 24.9728 |  | 3888 | 512.6165 | 556.7102 | 604.9249 |  | 3888 | 0.01116% | 0.01182% | 0.01253% | 0.01% | 0.01235% | 0.01248% |  | 3888 | 0.01182% | 0.01253% | 3888 | 1006 | 0.01135% | 4997 | 0.01153% | 0.01144% |  | 3888 | 0.01235% | 0.01248% | 0.01242% |  | 3888 | 8315 | 0.01144% | 0.01134%
| Jun | 12 | 1 | 3889 | 515.6874 | 579.3962 | 623.0147 | 0.01101% | 0.0118% | 0.01239% | 0.01134% | 3791 | 0.01153% | 0.01143% |  | 9.1508 | 24.6136 | 24.9754 |  | 3889 | 506.5367 | 554.7826 | 598.0393 |  | 3889 | 0.01103% | 0.01178% | 0.01238% | 0.01% | 0.01235% | 0.01248% |  | 3889 | 0.01178% | 0.01238% | 3889 | 8460 | 0.01135% | 4277 | 0.01153% | 0.01144% |  | 3889 | 0.01235% | 0.01248% | 0.01242% |  | 3889 | 3791 | 0.01144% | 0.01234%
| Jun | 12 | 2 | 3890 | 519.9888 | 579.0331 | 618.0448 | 0.0111% | 0.01179% | 0.01229% | 0.01134% | 8478 | 0.01153% | 0.01143% |  | 9.1516 | 24.6141 | 24.9781 |  | 3890 | 510.8373 | 554.4191 | 593.0667 |  | 3890 | 0.01112% | 0.01177% | 0.01228% | 0.01% | 0.01235% | 0.01248% |  | 3890 | 0.01177% | 0.01228% | 3890 | 3674 | 0.01135% | 5425 | 0.01153% | 0.01144% |  | 3890 | 0.01235% | 0.01248% | 0.01242% |  | 3890 | 8478 | 0.01144% | 0.01121%
| Jun | 12 | 3 | 3891 | 520.333 | 581.3419 | 618.7575 | 0.01111% | 0.01184% | 0.0123% | 0.01134% | 3251 | 0.01153% | 0.01143% |  | 9.1524 | 24.6146 | 24.9807 |  | 3891 | 511.1806 | 556.7274 | 593.7767 |  | 3891 | 0.01113% | 0.01182% | 0.0123% | 0.01% | 0.01235% | 0.01249% |  | 3891 | 0.01182% | 0.0123% | 3891 | 2804 | 0.01135% | 8347 | 0.01153% | 0.01144% |  | 3891 | 0.01235% | 0.01249% | 0.01242% |  | 3891 | 3251 | 0.01144% | 0.01183%
| Jun | 12 | 4 | 3892 | 522.1245 | 585.3822 | 620.7642 | 0.01114% | 0.01192% | 0.01234% | 0.01134% | 5428 | 0.01153% | 0.01143% |  | 9.1532 | 24.615 | 24.9834 |  | 3892 | 512.9714 | 560.7672 | 595.7808 |  | 3892 | 0.01117% | 0.0119% | 0.01234% | 0.01% | 0.01235% | 0.01249% |  | 3892 | 0.0119% | 0.01234% | 3892 | 3222 | 0.01135% | 7804 | 0.01153% | 0.01144% |  | 3892 | 0.01235% | 0.01249% | 0.01242% |  | 3892 | 5428 | 0.01144% | 0.01246%
| Jun | 12 | 5 | 3893 | 535.1275 | 590.5676 | 623.5399 | 0.01142% | 0.01203% | 0.0124% | 0.01134% | 8301 | 0.01153% | 0.01143% |  | 9.154 | 24.6155 | 24.986 |  | 3893 | 525.9735 | 565.9521 | 598.5538 |  | 3893 | 0.01145% | 0.01201% | 0.0124% | 0.01001% | 0.01235% | 0.01249% |  | 3893 | 0.01201% | 0.0124% | 3893 | 1424 | 0.01135% | 7839 | 0.01153% | 0.01144% |  | 3893 | 0.01235% | 0.01249% | 0.01242% |  | 3893 | 8301 | 0.01144% | 0.01135%
| Jun | 12 | 6 | 3894 | 555.5361 | 600.4078 | 647.3206 | 0.01186% | 0.01223% | 0.01287% | 0.01134% | 2875 | 0.01153% | 0.01143% |  | 9.1548 | 24.616 | 24.9887 |  | 3894 | 546.3814 | 575.7918 | 622.3319 |  | 3894 | 0.01189% | 0.01222% | 0.01289% | 0.01001% | 0.01235% | 0.01249% |  | 3894 | 0.01222% | 0.01289% | 3894 | 3842 | 0.01135% | 5617 | 0.01153% | 0.01144% |  | 3894 | 0.01235% | 0.01249% | 0.01242% |  | 3894 | 2875 | 0.01144% | 0.01142%
| Jun | 12 | 7 | 3895 | 568.7084 | 612.5195 | 659.6798 | 0.01214% | 0.01247% | 0.01312% | 0.01134% | 4560 | 0.01153% | 0.01143% |  | 9.1556 | 24.6164 | 24.9913 |  | 3895 | 559.5529 | 587.903 | 634.6884 |  | 3895 | 0.01218% | 0.01248% | 0.01314% | 0.01001% | 0.01235% | 0.01249% |  | 3895 | 0.01248% | 0.01314% | 3895 | 6049 | 0.01135% | 1138 | 0.01153% | 0.01144% |  | 3895 | 0.01235% | 0.01249% | 0.01242% |  | 3895 | 4560 | 0.01144% | 0.01271%
| Jun | 12 | 8 | 3896 | 574.4482 | 620.9911 | 671.3826 | 0.01226% | 0.01265% | 0.01335% | 0.01134% | 777 | 0.01152% | 0.01143% |  | 9.1564 | 24.6169 | 24.994 |  | 3896 | 565.2919 | 596.3742 | 646.3886 |  | 3896 | 0.01231% | 0.01266% | 0.01339% | 0.01001% | 0.01235% | 0.01249% |  | 3896 | 0.01266% | 0.01339% | 3896 | 382 | 0.01135% | 7879 | 0.01153% | 0.01144% |  | 3896 | 0.01235% | 0.01249% | 0.01242% |  | 3896 | 777 | 0.01144% | 0.009511%
| Jun | 12 | 9 | 3897 | 581.8026 | 624.7987 | 685.4484 | 0.01242% | 0.01272% | 0.01363% | 0.01134% | 5831 | 0.01152% | 0.01143% |  | 9.1572 | 24.6174 | 24.9966 |  | 3897 | 572.6454 | 600.1814 | 660.4518 |  | 3897 | 0.01247% | 0.01274% | 0.01368% | 0.01001% | 0.01235% | 0.01249% |  | 3897 | 0.01274% | 0.01368% | 3897 | 6018 | 0.01135% | 3251 | 0.01153% | 0.01144% |  | 3897 | 0.01235% | 0.01249% | 0.01242% |  | 3897 | 5831 | 0.01144% | 0.01224%
| Jun | 12 | 10 | 3898 | 595.1134 | 629.8259 | 700.03 | 0.0127% | 0.01283% | 0.01392% | 0.01134% | 8374 | 0.01152% | 0.01143% |  | 9.158 | 24.6178 | 24.9992 |  | 3898 | 585.9554 | 605.208 | 675.0308 |  | 3898 | 0.01276% | 0.01285% | 0.01398% | 0.01001% | 0.01235% | 0.01249% |  | 3898 | 0.01285% | 0.01398% | 3898 | 5850 | 0.01135% | 8364 | 0.01153% | 0.01144% |  | 3898 | 0.01235% | 0.01249% | 0.01242% |  | 3898 | 8374 | 0.01144% | 0.01129%
| Jun | 12 | 11 | 3899 | 602.6678 | 630.7382 | 717.2279 | 0.01286% | 0.01284% | 0.01426% | 0.01134% | 7259 | 0.01152% | 0.01143% |  | 9.1588 | 24.6183 | 25.0019 |  | 3899 | 593.5091 | 606.1199 | 692.226 |  | 3899 | 0.01292% | 0.01286% | 0.01433% | 0.01001% | 0.01235% | 0.0125% |  | 3899 | 0.01286% | 0.01433% | 3899 | 2925 | 0.01135% | 7881 | 0.01153% | 0.01144% |  | 3899 | 0.01235% | 0.0125% | 0.01242% |  | 3899 | 7259 | 0.01144% | 0.01188%
| Jun | 12 | 12 | 3900 | 607.751 | 640.7925 | 728.6682 | 0.01297% | 0.01305% | 0.01449% | 0.01134% | 1584 | 0.01152% | 0.01143% |  | 9.1595 | 24.6187 | 25.0045 |  | 3900 | 598.5914 | 616.1737 | 703.6637 |  | 3900 | 0.01303% | 0.01308% | 0.01457% | 0.01001% | 0.01235% | 0.0125% |  | 3900 | 0.01308% | 0.01457% | 3900 | 8013 | 0.01135% | 45 | 0.01153% | 0.01144% |  | 3900 | 0.01235% | 0.0125% | 0.01243% |  | 3900 | 1584 | 0.01144% | 0.01017%
| Jun | 12 | 13 | 3901 | 610.7295 | 639.424 | 739.7052 | 0.01303% | 0.01302% | 0.01471% | 0.01134% | 2960 | 0.01152% | 0.01143% |  | 9.1603 | 24.6192 | 25.0071 |  | 3901 | 601.5691 | 614.8048 | 714.6981 |  | 3901 | 0.01309% | 0.01305% | 0.0148% | 0.01001% | 0.01235% | 0.0125% |  | 3901 | 0.01305% | 0.0148% | 3901 | 7512 | 0.01135% | 2961 | 0.01153% | 0.01144% |  | 3901 | 0.01235% | 0.0125% | 0.01243% |  | 3901 | 2960 | 0.01144% | 0.01151%
| Jun | 12 | 14 | 3902 | 613.4731 | 639.1819 | 744.722 | 0.01309% | 0.01302% | 0.01481% | 0.01134% | 3414 | 0.01152% | 0.01143% |  | 9.1611 | 24.6197 | 25.0097 |  | 3902 | 604.312 | 614.5623 | 719.7123 |  | 3902 | 0.01315% | 0.01304% | 0.0149% | 0.01001% | 0.01235% | 0.0125% |  | 3902 | 0.01304% | 0.0149% | 3902 | 6102 | 0.01135% | 5841 | 0.01153% | 0.01144% |  | 3902 | 0.01235% | 0.0125% | 0.01243% |  | 3902 | 3414 | 0.01144% | 0.01199%
| Jun | 12 | 15 | 3903 | 615.1927 | 642.4868 | 749.645 | 0.01313% | 0.01308% | 0.01491% | 0.01134% | 8017 | 0.01152% | 0.01143% |  | 9.1619 | 24.6201 | 25.0124 |  | 3903 | 606.0308 | 617.8667 | 724.6327 |  | 3903 | 0.01319% | 0.01311% | 0.01501% | 0.01001% | 0.01235% | 0.0125% |  | 3903 | 0.01311% | 0.01501% | 3903 | 3843 | 0.01135% | 6787 | 0.01152% | 0.01144% |  | 3903 | 0.01235% | 0.0125% | 0.01243% |  | 3903 | 8017 | 0.01144% | 0.01156%
| Jun | 12 | 16 | 3904 | 615.3309 | 641.1648 | 747.5821 | 0.01313% | 0.01306% | 0.01487% | 0.01134% | 5547 | 0.01152% | 0.01143% |  | 9.1627 | 24.6206 | 25.015 |  | 3904 | 606.1681 | 616.5443 | 722.5671 |  | 3904 | 0.0132% | 0.01309% | 0.01496% | 0.01001% | 0.01235% | 0.0125% |  | 3904 | 0.01309% | 0.01496% | 3904 | 3108 | 0.01135% | 4396 | 0.01152% | 0.01144% |  | 3904 | 0.01235% | 0.0125% | 0.01243% |  | 3904 | 5547 | 0.01144% | 0.01239%
| Jun | 12 | 17 | 3905 | 614.797 | 638.9678 | 742.9216 | 0.01312% | 0.01301% | 0.01477% | 0.01133% | 582 | 0.01152% | 0.01143% |  | 9.1635 | 24.621 | 25.0176 |  | 3905 | 605.6335 | 614.3468 | 717.904 |  | 3905 | 0.01318% | 0.01304% | 0.01487% | 0.01002% | 0.01235% | 0.0125% |  | 3905 | 0.01304% | 0.01487% | 3905 | 8415 | 0.01135% | 7854 | 0.01152% | 0.01144% |  | 3905 | 0.01235% | 0.0125% | 0.01243% |  | 3905 | 582 | 0.01144% | 0.009382%
| Jun | 12 | 18 | 3906 | 607.8248 | 635.905 | 733.7975 | 0.01297% | 0.01295% | 0.01459% | 0.01133% | 4157 | 0.01152% | 0.01143% |  | 9.1643 | 24.6215 | 25.0202 |  | 3906 | 598.6605 | 611.2835 | 708.7773 |  | 3906 | 0.01303% | 0.01297% | 0.01468% | 0.01002% | 0.01235% | 0.01251% |  | 3906 | 0.01297% | 0.01468% | 3906 | 286 | 0.01135% | 60 | 0.01152% | 0.01144% |  | 3906 | 0.01235% | 0.01251% | 0.01243% |  | 3906 | 4157 | 0.01144% | 0.01258%
| Jun | 12 | 19 | 3907 | 599.7576 | 631.0826 | 723.8576 | 0.0128% | 0.01285% | 0.01439% | 0.01133% | 4256 | 0.01152% | 0.01143% |  | 9.1651 | 24.6219 | 25.0228 |  | 3907 | 590.5925 | 606.4607 | 698.8348 |  | 3907 | 0.01286% | 0.01287% | 0.01447% | 0.01002% | 0.01235% | 0.01251% |  | 3907 | 0.01287% | 0.01447% | 3907 | 6325 | 0.01135% | 171 | 0.01152% | 0.01144% |  | 3907 | 0.01235% | 0.01251% | 0.01243% |  | 3907 | 4256 | 0.01144% | 0.01263%
| Jun | 12 | 20 | 3908 | 588.8462 | 627.6754 | 712.2674 | 0.01257% | 0.01278% | 0.01416% | 0.01133% | 227 | 0.01152% | 0.01143% |  | 9.1659 | 24.6223 | 25.0254 |  | 3908 | 579.6802 | 603.053 | 687.242 |  | 3908 | 0.01262% | 0.0128% | 0.01423% | 0.01002% | 0.01235% | 0.01251% |  | 3908 | 0.0128% | 0.01423% | 3908 | 6321 | 0.01135% | 1150 | 0.01152% | 0.01144% |  | 3908 | 0.01235% | 0.01251% | 0.01243% |  | 3908 | 227 | 0.01144% | 0.009202%
| Jun | 12 | 21 | 3909 | 585.9189 | 620.6374 | 700.1051 | 0.01251% | 0.01264% | 0.01392% | 0.01133% | 1761 | 0.01152% | 0.01143% |  | 9.1667 | 24.6228 | 25.028 |  | 3909 | 576.7522 | 596.0146 | 675.0771 |  | 3909 | 0.01255% | 0.01265% | 0.01398% | 0.01002% | 0.01236% | 0.01251% |  | 3909 | 0.01265% | 0.01398% | 3909 | 5684 | 0.01135% | 1619 | 0.01152% | 0.01144% |  | 3909 | 0.01236% | 0.01251% | 0.01243% |  | 3909 | 1761 | 0.01144% | 0.01032%
| Jun | 12 | 22 | 3910 | 568.3359 | 607.8554 | 678.1342 | 0.01213% | 0.01238% | 0.01348% | 0.01133% | 5814 | 0.01152% | 0.01143% |  | 9.1675 | 24.6232 | 25.0306 |  | 3910 | 559.1684 | 583.2322 | 653.1036 |  | 3910 | 0.01217% | 0.01238% | 0.01352% | 0.01002% | 0.01236% | 0.01251% |  | 3910 | 0.01238% | 0.01352% | 3910 | 3134 | 0.01135% | 8447 | 0.01152% | 0.01143% |  | 3910 | 0.01236% | 0.01251% | 0.01243% |  | 3910 | 5814 | 0.01143% | 0.01225%
| Jun | 12 | 23 | 3911 | 549.7419 | 594.3659 | 656.3133 | 0.01173% | 0.0121% | 0.01305% | 0.01133% | 671 | 0.01152% | 0.01143% |  | 9.1683 | 24.6237 | 25.0332 |  | 3911 | 540.5735 | 569.7422 | 631.2802 |  | 3911 | 0.01177% | 0.01209% | 0.01307% | 0.01002% | 0.01236% | 0.01251% |  | 3911 | 0.01209% | 0.01307% | 3911 | 7485 | 0.01135% | 372 | 0.01152% | 0.01143% |  | 3911 | 0.01236% | 0.01251% | 0.01243% |  | 3911 | 671 | 0.01143% | 0.009439%
| Jun | 13 | 0 | 3912 | 538.9827 | 583.0455 | 643.1946 | 0.0115% | 0.01187% | 0.01279% | 0.01133% | 659 | 0.01152% | 0.01142% |  | 9.1691 | 24.6241 | 25.0358 |  | 3912 | 529.8136 | 558.4214 | 618.1588 |  | 3912 | 0.01153% | 0.01185% | 0.0128% | 0.01002% | 0.01236% | 0.01251% |  | 3912 | 0.01185% | 0.0128% | 3912 | 5807 | 0.01135% | 7830 | 0.01152% | 0.01143% |  | 3912 | 0.01236% | 0.01251% | 0.01243% |  | 3912 | 659 | 0.01143% | 0.009431%
| Jun | 13 | 1 | 3913 | 534.2737 | 577.404 | 633.7236 | 0.0114% | 0.01176% | 0.0126% | 0.01133% | 6584 | 0.01152% | 0.01142% |  | 9.1699 | 24.6245 | 25.0383 |  | 3913 | 525.1038 | 552.7794 | 608.6852 |  | 3913 | 0.01143% | 0.01173% | 0.0126% | 0.01002% | 0.01236% | 0.01251% |  | 3913 | 0.01173% | 0.0126% | 3913 | 48 | 0.01135% | 4829 | 0.01152% | 0.01143% |  | 3913 | 0.01236% | 0.01251% | 0.01244% |  | 3913 | 6584 | 0.01143% | 0.01199%
| Jun | 13 | 2 | 3914 | 533.3611 | 576.622 | 628.5098 | 0.01138% | 0.01174% | 0.0125% | 0.01133% | 1262 | 0.01152% | 0.01142% |  | 9.1707 | 24.625 | 25.0409 |  | 3914 | 524.1904 | 551.997 | 603.4689 |  | 3914 | 0.01141% | 0.01172% | 0.0125% | 0.01002% | 0.01236% | 0.01252% |  | 3914 | 0.01172% | 0.0125% | 3914 | 8344 | 0.01134% | 8016 | 0.01152% | 0.01143% |  | 3914 | 0.01236% | 0.01252% | 0.01244% |  | 3914 | 1262 | 0.01143% | 0.009903%
| Jun | 13 | 3 | 3915 | 533.1013 | 576.6499 | 630.2633 | 0.01138% | 0.01174% | 0.01253% | 0.01133% | 29 | 0.01152% | 0.01142% |  | 9.1715 | 24.6254 | 25.0435 |  | 3915 | 523.9298 | 552.0245 | 605.2198 |  | 3915 | 0.0114% | 0.01172% | 0.01253% | 0.01002% | 0.01236% | 0.01252% |  | 3915 | 0.01172% | 0.01253% | 3915 | 2781 | 0.01134% | 6044 | 0.01152% | 0.01143% |  | 3915 | 0.01236% | 0.01252% | 0.01244% |  | 3915 | 29 | 0.01143% | 0.009133%
| Jun | 13 | 4 | 3916 | 539.9219 | 582.8128 | 634.2393 | 0.01152% | 0.01187% | 0.01261% | 0.01133% | 6932 | 0.01152% | 0.01142% |  | 9.1723 | 24.6258 | 25.0461 |  | 3916 | 530.7496 | 558.187 | 609.1932 |  | 3916 | 0.01155% | 0.01185% | 0.01262% | 0.01003% | 0.01236% | 0.01252% |  | 3916 | 0.01185% | 0.01262% | 3916 | 395 | 0.01134% | 1146 | 0.01152% | 0.01143% |  | 3916 | 0.01236% | 0.01252% | 0.01244% |  | 3916 | 6932 | 0.01143% | 0.01194%
| Jun | 13 | 5 | 3917 | 546.6026 | 585.7919 | 637.2682 | 0.01167% | 0.01193% | 0.01267% | 0.01133% | 236 | 0.01152% | 0.01142% |  | 9.1731 | 24.6263 | 25.0487 |  | 3917 | 537.4295 | 561.1656 | 612.2195 |  | 3917 | 0.0117% | 0.01191% | 0.01268% | 0.01003% | 0.01236% | 0.01252% |  | 3917 | 0.01191% | 0.01268% | 3917 | 20 | 0.01134% | 1654 | 0.01152% | 0.01143% |  | 3917 | 0.01236% | 0.01252% | 0.01244% |  | 3917 | 236 | 0.01143% | 0.009206%
| Jun | 13 | 6 | 3918 | 563.4775 | 597.8011 | 657.4574 | 0.01203% | 0.01217% | 0.01307% | 0.01133% | 6631 | 0.01152% | 0.01142% |  | 9.1739 | 24.6267 | 25.0512 |  | 3918 | 554.3036 | 573.1744 | 632.4061 |  | 3918 | 0.01207% | 0.01217% | 0.0131% | 0.01003% | 0.01236% | 0.01252% |  | 3918 | 0.01217% | 0.0131% | 3918 | 8325 | 0.01134% | 7907 | 0.01152% | 0.01143% |  | 3918 | 0.01236% | 0.01252% | 0.01244% |  | 3918 | 6631 | 0.01143% | 0.01198%
| Jun | 13 | 7 | 3919 | 574.1021 | 607.8554 | 672.8173 | 0.01225% | 0.01238% | 0.01338% | 0.01133% | 7987 | 0.01152% | 0.01142% |  | 9.1747 | 24.6271 | 25.0538 |  | 3919 | 564.9274 | 583.2283 | 647.7635 |  | 3919 | 0.0123% | 0.01238% | 0.01341% | 0.01003% | 0.01236% | 0.01252% |  | 3919 | 0.01238% | 0.01341% | 3919 | 738 | 0.01134% | 779 | 0.01152% | 0.01143% |  | 3919 | 0.01236% | 0.01252% | 0.01244% |  | 3919 | 7987 | 0.01143% | 0.01158%
| Jun | 13 | 8 | 3920 | 578.3734 | 619.0175 | 687.2395 | 0.01234% | 0.01261% | 0.01367% | 0.01133% | 7989 | 0.01152% | 0.01142% |  | 9.1755 | 24.6275 | 25.0564 |  | 3920 | 569.1979 | 594.39 | 662.1831 |  | 3920 | 0.01239% | 0.01262% | 0.01371% | 0.01003% | 0.01236% | 0.01252% |  | 3920 | 0.01262% | 0.01371% | 3920 | 3297 | 0.01134% | 8227 | 0.01152% | 0.01143% |  | 3920 | 0.01236% | 0.01252% | 0.01244% |  | 3920 | 7989 | 0.01143% | 0.01158%
| Jun | 13 | 9 | 3921 | 579.1117 | 623.6723 | 701.3241 | 0.01236% | 0.0127% | 0.01395% | 0.01133% | 7111 | 0.01151% | 0.01142% |  | 9.1763 | 24.628 | 25.0589 |  | 3921 | 569.9354 | 599.0443 | 676.2652 |  | 3921 | 0.01241% | 0.01271% | 0.014% | 0.01003% | 0.01236% | 0.01252% |  | 3921 | 0.01271% | 0.014% | 3921 | 7483 | 0.01134% | 3649 | 0.01152% | 0.01143% |  | 3921 | 0.01236% | 0.01252% | 0.01244% |  | 3921 | 7111 | 0.01143% | 0.01191%
| Jun | 13 | 10 | 3922 | 586.6542 | 641.7979 | 713.6927 | 0.01252% | 0.01307% | 0.01419% | 0.01133% | 3439 | 0.01151% | 0.01142% |  | 9.1771 | 24.6284 | 25.0615 |  | 3922 | 577.4771 | 617.1695 | 688.6312 |  | 3922 | 0.01257% | 0.0131% | 0.01426% | 0.01003% | 0.01236% | 0.01253% |  | 3922 | 0.0131% | 0.01426% | 3922 | 8047 | 0.01134% | 8326 | 0.01152% | 0.01143% |  | 3922 | 0.01236% | 0.01253% | 0.01244% |  | 3922 | 3439 | 0.01143% | 0.01202%
| Jun | 13 | 11 | 3923 | 594.9572 | 644.6745 | 727.5804 | 0.0127% | 0.01313% | 0.01447% | 0.01133% | 4468 | 0.01151% | 0.01142% |  | 9.1779 | 24.6288 | 25.064 |  | 3923 | 585.7793 | 620.0457 | 702.5164 |  | 3923 | 0.01275% | 0.01316% | 0.01455% | 0.01003% | 0.01236% | 0.01253% |  | 3923 | 0.01316% | 0.01455% | 3923 | 8540 | 0.01134% | 6770 | 0.01152% | 0.01143% |  | 3923 | 0.01236% | 0.01253% | 0.01244% |  | 3923 | 4468 | 0.01143% | 0.01269%
| Jun | 13 | 12 | 3924 | 603.4149 | 653.7792 | 739.8177 | 0.01288% | 0.01331% | 0.01471% | 0.01133% | 7844 | 0.01151% | 0.01142% |  | 9.1787 | 24.6292 | 25.0666 |  | 3924 | 594.2362 | 629.15 | 714.7511 |  | 3924 | 0.01294% | 0.01335% | 0.0148% | 0.01003% | 0.01236% | 0.01253% |  | 3924 | 0.01335% | 0.0148% | 3924 | 6405 | 0.01134% | 6137 | 0.01152% | 0.01143% |  | 3924 | 0.01236% | 0.01253% | 0.01244% |  | 3924 | 7844 | 0.01143% | 0.01166%
| Jun | 13 | 13 | 3925 | 604.9764 | 653.8258 | 744.0187 | 0.01291% | 0.01331% | 0.01479% | 0.01133% | 58 | 0.01151% | 0.01142% |  | 9.1795 | 24.6296 | 25.0691 |  | 3925 | 595.797 | 629.1961 | 718.9496 |  | 3925 | 0.01297% | 0.01335% | 0.01489% | 0.01003% | 0.01236% | 0.01253% |  | 3925 | 0.01335% | 0.01489% | 3925 | 509 | 0.01134% | 4662 | 0.01152% | 0.01143% |  | 3925 | 0.01236% | 0.01253% | 0.01244% |  | 3925 | 58 | 0.01143% | 0.009142%
| Jun | 13 | 14 | 3926 | 605.7899 | 661.6365 | 753.1896 | 0.01293% | 0.01347% | 0.01498% | 0.01132% | 4898 | 0.01151% | 0.01142% |  | 9.1803 | 24.63 | 25.0717 |  | 3926 | 596.6097 | 637.0064 | 728.118 |  | 3926 | 0.01299% | 0.01352% | 0.01508% | 0.01003% | 0.01236% | 0.01253% |  | 3926 | 0.01352% | 0.01508% | 3926 | 366 | 0.01134% | 4520 | 0.01152% | 0.01143% |  | 3926 | 0.01236% | 0.01253% | 0.01244% |  | 3926 | 4898 | 0.01143% | 0.01268%
| Jun | 13 | 15 | 3927 | 606.8055 | 666.0306 | 755.6652 | 0.01295% | 0.01356% | 0.01503% | 0.01132% | 6930 | 0.01151% | 0.01142% |  | 9.1811 | 24.6305 | 25.0742 |  | 3927 | 597.6244 | 641.4001 | 730.591 |  | 3927 | 0.01301% | 0.01361% | 0.01513% | 0.01004% | 0.01236% | 0.01253% |  | 3927 | 0.01361% | 0.01513% | 3927 | 2755 | 0.01134% | 4584 | 0.01152% | 0.01143% |  | 3927 | 0.01236% | 0.01253% | 0.01245% |  | 3927 | 6930 | 0.01143% | 0.01194%
| Jun | 13 | 16 | 3928 | 603.2392 | 660.1376 | 752.0738 | 0.01287% | 0.01344% | 0.01495% | 0.01132% | 7971 | 0.01151% | 0.01142% |  | 9.1819 | 24.6309 | 25.0768 |  | 3928 | 594.0573 | 635.5068 | 726.997 |  | 3928 | 0.01293% | 0.01349% | 0.01505% | 0.01004% | 0.01236% | 0.01253% |  | 3928 | 0.01349% | 0.01505% | 3928 | 3135 | 0.01134% | 61 | 0.01152% | 0.01143% |  | 3928 | 0.01236% | 0.01253% | 0.01245% |  | 3928 | 7971 | 0.01143% | 0.01159%
| Jun | 13 | 17 | 3929 | 600.5915 | 653.7048 | 741.9651 | 0.01282% | 0.01331% | 0.01475% | 0.01132% | 3839 | 0.01151% | 0.01142% |  | 9.1827 | 24.6313 | 25.0793 |  | 3929 | 591.4088 | 629.0735 | 716.8858 |  | 3929 | 0.01287% | 0.01335% | 0.01485% | 0.01004% | 0.01236% | 0.01253% |  | 3929 | 0.01335% | 0.01485% | 3929 | 7909 | 0.01134% | 2852 | 0.01152% | 0.01143% |  | 3929 | 0.01236% | 0.01253% | 0.01245% |  | 3929 | 3839 | 0.01143% | 0.01238%
| Jun | 13 | 18 | 3930 | 591.6198 | 646.2665 | 728.3212 | 0.01263% | 0.01316% | 0.01448% | 0.01132% | 8482 | 0.01151% | 0.01142% |  | 9.1835 | 24.6317 | 25.0818 |  | 3930 | 582.4364 | 621.6348 | 703.2394 |  | 3930 | 0.01268% | 0.01319% | 0.01456% | 0.01004% | 0.01236% | 0.01254% |  | 3930 | 0.01319% | 0.01456% | 3930 | 6019 | 0.01134% | 742 | 0.01152% | 0.01143% |  | 3930 | 0.01236% | 0.01254% | 0.01245% |  | 3930 | 8482 | 0.01143% | 0.0112%
| Jun | 13 | 19 | 3931 | 580.9152 | 636.659 | 709.3041 | 0.0124% | 0.01296% | 0.0141% | 0.01132% | 7988 | 0.01151% | 0.01142% |  | 9.1843 | 24.6321 | 25.0843 |  | 3931 | 571.7309 | 612.027 | 684.2198 |  | 3931 | 0.01245% | 0.01299% | 0.01417% | 0.01004% | 0.01236% | 0.01254% |  | 3931 | 0.01299% | 0.01417% | 3931 | 8321 | 0.01134% | 6129 | 0.01152% | 0.01143% |  | 3931 | 0.01236% | 0.01254% | 0.01245% |  | 3931 | 7988 | 0.01143% | 0.01158%
| Jun | 13 | 20 | 3932 | 576.3713 | 626.4372 | 697.4044 | 0.0123% | 0.01276% | 0.01387% | 0.01132% | 1690 | 0.01151% | 0.01142% |  | 9.1851 | 24.6325 | 25.0869 |  | 3932 | 567.1862 | 601.8047 | 672.3175 |  | 3932 | 0.01235% | 0.01277% | 0.01392% | 0.01004% | 0.01236% | 0.01254% |  | 3932 | 0.01277% | 0.01392% | 3932 | 3131 | 0.01134% | 5717 | 0.01152% | 0.01143% |  | 3932 | 0.01236% | 0.01254% | 0.01245% |  | 3932 | 1690 | 0.01143% | 0.01026%
| Jun | 13 | 21 | 3933 | 573.7195 | 620.8422 | 689.34 | 0.01224% | 0.01264% | 0.01371% | 0.01132% | 308 | 0.01151% | 0.01142% |  | 9.1859 | 24.6329 | 25.0894 |  | 3933 | 564.5337 | 596.2093 | 664.2506 |  | 3933 | 0.01229% | 0.01265% | 0.01376% | 0.01004% | 0.01236% | 0.01254% |  | 3933 | 0.01265% | 0.01376% | 3933 | 1050 | 0.01134% | 8035 | 0.01151% | 0.01143% |  | 3933 | 0.01236% | 0.01254% | 0.01245% |  | 3933 | 308 | 0.01143% | 0.009235%
| Jun | 13 | 22 | 3934 | 557.1232 | 608.9539 | 670.2479 | 0.01189% | 0.0124% | 0.01333% | 0.01132% | 8293 | 0.01151% | 0.01142% |  | 9.1867 | 24.6333 | 25.0919 |  | 3934 | 547.9365 | 584.3206 | 645.156 |  | 3934 | 0.01193% | 0.0124% | 0.01336% | 0.01004% | 0.01236% | 0.01254% |  | 3934 | 0.0124% | 0.01336% | 3934 | 6126 | 0.01134% | 674 | 0.01151% | 0.01143% |  | 3934 | 0.01236% | 0.01254% | 0.01245% |  | 3934 | 8293 | 0.01143% | 0.01136%
| Jun | 13 | 23 | 3935 | 544.4636 | 590.7818 | 652.9 | 0.01162% | 0.01203% | 0.01298% | 0.01132% | 6581 | 0.01151% | 0.01142% |  | 9.1874 | 24.6337 | 25.0944 |  | 3935 | 535.2761 | 566.1481 | 627.8056 |  | 3935 | 0.01165% | 0.01202% | 0.013% | 0.01004% | 0.01236% | 0.01254% |  | 3935 | 0.01202% | 0.013% | 3935 | 401 | 0.01134% | 7351 | 0.01151% | 0.01142% |  | 3935 | 0.01236% | 0.01254% | 0.01245% |  | 3935 | 6581 | 0.01142% | 0.01199%
| Jun | 14 | 0 | 3936 | 537.5217 | 583.8275 | 638.0465 | 0.01147% | 0.01189% | 0.01269% | 0.01132% | 4899 | 0.01151% | 0.01142% |  | 9.1882 | 24.6341 | 25.0969 |  | 3936 | 528.3334 | 559.1935 | 612.9495 |  | 3936 | 0.0115% | 0.01187% | 0.01269% | 0.01004% | 0.01236% | 0.01254% |  | 3936 | 0.01187% | 0.01269% | 3936 | 5743 | 0.01134% | 1595 | 0.01151% | 0.01142% |  | 3936 | 0.01236% | 0.01254% | 0.01245% |  | 3936 | 4899 | 0.01142% | 0.01268%
| Jun | 14 | 1 | 3937 | 535.164 | 577.9998 | 630.2633 | 0.01142% | 0.01177% | 0.01253% | 0.01132% | 1683 | 0.01151% | 0.01141% |  | 9.189 | 24.6345 | 25.0995 |  | 3937 | 525.975 | 553.3653 | 605.1639 |  | 3937 | 0.01145% | 0.01175% | 0.01253% | 0.01004% | 0.01236% | 0.01254% |  | 3937 | 0.01175% | 0.01253% | 3937 | 108 | 0.01134% | 7812 | 0.01151% | 0.01142% |  | 3937 | 0.01236% | 0.01254% | 0.01245% |  | 3937 | 1683 | 0.01142% | 0.01026%
| Jun | 14 | 2 | 3938 | 536.3142 | 578.2791 | 624.2057 | 0.01145% | 0.01178% | 0.01241% | 0.01132% | 1713 | 0.01151% | 0.01141% |  | 9.1898 | 24.6349 | 25.102 |  | 3938 | 527.1244 | 553.6442 | 599.1037 |  | 3938 | 0.01147% | 0.01175% | 0.01241% | 0.01004% | 0.01236% | 0.01255% |  | 3938 | 0.01175% | 0.01241% | 3938 | 5843 | 0.01133% | 3414 | 0.01151% | 0.01142% |  | 3938 | 0.01236% | 0.01255% | 0.01245% |  | 3938 | 1713 | 0.01142% | 0.01028%
| Jun | 14 | 3 | 3939 | 538.9492 | 580.2899 | 622.3583 | 0.0115% | 0.01182% | 0.01238% | 0.01132% | 7979 | 0.01151% | 0.01141% |  | 9.1906 | 24.6353 | 25.1045 |  | 3939 | 529.7586 | 555.6547 | 597.2539 |  | 3939 | 0.01153% | 0.01179% | 0.01237% | 0.01005% | 0.01236% | 0.01255% |  | 3939 | 0.01179% | 0.01237% | 3939 | 8667 | 0.01133% | 1579 | 0.01151% | 0.01142% |  | 3939 | 0.01236% | 0.01255% | 0.01245% |  | 3939 | 7979 | 0.01142% | 0.01158%
| Jun | 14 | 4 | 3940 | 542.9868 | 587.2255 | 623.0804 | 0.01159% | 0.01196% | 0.01239% | 0.01132% | 8101 | 0.01151% | 0.01141% |  | 9.1914 | 24.6357 | 25.107 |  | 3940 | 533.7954 | 562.5899 | 597.9734 |  | 3940 | 0.01162% | 0.01194% | 0.01238% | 0.01005% | 0.01236% | 0.01255% |  | 3940 | 0.01194% | 0.01238% | 3940 | 3296 | 0.01133% | 3720 | 0.01151% | 0.01142% |  | 3940 | 0.01236% | 0.01255% | 0.01246% |  | 3940 | 8101 | 0.01142% | 0.0115%
| Jun | 14 | 5 | 3941 | 555.1878 | 591.5451 | 623.9712 | 0.01185% | 0.01205% | 0.01241% | 0.01132% | 3655 | 0.01151% | 0.01141% |  | 9.1922 | 24.636 | 25.1095 |  | 3941 | 545.9955 | 566.9091 | 598.8618 |  | 3941 | 0.01189% | 0.01203% | 0.0124% | 0.01005% | 0.01236% | 0.01255% |  | 3941 | 0.01203% | 0.0124% | 3941 | 994 | 0.01133% | 3630 | 0.01151% | 0.01142% |  | 3941 | 0.01236% | 0.01255% | 0.01246% |  | 3941 | 3655 | 0.01142% | 0.01222%
| Jun | 14 | 6 | 3942 | 571.4739 | 606.5335 | 642.1631 | 0.0122% | 0.01235% | 0.01277% | 0.01132% | 303 | 0.01151% | 0.01141% |  | 9.193 | 24.6364 | 25.112 |  | 3942 | 562.2809 | 581.897 | 617.0511 |  | 3942 | 0.01224% | 0.01235% | 0.01278% | 0.01005% | 0.01236% | 0.01255% |  | 3942 | 0.01235% | 0.01278% | 3942 | 73 | 0.01133% | 7840 | 0.01151% | 0.01142% |  | 3942 | 0.01236% | 0.01255% | 0.01246% |  | 3942 | 303 | 0.01142% | 0.009233%
| Jun | 14 | 7 | 3943 | 579.0942 | 619.4085 | 654.8411 | 0.01236% | 0.01261% | 0.01302% | 0.01132% | 4661 | 0.01151% | 0.01141% |  | 9.1938 | 24.6368 | 25.1145 |  | 3943 | 569.9004 | 594.7717 | 629.7267 |  | 3943 | 0.01241% | 0.01262% | 0.01304% | 0.01005% | 0.01236% | 0.01255% |  | 3943 | 0.01262% | 0.01304% | 3943 | 278 | 0.01133% | 7352 | 0.01151% | 0.01142% |  | 3943 | 0.01236% | 0.01255% | 0.01246% |  | 3943 | 4661 | 0.01142% | 0.01272%
| Jun | 14 | 8 | 3944 | 582.4715 | 622.7599 | 669.629 | 0.01243% | 0.01268% | 0.01332% | 0.01132% | 4394 | 0.01151% | 0.01141% |  | 9.1946 | 24.6372 | 25.1169 |  | 3944 | 573.2769 | 598.1227 | 644.5121 |  | 3944 | 0.01248% | 0.0127% | 0.01335% | 0.01005% | 0.01236% | 0.01255% |  | 3944 | 0.0127% | 0.01335% | 3944 | 1262 | 0.01133% | 1394 | 0.01151% | 0.01142% |  | 3944 | 0.01236% | 0.01255% | 0.01246% |  | 3944 | 4394 | 0.01142% | 0.01267%
| Jun | 14 | 9 | 3945 | 583.7661 | 629.5093 | 676.962 | 0.01246% | 0.01282% | 0.01346% | 0.01132% | 4466 | 0.01151% | 0.01141% |  | 9.1954 | 24.6376 | 25.1194 |  | 3945 | 574.5707 | 604.8718 | 651.8426 |  | 3945 | 0.01251% | 0.01284% | 0.0135% | 0.01005% | 0.01236% | 0.01255% |  | 3945 | 0.01284% | 0.0135% | 3945 | 765 | 0.01133% | 8003 | 0.01151% | 0.01142% |  | 3945 | 0.01236% | 0.01255% | 0.01246% |  | 3945 | 4466 | 0.01142% | 0.01269%
| Jun | 14 | 10 | 3946 | 587.8453 | 636.2494 | 688.421 | 0.01255% | 0.01296% | 0.01369% | 0.01132% | 6954 | 0.01151% | 0.01141% |  | 9.1962 | 24.6379 | 25.1219 |  | 3946 | 578.6491 | 611.6115 | 663.2991 |  | 3946 | 0.0126% | 0.01298% | 0.01374% | 0.01005% | 0.01236% | 0.01256% |  | 3946 | 0.01298% | 0.01374% | 3946 | 2213 | 0.01133% | 1682 | 0.01151% | 0.01142% |  | 3946 | 0.01236% | 0.01256% | 0.01246% |  | 3946 | 6954 | 0.01142% | 0.01194%
| Jun | 14 | 11 | 3947 | 594.6654 | 636.6404 | 697.2825 | 0.01269% | 0.01296% | 0.01387% | 0.01132% | 1784 | 0.01151% | 0.01141% |  | 9.197 | 24.6383 | 25.1244 |  | 3947 | 585.4684 | 612.0021 | 672.1581 |  | 3947 | 0.01274% | 0.01299% | 0.01392% | 0.01005% | 0.01236% | 0.01256% |  | 3947 | 0.01299% | 0.01392% | 3947 | 3112 | 0.01133% | 8344 | 0.01151% | 0.01142% |  | 3947 | 0.01236% | 0.01256% | 0.01246% |  | 3947 | 1784 | 0.01142% | 0.01034%
| Jun | 14 | 12 | 3948 | 595.5319 | 642.6171 | 708.1695 | 0.01271% | 0.01309% | 0.01408% | 0.01132% | 5886 | 0.01151% | 0.01141% |  | 9.1978 | 24.6387 | 25.1269 |  | 3948 | 586.3341 | 617.9784 | 683.0426 |  | 3948 | 0.01276% | 0.01312% | 0.01414% | 0.01005% | 0.01236% | 0.01256% |  | 3948 | 0.01312% | 0.01414% | 3948 | 5734 | 0.01133% | 3191 | 0.01151% | 0.01142% |  | 3948 | 0.01236% | 0.01256% | 0.01246% |  | 3948 | 5886 | 0.01142% | 0.01221%
| Jun | 14 | 13 | 3949 | 601.5981 | 647.607 | 713.7021 | 0.01284% | 0.01319% | 0.01419% | 0.01132% | 3254 | 0.0115% | 0.01141% |  | 9.1986 | 24.6391 | 25.1293 |  | 3949 | 592.3995 | 622.968 | 688.5727 |  | 3949 | 0.0129% | 0.01322% | 0.01426% | 0.01005% | 0.01236% | 0.01256% |  | 3949 | 0.01322% | 0.01426% | 3949 | 1565 | 0.01133% | 7569 | 0.01151% | 0.01142% |  | 3949 | 0.01236% | 0.01256% | 0.01246% |  | 3949 | 3254 | 0.01142% | 0.01183%
| Jun | 14 | 14 | 3950 | 602.6097 | 652.69 | 725.3767 | 0.01286% | 0.01329% | 0.01442% | 0.01132% | 2961 | 0.0115% | 0.01141% |  | 9.1994 | 24.6394 | 25.1318 |  | 3950 | 593.4103 | 628.0506 | 700.2449 |  | 3950 | 0.01292% | 0.01333% | 0.0145% | 0.01006% | 0.01236% | 0.01256% |  | 3950 | 0.01333% | 0.0145% | 3950 | 7662 | 0.01133% | 340 | 0.01151% | 0.01142% |  | 3950 | 0.01236% | 0.01256% | 0.01246% |  | 3950 | 2961 | 0.01142% | 0.01151%
| Jun | 14 | 15 | 3951 | 608.804 | 653.621 | 730.131 | 0.01299% | 0.01331% | 0.01452% | 0.01132% | 5695 | 0.0115% | 0.01141% |  | 9.2002 | 24.6398 | 25.1343 |  | 3951 | 599.6038 | 628.9812 | 704.9967 |  | 3951 | 0.01305% | 0.01335% | 0.0146% | 0.01006% | 0.01236% | 0.01256% |  | 3951 | 0.01335% | 0.0146% | 3951 | 75 | 0.01133% | 5647 | 0.01151% | 0.01142% |  | 3951 | 0.01236% | 0.01256% | 0.01246% |  | 3951 | 5695 | 0.01142% | 0.01231%
| Jun | 14 | 16 | 3952 | 610.0713 | 655.6039 | 728.9776 | 0.01302% | 0.01335% | 0.0145% | 0.01132% | 1314 | 0.0115% | 0.01141% |  | 9.201 | 24.6402 | 25.1367 |  | 3952 | 600.8703 | 630.9637 | 703.8409 |  | 3952 | 0.01308% | 0.01339% | 0.01458% | 0.01006% | 0.01236% | 0.01256% |  | 3952 | 0.01339% | 0.01458% | 3952 | 237 | 0.01133% | 7759 | 0.01151% | 0.01142% |  | 3952 | 0.01236% | 0.01256% | 0.01246% |  | 3952 | 1314 | 0.01142% | 0.009948%
| Jun | 14 | 17 | 3953 | 608.2465 | 658.9088 | 721.1007 | 0.01298% | 0.01342% | 0.01434% | 0.01132% | 8295 | 0.0115% | 0.01141% |  | 9.2018 | 24.6405 | 25.1392 |  | 3953 | 599.0447 | 634.2682 | 695.9615 |  | 3953 | 0.01304% | 0.01346% | 0.01441% | 0.01006% | 0.01236% | 0.01256% |  | 3953 | 0.01346% | 0.01441% | 3953 | 295 | 0.01133% | 3254 | 0.0115% | 0.01142% |  | 3953 | 0.01236% | 0.01256% | 0.01246% |  | 3953 | 8295 | 0.01142% | 0.01136%
| Jun | 14 | 18 | 3954 | 600.9915 | 658.0151 | 711.4046 | 0.01283% | 0.0134% | 0.01415% | 0.01132% | 3191 | 0.0115% | 0.01141% |  | 9.2026 | 24.6409 | 25.1417 |  | 3954 | 591.7889 | 633.3742 | 686.263 |  | 3954 | 0.01288% | 0.01344% | 0.01421% | 0.01006% | 0.01236% | 0.01257% |  | 3954 | 0.01344% | 0.01421% | 3954 | 2795 | 0.01133% | 1395 | 0.0115% | 0.01142% |  | 3954 | 0.01236% | 0.01257% | 0.01247% |  | 3954 | 3191 | 0.01142% | 0.01176%
| Jun | 14 | 19 | 3955 | 600.8222 | 652.6714 | 704.9625 | 0.01282% | 0.01329% | 0.01402% | 0.01132% | 6923 | 0.0115% | 0.01141% |  | 9.2034 | 24.6413 | 25.1441 |  | 3955 | 591.6188 | 628.0301 | 679.8184 |  | 3955 | 0.01288% | 0.01333% | 0.01408% | 0.01006% | 0.01236% | 0.01257% |  | 3955 | 0.01333% | 0.01408% | 3955 | 354 | 0.01133% | 1310 | 0.0115% | 0.01142% |  | 3955 | 0.01236% | 0.01257% | 0.01247% |  | 3955 | 6923 | 0.01142% | 0.01194%
| Jun | 14 | 20 | 3956 | 596.4142 | 641.9468 | 689.8089 | 0.01273% | 0.01307% | 0.01372% | 0.01131% | 2874 | 0.0115% | 0.01141% |  | 9.2042 | 24.6416 | 25.1466 |  | 3956 | 587.21 | 617.3052 | 664.6623 |  | 3956 | 0.01278% | 0.0131% | 0.01376% | 0.01006% | 0.01236% | 0.01257% |  | 3956 | 0.0131% | 0.01376% | 3956 | 8025 | 0.01133% | 7221 | 0.0115% | 0.01142% |  | 3956 | 0.01236% | 0.01257% | 0.01247% |  | 3956 | 2874 | 0.01142% | 0.01142%
| Jun | 14 | 21 | 3957 | 595.3532 | 634.8344 | 678.4155 | 0.01271% | 0.01293% | 0.01349% | 0.01131% | 8440 | 0.0115% | 0.01141% |  | 9.205 | 24.642 | 25.149 |  | 3957 | 586.1483 | 610.1924 | 653.2665 |  | 3957 | 0.01276% | 0.01295% | 0.01353% | 0.01006% | 0.01236% | 0.01257% |  | 3957 | 0.01295% | 0.01353% | 3957 | 6632 | 0.01133% | 3439 | 0.0115% | 0.01142% |  | 3957 | 0.01236% | 0.01257% | 0.01247% |  | 3957 | 8440 | 0.01142% | 0.01124%
| Jun | 14 | 22 | 3958 | 577.2738 | 622.9089 | 658.4232 | 0.01232% | 0.01268% | 0.01309% | 0.01131% | 8400 | 0.0115% | 0.01141% |  | 9.2058 | 24.6424 | 25.1515 |  | 3958 | 568.068 | 598.2665 | 633.2718 |  | 3958 | 0.01237% | 0.0127% | 0.01311% | 0.01006% | 0.01236% | 0.01257% |  | 3958 | 0.0127% | 0.01311% | 3958 | 7644 | 0.01133% | 8086 | 0.0115% | 0.01141% |  | 3958 | 0.01236% | 0.01257% | 0.01247% |  | 3958 | 8400 | 0.01141% | 0.01127%
| Jun | 14 | 23 | 3959 | 562.6817 | 605.4442 | 640.7565 | 0.01201% | 0.01233% | 0.01274% | 0.01131% | 4565 | 0.0115% | 0.01141% |  | 9.2066 | 24.6427 | 25.1539 |  | 3959 | 553.4751 | 580.8015 | 615.6026 |  | 3959 | 0.01205% | 0.01233% | 0.01275% | 0.01006% | 0.01237% | 0.01257% |  | 3959 | 0.01233% | 0.01275% | 3959 | 5683 | 0.01133% | 8262 | 0.0115% | 0.01141% |  | 3959 | 0.01237% | 0.01257% | 0.01247% |  | 3959 | 4565 | 0.01141% | 0.01271%
| Jun | 15 | 0 | 3960 | 555.1337 | 596.4326 | 629.4757 | 0.01185% | 0.01215% | 0.01252% | 0.01131% | 4443 | 0.0115% | 0.01141% |  | 9.2074 | 24.6431 | 25.1563 |  | 3960 | 545.9263 | 571.7896 | 604.3193 |  | 3960 | 0.01188% | 0.01214% | 0.01251% | 0.01006% | 0.01237% | 0.01257% |  | 3960 | 0.01214% | 0.01251% | 3960 | 1373 | 0.01133% | 8315 | 0.0115% | 0.01141% |  | 3960 | 0.01237% | 0.01257% | 0.01247% |  | 3960 | 4443 | 0.01141% | 0.01269%
| Jun | 15 | 1 | 3961 | 550.3456 | 592.5785 | 622.1708 | 0.01175% | 0.01207% | 0.01237% | 0.01131% | 6117 | 0.0115% | 0.01141% |  | 9.2082 | 24.6434 | 25.1588 |  | 3961 | 541.1374 | 567.9351 | 597.012 |  | 3961 | 0.01178% | 0.01205% | 0.01236% | 0.01006% | 0.01237% | 0.01257% |  | 3961 | 0.01205% | 0.01236% | 3961 | 8387 | 0.01133% | 5426 | 0.0115% | 0.01141% |  | 3961 | 0.01237% | 0.01257% | 0.01247% |  | 3961 | 6117 | 0.01141% | 0.01211%
| Jun | 15 | 2 | 3962 | 550.4635 | 591.2845 | 617.1821 | 0.01175% | 0.01204% | 0.01227% | 0.01131% | 162 | 0.0115% | 0.01141% |  | 9.209 | 24.6438 | 25.1612 |  | 3962 | 541.2546 | 566.6407 | 592.0209 |  | 3962 | 0.01178% | 0.01203% | 0.01226% | 0.01007% | 0.01237% | 0.01258% |  | 3962 | 0.01203% | 0.01226% | 3962 | 6078 | 0.01133% | 3724 | 0.0115% | 0.01141% |  | 3962 | 0.01237% | 0.01258% | 0.01247% |  | 3962 | 162 | 0.01141% | 0.009178%
| Jun | 15 | 3 | 3963 | 549.2512 | 591.2845 | 616.3663 | 0.01172% | 0.01204% | 0.01226% | 0.01131% | 4467 | 0.0115% | 0.01141% |  | 9.2098 | 24.6441 | 25.1636 |  | 3963 | 540.0414 | 566.6404 | 591.2026 |  | 3963 | 0.01176% | 0.01203% | 0.01224% | 0.01007% | 0.01237% | 0.01258% |  | 3963 | 0.01203% | 0.01224% | 3963 | 5549 | 0.01133% | 766 | 0.0115% | 0.01141% |  | 3963 | 0.01237% | 0.01258% | 0.01247% |  | 3963 | 4467 | 0.01141% | 0.01269%
| Jun | 15 | 4 | 3964 | 552.6264 | 594.971 | 614.8378 | 0.01179% | 0.01212% | 0.01223% | 0.01131% | 8019 | 0.0115% | 0.01141% |  | 9.2105 | 24.6445 | 25.1661 |  | 3964 | 543.4158 | 570.3266 | 589.6717 |  | 3964 | 0.01183% | 0.01211% | 0.01221% | 0.01007% | 0.01237% | 0.01258% |  | 3964 | 0.01211% | 0.01221% | 3964 | 1113 | 0.01133% | 8478 | 0.0115% | 0.01141% |  | 3964 | 0.01237% | 0.01258% | 0.01247% |  | 3964 | 8019 | 0.01141% | 0.01156%
| Jun | 15 | 5 | 3965 | 560.8882 | 600.2961 | 613.4406 | 0.01197% | 0.01222% | 0.0122% | 0.01131% | 759 | 0.0115% | 0.01141% |  | 9.2113 | 24.6448 | 25.1685 |  | 3965 | 551.6769 | 575.6513 | 588.2721 |  | 3965 | 0.01201% | 0.01222% | 0.01218% | 0.01007% | 0.01237% | 0.01258% |  | 3965 | 0.01222% | 0.01218% | 3965 | 5999 | 0.01133% | 8301 | 0.0115% | 0.01141% |  | 3965 | 0.01237% | 0.01258% | 0.01247% |  | 3965 | 759 | 0.01141% | 0.009499%
| Jun | 15 | 6 | 3966 | 576.6644 | 611.2068 | 622.3771 | 0.01231% | 0.01245% | 0.01238% | 0.01131% | 3446 | 0.0115% | 0.0114% |  | 9.2121 | 24.6451 | 25.1709 |  | 3966 | 567.4523 | 586.5617 | 597.2062 |  | 3966 | 0.01235% | 0.01245% | 0.01237% | 0.01007% | 0.01237% | 0.01258% |  | 3966 | 0.01245% | 0.01237% | 3966 | 3501 | 0.01132% | 1102 | 0.0115% | 0.01141% |  | 3966 | 0.01237% | 0.01258% | 0.01247% |  | 3966 | 3446 | 0.01141% | 0.01202%
| Jun | 15 | 7 | 3967 | 581.6502 | 623.9516 | 632.2888 | 0.01241% | 0.01271% | 0.01257% | 0.01131% | 5385 | 0.0115% | 0.0114% |  | 9.2129 | 24.6455 | 25.1733 |  | 3967 | 572.4373 | 599.3061 | 607.1155 |  | 3967 | 0.01246% | 0.01272% | 0.01257% | 0.01007% | 0.01237% | 0.01258% |  | 3967 | 0.01272% | 0.01257% | 3967 | 945 | 0.01132% | 4302 | 0.0115% | 0.01141% |  | 3967 | 0.01237% | 0.01258% | 0.01247% |  | 3967 | 5385 | 0.01141% | 0.01248%
| Jun | 15 | 8 | 3968 | 588.3279 | 631.064 | 643.2508 | 0.01256% | 0.01285% | 0.01279% | 0.01131% | 1603 | 0.0115% | 0.0114% |  | 9.2137 | 24.6458 | 25.1757 |  | 3968 | 579.1142 | 606.4182 | 618.0751 |  | 3968 | 0.01261% | 0.01287% | 0.0128% | 0.01007% | 0.01237% | 0.01258% |  | 3968 | 0.01287% | 0.0128% | 3968 | 8385 | 0.01132% | 8374 | 0.0115% | 0.01141% |  | 3968 | 0.01237% | 0.01258% | 0.01247% |  | 3968 | 1603 | 0.01141% | 0.01019%
| Jun | 15 | 9 | 3969 | 591.9663 | 634.4899 | 659.7923 | 0.01263% | 0.01292% | 0.01312% | 0.01131% | 1409 | 0.0115% | 0.0114% |  | 9.2145 | 24.6462 | 25.1781 |  | 3969 | 582.7518 | 609.8438 | 634.6142 |  | 3969 | 0.01269% | 0.01294% | 0.01314% | 0.01007% | 0.01237% | 0.01258% |  | 3969 | 0.01294% | 0.01314% | 3969 | 8524 | 0.01132% | 635 | 0.0115% | 0.01141% |  | 3969 | 0.01237% | 0.01258% | 0.01248% |  | 3969 | 1409 | 0.01141% | 0.01003%
| Jun | 15 | 10 | 3970 | 590.8129 | 647.0671 | 672.0108 | 0.01261% | 0.01318% | 0.01336% | 0.01131% | 8342 | 0.0115% | 0.0114% |  | 9.2153 | 24.6465 | 25.1805 |  | 3970 | 581.5976 | 622.4206 | 646.8303 |  | 3970 | 0.01266% | 0.01321% | 0.01339% | 0.01007% | 0.01237% | 0.01259% |  | 3970 | 0.01321% | 0.01339% | 3970 | 5842 | 0.01132% | 802 | 0.0115% | 0.01141% |  | 3970 | 0.01237% | 0.01259% | 0.01248% |  | 3970 | 8342 | 0.01141% | 0.01132%
| Jun | 15 | 11 | 3971 | 592.7517 | 657.1772 | 678.9594 | 0.01265% | 0.01338% | 0.0135% | 0.01131% | 7325 | 0.0115% | 0.0114% |  | 9.2161 | 24.6468 | 25.1829 |  | 3971 | 583.5355 | 632.5304 | 653.7764 |  | 3971 | 0.0127% | 0.01343% | 0.01354% | 0.01007% | 0.01237% | 0.01259% |  | 3971 | 0.01343% | 0.01354% | 3971 | 8002 | 0.01132% | 1681 | 0.0115% | 0.01141% |  | 3971 | 0.01237% | 0.01259% | 0.01248% |  | 3971 | 7325 | 0.01141% | 0.01187%
| Jun | 15 | 12 | 3972 | 592.6806 | 661.5061 | 684.717 | 0.01265% | 0.01347% | 0.01362% | 0.01131% | 7822 | 0.0115% | 0.0114% |  | 9.2169 | 24.6472 | 25.1853 |  | 3972 | 583.4636 | 636.859 | 659.5317 |  | 3972 | 0.0127% | 0.01352% | 0.01366% | 0.01007% | 0.01237% | 0.01259% |  | 3972 | 0.01352% | 0.01366% | 3972 | 94 | 0.01132% | 1055 | 0.0115% | 0.01141% |  | 3972 | 0.01237% | 0.01259% | 0.01248% |  | 3972 | 7822 | 0.01141% | 0.01168%
| Jun | 15 | 13 | 3973 | 593.1411 | 666.3564 | 690.9998 | 0.01266% | 0.01357% | 0.01374% | 0.01131% | 4272 | 0.0115% | 0.0114% |  | 9.2177 | 24.6475 | 25.1877 |  | 3973 | 583.9234 | 641.7089 | 665.812 |  | 3973 | 0.01271% | 0.01362% | 0.01379% | 0.01008% | 0.01237% | 0.01259% |  | 3973 | 0.01362% | 0.01379% | 3973 | 3845 | 0.01132% | 1549 | 0.01149% | 0.01141% |  | 3973 | 0.01237% | 0.01259% | 0.01248% |  | 3973 | 4272 | 0.01141% | 0.01263%
| Jun | 15 | 14 | 3974 | 596.2756 | 671.188 | 699.0923 | 0.01273% | 0.01367% | 0.0139% | 0.01131% | 8021 | 0.0115% | 0.0114% |  | 9.2185 | 24.6478 | 25.1901 |  | 3974 | 587.0571 | 646.5402 | 673.9022 |  | 3974 | 0.01278% | 0.01372% | 0.01396% | 0.01008% | 0.01237% | 0.01259% |  | 3974 | 0.01372% | 0.01396% | 3974 | 8518 | 0.01132% | 5933 | 0.01149% | 0.01141% |  | 3974 | 0.01237% | 0.01259% | 0.01248% |  | 3974 | 8021 | 0.01141% | 0.01156%
| Jun | 15 | 15 | 3975 | 595.0833 | 674.7536 | 705 | 0.0127% | 0.01374% | 0.01402% | 0.01131% | 1708 | 0.01149% | 0.0114% |  | 9.2193 | 24.6482 | 25.1925 |  | 3975 | 585.864 | 650.1054 | 679.8075 |  | 3975 | 0.01275% | 0.0138% | 0.01408% | 0.01008% | 0.01237% | 0.01259% |  | 3975 | 0.0138% | 0.01408% | 3975 | 117 | 0.01132% | 5928 | 0.01149% | 0.01141% |  | 3975 | 0.01237% | 0.01259% | 0.01248% |  | 3975 | 1708 | 0.01141% | 0.01028%
| Jun | 15 | 16 | 3976 | 592.8706 | 674.0833 | 702.8526 | 0.01265% | 0.01373% | 0.01398% | 0.01131% | 172 | 0.01149% | 0.0114% |  | 9.2201 | 24.6485 | 25.1949 |  | 3976 | 583.6505 | 649.4348 | 677.6577 |  | 3976 | 0.0127% | 0.01378% | 0.01403% | 0.01008% | 0.01237% | 0.01259% |  | 3976 | 0.01378% | 0.01403% | 3976 | 1066 | 0.01132% | 8017 | 0.01149% | 0.01141% |  | 3976 | 0.01237% | 0.01259% | 0.01248% |  | 3976 | 172 | 0.01141% | 0.009182%
| Jun | 15 | 17 | 3977 | 583.6515 | 669.5589 | 697.7232 | 0.01246% | 0.01363% | 0.01387% | 0.01131% | 304 | 0.01149% | 0.0114% |  | 9.2209 | 24.6488 | 25.1973 |  | 3977 | 574.4306 | 644.9101 | 672.5259 |  | 3977 | 0.0125% | 0.01369% | 0.01393% | 0.01008% | 0.01237% | 0.01259% |  | 3977 | 0.01369% | 0.01393% | 3977 | 319 | 0.01132% | 3049 | 0.01149% | 0.01141% |  | 3977 | 0.01237% | 0.01259% | 0.01248% |  | 3977 | 304 | 0.01141% | 0.009233%
| Jun | 15 | 18 | 3978 | 579.9931 | 659.5604 | 690.7935 | 0.01238% | 0.01343% | 0.01374% | 0.01131% | 4900 | 0.01149% | 0.0114% |  | 9.2217 | 24.6491 | 25.1997 |  | 3978 | 570.7714 | 634.9113 | 665.5938 |  | 3978 | 0.01242% | 0.01348% | 0.01378% | 0.01008% | 0.01237% | 0.0126% |  | 3978 | 0.01348% | 0.01378% | 3978 | 8026 | 0.01132% | 5546 | 0.01149% | 0.01141% |  | 3978 | 0.01237% | 0.0126% | 0.01248% |  | 3978 | 4900 | 0.01141% | 0.01268%
| Jun | 15 | 19 | 3979 | 572.9982 | 644.2091 | 684.4169 | 0.01223% | 0.01312% | 0.01361% | 0.01131% | 633 | 0.01149% | 0.0114% |  | 9.2225 | 24.6495 | 25.2021 |  | 3979 | 563.7757 | 619.5596 | 659.2149 |  | 3979 | 0.01227% | 0.01315% | 0.01365% | 0.01008% | 0.01237% | 0.0126% |  | 3979 | 0.01315% | 0.01365% | 3979 | 2748 | 0.01132% | 4395 | 0.01149% | 0.01141% |  | 3979 | 0.01237% | 0.0126% | 0.01248% |  | 3979 | 633 | 0.01141% | 0.009414%
| Jun | 15 | 20 | 3980 | 569.5702 | 630.2634 | 672.6204 | 0.01216% | 0.01283% | 0.01337% | 0.01131% | 8220 | 0.01149% | 0.0114% |  | 9.2233 | 24.6498 | 25.2044 |  | 3980 | 560.3469 | 605.6136 | 647.4159 |  | 3980 | 0.0122% | 0.01285% | 0.01341% | 0.01008% | 0.01237% | 0.0126% |  | 3980 | 0.01285% | 0.01341% | 3980 | 52 | 0.01132% | 2841 | 0.01149% | 0.01141% |  | 3980 | 0.01237% | 0.0126% | 0.01248% |  | 3980 | 8220 | 0.01141% | 0.01141%
| Jun | 15 | 21 | 3981 | 567.8495 | 624.4356 | 661.9115 | 0.01212% | 0.01272% | 0.01316% | 0.01131% | 7088 | 0.01149% | 0.0114% |  | 9.2241 | 24.6501 | 25.2068 |  | 3981 | 558.6254 | 599.7856 | 636.7047 |  | 3981 | 0.01216% | 0.01273% | 0.01319% | 0.01008% | 0.01237% | 0.0126% |  | 3981 | 0.01273% | 0.01319% | 3981 | 7751 | 0.01132% | 317 | 0.01149% | 0.01141% |  | 3981 | 0.01237% | 0.0126% | 0.01248% |  | 3981 | 7088 | 0.01141% | 0.01192%
| Jun | 15 | 22 | 3982 | 554.9986 | 613.1711 | 645.5014 | 0.01185% | 0.01249% | 0.01284% | 0.0113% | 6766 | 0.01149% | 0.0114% |  | 9.2249 | 24.6504 | 25.2092 |  | 3982 | 545.7737 | 588.5207 | 620.2922 |  | 3982 | 0.01188% | 0.01249% | 0.01285% | 0.01008% | 0.01237% | 0.0126% |  | 3982 | 0.01249% | 0.01285% | 3982 | 30 | 0.01132% | 3791 | 0.01149% | 0.0114% |  | 3982 | 0.01237% | 0.0126% | 0.01248% |  | 3982 | 6766 | 0.0114% | 0.01196%
| Jun | 15 | 23 | 3983 | 541.5398 | 598.2666 | 628.266 | 0.01156% | 0.01218% | 0.01249% | 0.0113% | 4276 | 0.01149% | 0.0114% |  | 9.2257 | 24.6507 | 25.2115 |  | 3983 | 532.3141 | 573.6159 | 603.0545 |  | 3983 | 0.01159% | 0.01217% | 0.01249% | 0.01008% | 0.01237% | 0.0126% |  | 3983 | 0.01217% | 0.01249% | 3983 | 873 | 0.01132% | 683 | 0.01149% | 0.0114% |  | 3983 | 0.01237% | 0.0126% | 0.01249% |  | 3983 | 4276 | 0.0114% | 0.01263%
| Jun | 16 | 0 | 3984 | 533.7021 | 591.2938 | 612.7935 | 0.01139% | 0.01204% | 0.01219% | 0.0113% | 3447 | 0.01149% | 0.0114% |  | 9.2265 | 24.651 | 25.2139 |  | 3984 | 524.4756 | 566.6427 | 587.5796 |  | 3984 | 0.01142% | 0.01203% | 0.01217% | 0.01008% | 0.01237% | 0.0126% |  | 3984 | 0.01203% | 0.01217% | 3984 | 6995 | 0.01132% | 7259 | 0.01149% | 0.0114% |  | 3984 | 0.01237% | 0.0126% | 0.01249% |  | 3984 | 3447 | 0.0114% | 0.01202%
| Jun | 16 | 1 | 3985 | 530.3717 | 584.563 | 607.1016 | 0.01132% | 0.0119% | 0.01207% | 0.0113% | 1098 | 0.01149% | 0.0114% |  | 9.2273 | 24.6513 | 25.2163 |  | 3985 | 521.1444 | 559.9117 | 581.8853 |  | 3985 | 0.01134% | 0.01188% | 0.01205% | 0.01009% | 0.01237% | 0.0126% |  | 3985 | 0.01188% | 0.01205% | 3985 | 6975 | 0.01132% | 212 | 0.01149% | 0.0114% |  | 3985 | 0.01237% | 0.0126% | 0.01249% |  | 3985 | 1098 | 0.0114% | 0.009762%
| Jun | 16 | 2 | 3986 | 528.8295 | 580.0944 | 602.3192 | 0.01129% | 0.01181% | 0.01198% | 0.0113% | 4469 | 0.01149% | 0.0114% |  | 9.2281 | 24.6516 | 25.2186 |  | 3986 | 519.6015 | 555.4428 | 577.1005 |  | 3986 | 0.01131% | 0.01179% | 0.01195% | 0.01009% | 0.01237% | 0.0126% |  | 3986 | 0.01179% | 0.01195% | 3986 | 6630 | 0.01132% | 4897 | 0.01149% | 0.0114% |  | 3986 | 0.01237% | 0.0126% | 0.01249% |  | 3986 | 4469 | 0.0114% | 0.01269%
| Jun | 16 | 3 | 3987 | 529.6763 | 575.5793 | 599.4685 | 0.0113% | 0.01172% | 0.01192% | 0.0113% | 1148 | 0.01149% | 0.0114% |  | 9.2289 | 24.652 | 25.221 |  | 3987 | 520.4475 | 550.9274 | 574.2475 |  | 3987 | 0.01133% | 0.01169% | 0.01189% | 0.01009% | 0.01237% | 0.01261% |  | 3987 | 0.01169% | 0.01189% | 3987 | 7956 | 0.01132% | 5619 | 0.01149% | 0.0114% |  | 3987 | 0.01237% | 0.01261% | 0.01249% |  | 3987 | 1148 | 0.0114% | 0.009804%
| Jun | 16 | 4 | 3988 | 529.5814 | 574.4436 | 595.8395 | 0.0113% | 0.0117% | 0.01185% | 0.0113% | 1110 | 0.01149% | 0.0114% |  | 9.2297 | 24.6523 | 25.2233 |  | 3988 | 520.3518 | 549.7913 | 570.6162 |  | 3988 | 0.01133% | 0.01167% | 0.01182% | 0.01009% | 0.01237% | 0.01261% |  | 3988 | 0.01167% | 0.01182% | 3988 | 6228 | 0.01131% | 5479 | 0.01149% | 0.0114% |  | 3988 | 0.01237% | 0.01261% | 0.01249% |  | 3988 | 1110 | 0.0114% | 0.009772%
| Jun | 16 | 5 | 3989 | 535.4598 | 573.4102 | 593.167 | 0.01143% | 0.01168% | 0.01179% | 0.0113% | 7469 | 0.01149% | 0.0114% |  | 9.2305 | 24.6526 | 25.2257 |  | 3989 | 526.2293 | 548.7576 | 567.9413 |  | 3989 | 0.01145% | 0.01165% | 0.01176% | 0.01009% | 0.01237% | 0.01261% |  | 3989 | 0.01165% | 0.01176% | 3989 | 8746 | 0.01131% | 2870 | 0.01149% | 0.0114% |  | 3989 | 0.01237% | 0.01261% | 0.01249% |  | 3989 | 7469 | 0.0114% | 0.01183%
| Jun | 16 | 6 | 3990 | 552.0551 | 582.0401 | 599.7498 | 0.01178% | 0.01185% | 0.01193% | 0.0113% | 6082 | 0.01149% | 0.0114% |  | 9.2312 | 24.6529 | 25.228 |  | 3990 | 542.8239 | 557.3873 | 574.5218 |  | 3990 | 0.01182% | 0.01183% | 0.0119% | 0.01009% | 0.01237% | 0.01261% |  | 3990 | 0.01183% | 0.0119% | 3990 | 3086 | 0.01131% | 3052 | 0.01149% | 0.0114% |  | 3990 | 0.01237% | 0.01261% | 0.01249% |  | 3990 | 6082 | 0.0114% | 0.01213%
| Jun | 16 | 7 | 3991 | 556.461 | 591.6568 | 610.1398 | 0.01188% | 0.01205% | 0.01213% | 0.0113% | 2852 | 0.01149% | 0.01139% |  | 9.232 | 24.6532 | 25.2304 |  | 3991 | 547.229 | 567.0037 | 584.9094 |  | 3991 | 0.01191% | 0.01203% | 0.01211% | 0.01009% | 0.01237% | 0.01261% |  | 3991 | 0.01203% | 0.01211% | 3991 | 4419 | 0.01131% | 2869 | 0.01149% | 0.0114% |  | 3991 | 0.01237% | 0.01261% | 0.01249% |  | 3991 | 2852 | 0.0114% | 0.01139%
| Jun | 16 | 8 | 3992 | 561.3489 | 604.9601 | 630.5916 | 0.01198% | 0.01232% | 0.01254% | 0.0113% | 7274 | 0.01149% | 0.01139% |  | 9.2328 | 24.6535 | 25.2327 |  | 3992 | 552.116 | 580.3067 | 605.3589 |  | 3992 | 0.01202% | 0.01232% | 0.01254% | 0.01009% | 0.01237% | 0.01261% |  | 3992 | 0.01232% | 0.01254% | 3992 | 605 | 0.01131% | 7987 | 0.01149% | 0.0114% |  | 3992 | 0.01237% | 0.01261% | 0.01249% |  | 3992 | 7274 | 0.0114% | 0.01188%
| Jun | 16 | 9 | 3993 | 569.0756 | 612.1285 | 647.5456 | 0.01215% | 0.01247% | 0.01288% | 0.0113% | 8229 | 0.01149% | 0.01139% |  | 9.2336 | 24.6538 | 25.235 |  | 3993 | 559.8419 | 587.4747 | 622.3106 |  | 3993 | 0.01219% | 0.01247% | 0.01289% | 0.01009% | 0.01237% | 0.01261% |  | 3993 | 0.01247% | 0.01289% | 3993 | 582 | 0.01131% | 7989 | 0.01149% | 0.0114% |  | 3993 | 0.01237% | 0.01261% | 0.01249% |  | 3993 | 8229 | 0.0114% | 0.01141%
| Jun | 16 | 10 | 3994 | 568.3114 | 620.8422 | 660.6175 | 0.01213% | 0.01264% | 0.01314% | 0.0113% | 8648 | 0.01149% | 0.01139% |  | 9.2344 | 24.6541 | 25.2374 |  | 3994 | 559.0769 | 596.1881 | 635.3801 |  | 3994 | 0.01217% | 0.01265% | 0.01316% | 0.01009% | 0.01237% | 0.01261% |  | 3994 | 0.01265% | 0.01316% | 3994 | 2747 | 0.01131% | 3175 | 0.01149% | 0.0114% |  | 3994 | 0.01237% | 0.01261% | 0.01249% |  | 3994 | 8648 | 0.0114% | 0.01106%
| Jun | 16 | 11 | 3995 | 568.1828 | 621.0563 | 671.7201 | 0.01213% | 0.01265% | 0.01336% | 0.0113% | 191 | 0.01149% | 0.01139% |  | 9.2352 | 24.6543 | 25.2397 |  | 3995 | 558.9476 | 596.4019 | 646.4805 |  | 3995 | 0.01217% | 0.01266% | 0.01339% | 0.01009% | 0.01237% | 0.01262% |  | 3995 | 0.01266% | 0.01339% | 3995 | 7958 | 0.01131% | 4156 | 0.01149% | 0.0114% |  | 3995 | 0.01237% | 0.01262% | 0.01249% |  | 3995 | 191 | 0.0114% | 0.009189%
| Jun | 16 | 12 | 3996 | 563.9084 | 615.2844 | 687.4833 | 0.01204% | 0.01253% | 0.01367% | 0.0113% | 1700 | 0.01148% | 0.01139% |  | 9.236 | 24.6546 | 25.242 |  | 3996 | 554.6724 | 590.6298 | 662.2413 |  | 3996 | 0.01207% | 0.01254% | 0.01371% | 0.0101% | 0.01237% | 0.01262% |  | 3996 | 0.01254% | 0.01371% | 3996 | 7777 | 0.01131% | 5618 | 0.01149% | 0.0114% |  | 3996 | 0.01237% | 0.01262% | 0.01249% |  | 3996 | 1700 | 0.0114% | 0.01027%
| Jun | 16 | 13 | 3997 | 564.2893 | 607.4923 | 696.6167 | 0.01204% | 0.01237% | 0.01385% | 0.0113% | 8365 | 0.01148% | 0.01139% |  | 9.2368 | 24.6549 | 25.2443 |  | 3997 | 555.0525 | 582.8374 | 671.3724 |  | 3997 | 0.01208% | 0.01237% | 0.0139% | 0.0101% | 0.01237% | 0.01262% |  | 3997 | 0.01237% | 0.0139% | 3997 | 8632 | 0.01131% | 359 | 0.01148% | 0.0114% |  | 3997 | 0.01237% | 0.01262% | 0.01249% |  | 3997 | 8365 | 0.0114% | 0.0113%
| Jun | 16 | 14 | 3998 | 563.6016 | 608.2371 | 696.8418 | 0.01203% | 0.01239% | 0.01386% | 0.0113% | 6059 | 0.01148% | 0.01139% |  | 9.2376 | 24.6552 | 25.2467 |  | 3998 | 554.3639 | 583.5819 | 671.5951 |  | 3998 | 0.01207% | 0.01239% | 0.01391% | 0.0101% | 0.01237% | 0.01262% |  | 3998 | 0.01239% | 0.01391% | 3998 | 8414 | 0.01131% | 632 | 0.01148% | 0.0114% |  | 3998 | 0.01237% | 0.01262% | 0.01249% |  | 3998 | 6059 | 0.0114% | 0.01214%
| Jun | 16 | 15 | 3999 | 559.424 | 609.7452 | 697.8545 | 0.01194% | 0.01242% | 0.01388% | 0.0113% | 1191 | 0.01148% | 0.01139% |  | 9.2384 | 24.6555 | 25.249 |  | 3999 | 550.1856 | 585.0897 | 672.6055 |  | 3999 | 0.01198% | 0.01242% | 0.01393% | 0.0101% | 0.01237% | 0.01262% |  | 3999 | 0.01242% | 0.01393% | 3999 | 13 | 0.01131% | 6584 | 0.01148% | 0.0114% |  | 3999 | 0.01237% | 0.01262% | 0.0125% |  | 3999 | 1191 | 0.0114% | 0.009841%
| Jun | 16 | 16 | 4000 | 559.0037 | 611.784 | 693.691 | 0.01193% | 0.01246% | 0.01379% | 0.0113% | 6757 | 0.01148% | 0.01139% |  | 9.2392 | 24.6558 | 25.2513 |  | 4000 | 549.7644 | 587.1282 | 668.4397 |  | 4000 | 0.01197% | 0.01246% | 0.01384% | 0.0101% | 0.01237% | 0.01262% |  | 4000 | 0.01246% | 0.01384% | 4000 | 2771 | 0.01131% | 3446 | 0.01148% | 0.0114% |  | 4000 | 0.01237% | 0.01262% | 0.0125% |  | 4000 | 6757 | 0.0114% | 0.01196%
| Jun | 16 | 17 | 4001 | 561.0258 | 604.6343 | 692.1813 | 0.01197% | 0.01231% | 0.01376% | 0.0113% | 3175 | 0.01148% | 0.01139% |  | 9.24 | 24.6561 | 25.2536 |  | 4001 | 551.7858 | 579.9782 | 666.9277 |  | 4001 | 0.01201% | 0.01231% | 0.01381% | 0.0101% | 0.01237% | 0.01262% |  | 4001 | 0.01231% | 0.01381% | 4001 | 7088 | 0.01131% | 7844 | 0.01148% | 0.0114% |  | 4001 | 0.01237% | 0.01262% | 0.0125% |  | 4001 | 3175 | 0.0114% | 0.01175%
| Jun | 16 | 18 | 4002 | 557.2147 | 591.3962 | 686.5831 | 0.01189% | 0.01204% | 0.01365% | 0.0113% | 4519 | 0.01148% | 0.01139% |  | 9.2408 | 24.6563 | 25.2559 |  | 4002 | 547.9739 | 566.7398 | 661.3272 |  | 4002 | 0.01193% | 0.01203% | 0.0137% | 0.0101% | 0.01237% | 0.01262% |  | 4002 | 0.01203% | 0.0137% | 4002 | 5976 | 0.01131% | 6932 | 0.01148% | 0.0114% |  | 4002 | 0.01237% | 0.01262% | 0.0125% |  | 4002 | 4519 | 0.0114% | 0.0127%
| Jun | 16 | 19 | 4003 | 554.7781 | 579.5917 | 676.2212 | 0.01184% | 0.0118% | 0.01345% | 0.0113% | 5475 | 0.01148% | 0.01139% |  | 9.2416 | 24.6566 | 25.2582 |  | 4003 | 545.5365 | 554.9351 | 650.963 |  | 4003 | 0.01188% | 0.01178% | 0.01348% | 0.0101% | 0.01237% | 0.01262% |  | 4003 | 0.01178% | 0.01348% | 4003 | 6318 | 0.01131% | 7971 | 0.01148% | 0.0114% |  | 4003 | 0.01237% | 0.01262% | 0.0125% |  | 4003 | 5475 | 0.0114% | 0.01244%
| Jun | 16 | 20 | 4004 | 549.1087 | 576.11 | 664.9216 | 0.01172% | 0.01173% | 0.01322% | 0.0113% | 5713 | 0.01148% | 0.01139% |  | 9.2424 | 24.6569 | 25.2605 |  | 4004 | 539.8663 | 551.4531 | 639.6611 |  | 4004 | 0.01175% | 0.0117% | 0.01325% | 0.0101% | 0.01237% | 0.01263% |  | 4004 | 0.0117% | 0.01325% | 4004 | 6329 | 0.01131% | 336 | 0.01148% | 0.0114% |  | 4004 | 0.01237% | 0.01263% | 0.0125% |  | 4004 | 5713 | 0.0114% | 0.0123%
| Jun | 16 | 21 | 4005 | 550.0388 | 579.0704 | 661.6396 | 0.01174% | 0.01179% | 0.01316% | 0.0113% | 8109 | 0.01148% | 0.01139% |  | 9.2432 | 24.6572 | 25.2628 |  | 4005 | 540.7956 | 554.4132 | 636.3768 |  | 4005 | 0.01177% | 0.01177% | 0.01318% | 0.0101% | 0.01237% | 0.01263% |  | 4005 | 0.01177% | 0.01318% | 4005 | 7965 | 0.01131% | 1656 | 0.01148% | 0.0114% |  | 4005 | 0.01237% | 0.01263% | 0.0125% |  | 4005 | 8109 | 0.0114% | 0.0115%
| Jun | 16 | 22 | 4006 | 539.9605 | 572.3955 | 645.8202 | 0.01152% | 0.01166% | 0.01284% | 0.0113% | 6736 | 0.01148% | 0.01139% |  | 9.244 | 24.6575 | 25.2651 |  | 4006 | 530.7166 | 547.738 | 620.5551 |  | 4006 | 0.01155% | 0.01163% | 0.01285% | 0.0101% | 0.01237% | 0.01263% |  | 4006 | 0.01163% | 0.01285% | 4006 | 3244 | 0.01131% | 8482 | 0.01148% | 0.0114% |  | 4006 | 0.01237% | 0.01263% | 0.0125% |  | 4006 | 6736 | 0.0114% | 0.01197%
| Jun | 16 | 23 | 4007 | 528.5038 | 561.7547 | 629.2225 | 0.01128% | 0.01144% | 0.01251% | 0.0113% | 3049 | 0.01148% | 0.01139% |  | 9.2448 | 24.6577 | 25.2674 |  | 4007 | 519.259 | 537.097 | 603.9551 |  | 4007 | 0.0113% | 0.0114% | 0.01251% | 0.0101% | 0.01237% | 0.01263% |  | 4007 | 0.0114% | 0.01251% | 4007 | 7634 | 0.01131% | 5620 | 0.01148% | 0.0114% |  | 4007 | 0.01237% | 0.01263% | 0.0125% |  | 4007 | 3049 | 0.0114% | 0.01161%
| Jun | 17 | 0 | 4008 | 520.7406 | 553.1341 | 615.6724 | 0.01111% | 0.01126% | 0.01224% | 0.0113% | 3823 | 0.01148% | 0.01139% |  | 9.2456 | 24.658 | 25.2697 |  | 4008 | 511.4951 | 528.4761 | 590.4027 |  | 4008 | 0.01113% | 0.01122% | 0.01223% | 0.01011% | 0.01237% | 0.01263% |  | 4008 | 0.01122% | 0.01223% | 4008 | 5570 | 0.01131% | 7111 | 0.01148% | 0.0114% |  | 4008 | 0.01237% | 0.01263% | 0.0125% |  | 4008 | 3823 | 0.0114% | 0.01236%
| Jun | 17 | 1 | 4009 | 513.8797 | 549.9875 | 610.5149 | 0.01097% | 0.0112% | 0.01214% | 0.0113% | 5997 | 0.01148% | 0.01139% |  | 9.2464 | 24.6583 | 25.272 |  | 4009 | 504.6333 | 525.3292 | 585.2429 |  | 4009 | 0.01098% | 0.01115% | 0.01212% | 0.01011% | 0.01237% | 0.01263% |  | 4009 | 0.01115% | 0.01212% | 4009 | 7910 | 0.01131% | 5399 | 0.01148% | 0.01139% |  | 4009 | 0.01237% | 0.01263% | 0.0125% |  | 4009 | 5997 | 0.01139% | 0.01216%
| Jun | 17 | 2 | 4010 | 514.0929 | 546.1333 | 607.9361 | 0.01097% | 0.01112% | 0.01209% | 0.0113% | 8104 | 0.01148% | 0.01139% |  | 9.2472 | 24.6585 | 25.2743 |  | 4010 | 504.8457 | 521.4748 | 582.6619 |  | 4010 | 0.01099% | 0.01107% | 0.01207% | 0.01011% | 0.01237% | 0.01263% |  | 4010 | 0.01107% | 0.01207% | 4010 | 3303 | 0.01131% | 6631 | 0.01148% | 0.01139% |  | 4010 | 0.01237% | 0.01263% | 0.0125% |  | 4010 | 8104 | 0.01139% | 0.0115%
| Jun | 17 | 3 | 4011 | 513.6445 | 546.515 | 605.0292 | 0.01096% | 0.01113% | 0.01203% | 0.0113% | 8404 | 0.01148% | 0.01139% |  | 9.248 | 24.6588 | 25.2765 |  | 4011 | 504.3966 | 521.8562 | 579.7527 |  | 4011 | 0.01098% | 0.01108% | 0.01201% | 0.01011% | 0.01237% | 0.01263% |  | 4011 | 0.01108% | 0.01201% | 4011 | 6478 | 0.01131% | 8293 | 0.01148% | 0.01139% |  | 4011 | 0.01237% | 0.01263% | 0.0125% |  | 4011 | 8404 | 0.01139% | 0.01127%
| Jun | 17 | 4 | 4012 | 519.7727 | 545.0907 | 605.6293 | 0.01109% | 0.0111% | 0.01204% | 0.0113% | 8036 | 0.01148% | 0.01139% |  | 9.2488 | 24.6591 | 25.2788 |  | 4012 | 510.524 | 520.4316 | 580.3505 |  | 4012 | 0.01111% | 0.01105% | 0.01202% | 0.01011% | 0.01237% | 0.01263% |  | 4012 | 0.01105% | 0.01202% | 4012 | 7701 | 0.01131% | 7988 | 0.01148% | 0.01139% |  | 4012 | 0.01237% | 0.01263% | 0.0125% |  | 4012 | 8036 | 0.01139% | 0.01155%
| Jun | 17 | 5 | 4013 | 520.6429 | 542.3444 | 608.1799 | 0.01111% | 0.01104% | 0.01209% | 0.0113% | 419 | 0.01148% | 0.01139% |  | 9.2495 | 24.6593 | 25.2811 |  | 4013 | 511.3934 | 517.685 | 582.8989 |  | 4013 | 0.01113% | 0.01099% | 0.01207% | 0.01011% | 0.01237% | 0.01264% |  | 4013 | 0.01099% | 0.01207% | 4013 | 8628 | 0.01131% | 719 | 0.01148% | 0.01139% |  | 4013 | 0.01237% | 0.01264% | 0.0125% |  | 4013 | 419 | 0.01139% | 0.009288%
| Jun | 17 | 6 | 4014 | 527.8121 | 551.2908 | 630.5072 | 0.01127% | 0.01123% | 0.01254% | 0.0113% | 3052 | 0.01147% | 0.01139% |  | 9.2503 | 24.6596 | 25.2833 |  | 4014 | 518.5617 | 526.6312 | 605.2238 |  | 4014 | 0.01129% | 0.01118% | 0.01253% | 0.01011% | 0.01237% | 0.01264% |  | 4014 | 0.01118% | 0.01253% | 4014 | 7814 | 0.0113% | 5905 | 0.01148% | 0.01139% |  | 4014 | 0.01237% | 0.01264% | 0.01251% |  | 4014 | 3052 | 0.01139% | 0.01161%
| Jun | 17 | 7 | 4015 | 533.9328 | 564.4265 | 646.7204 | 0.0114% | 0.01149% | 0.01286% | 0.0113% | 8093 | 0.01147% | 0.01139% |  | 9.2511 | 24.6598 | 25.2856 |  | 4015 | 524.6817 | 539.7667 | 621.4348 |  | 4015 | 0.01142% | 0.01146% | 0.01287% | 0.01011% | 0.01237% | 0.01264% |  | 4015 | 0.01146% | 0.01287% | 4015 | 3868 | 0.0113% | 59 | 0.01148% | 0.01139% |  | 4015 | 0.01237% | 0.01264% | 0.01251% |  | 4015 | 8093 | 0.01139% | 0.01151%
| Jun | 17 | 8 | 4016 | 539.4853 | 580.6251 | 662.9712 | 0.01151% | 0.01182% | 0.01318% | 0.01129% | 1453 | 0.01147% | 0.01138% |  | 9.2519 | 24.6601 | 25.2879 |  | 4016 | 530.2333 | 555.965 | 637.6833 |  | 4016 | 0.01154% | 0.0118% | 0.01321% | 0.01011% | 0.01237% | 0.01264% |  | 4016 | 0.0118% | 0.01321% | 4016 | 6322 | 0.0113% | 5427 | 0.01148% | 0.01139% |  | 4016 | 0.01237% | 0.01264% | 0.01251% |  | 4016 | 1453 | 0.01139% | 0.01007%
| Jun | 17 | 9 | 4017 | 548.2234 | 589.2364 | 678.5937 | 0.0117% | 0.012% | 0.01349% | 0.01129% | 8221 | 0.01147% | 0.01138% |  | 9.2527 | 24.6603 | 25.2901 |  | 4017 | 538.9707 | 564.576 | 653.3035 |  | 4017 | 0.01173% | 0.01198% | 0.01353% | 0.01011% | 0.01237% | 0.01264% |  | 4017 | 0.01198% | 0.01353% | 4017 | 1265 | 0.0113% | 5640 | 0.01148% | 0.01139% |  | 4017 | 0.01237% | 0.01264% | 0.01251% |  | 4017 | 8221 | 0.01139% | 0.01141%
| Jun | 17 | 10 | 4018 | 552.2051 | 597.9035 | 693.8692 | 0.01179% | 0.01218% | 0.0138% | 0.01129% | 1679 | 0.01147% | 0.01138% |  | 9.2535 | 24.6606 | 25.2924 |  | 4018 | 542.9516 | 573.2429 | 668.5768 |  | 4018 | 0.01182% | 0.01217% | 0.01385% | 0.01011% | 0.01237% | 0.01264% |  | 4018 | 0.01217% | 0.01385% | 4018 | 213 | 0.0113% | 3655 | 0.01148% | 0.01139% |  | 4018 | 0.01237% | 0.01264% | 0.01251% |  | 4018 | 1679 | 0.01139% | 0.01025%
| Jun | 17 | 11 | 4019 | 555.7653 | 603.1169 | 699.9644 | 0.01186% | 0.01228% | 0.01392% | 0.01129% | 8223 | 0.01147% | 0.01138% |  | 9.2543 | 24.6609 | 25.2946 |  | 4019 | 546.511 | 578.456 | 674.6698 |  | 4019 | 0.0119% | 0.01228% | 0.01397% | 0.01012% | 0.01237% | 0.01264% |  | 4019 | 0.01228% | 0.01397% | 4019 | 7950 | 0.0113% | 1123 | 0.01148% | 0.01139% |  | 4019 | 0.01237% | 0.01264% | 0.01251% |  | 4019 | 8223 | 0.01139% | 0.01141%
| Jun | 17 | 12 | 4020 | 554.7703 | 595.9113 | 718.1938 | 0.01184% | 0.01213% | 0.01428% | 0.01129% | 8343 | 0.01147% | 0.01138% |  | 9.2551 | 24.6611 | 25.2969 |  | 4020 | 545.5152 | 571.2502 | 692.8969 |  | 4020 | 0.01187% | 0.01212% | 0.01435% | 0.01012% | 0.01237% | 0.01264% |  | 4020 | 0.01212% | 0.01435% | 4020 | 8468 | 0.0113% | 6930 | 0.01148% | 0.01139% |  | 4020 | 0.01237% | 0.01264% | 0.01251% |  | 4020 | 8343 | 0.01139% | 0.01132%
| Jun | 17 | 13 | 4021 | 553.8836 | 594.5707 | 735.1947 | 0.01182% | 0.01211% | 0.01462% | 0.01129% | 1045 | 0.01147% | 0.01138% |  | 9.2559 | 24.6613 | 25.2991 |  | 4021 | 544.6277 | 569.9094 | 709.8956 |  | 4021 | 0.01186% | 0.0121% | 0.0147% | 0.01012% | 0.01237% | 0.01264% |  | 4021 | 0.0121% | 0.0147% | 4021 | 6501 | 0.0113% | 3008 | 0.01148% | 0.01139% |  | 4021 | 0.01237% | 0.01264% | 0.01251% |  | 4021 | 1045 | 0.01139% | 0.009718%
| Jun | 17 | 14 | 4022 | 555.7446 | 596.9167 | 745.4816 | 0.01186% | 0.01216% | 0.01482% | 0.01129% | 1429 | 0.01147% | 0.01138% |  | 9.2567 | 24.6616 | 25.3014 |  | 4022 | 546.4879 | 572.2551 | 720.1802 |  | 4022 | 0.0119% | 0.01215% | 0.01491% | 0.01012% | 0.01237% | 0.01265% |  | 4022 | 0.01215% | 0.01491% | 4022 | 8024 | 0.0113% | 1085 | 0.01148% | 0.01139% |  | 4022 | 0.01237% | 0.01265% | 0.01251% |  | 4022 | 1429 | 0.01139% | 0.01005%
| Jun | 17 | 15 | 4023 | 553.7298 | 598.1363 | 751.3705 | 0.01182% | 0.01218% | 0.01494% | 0.01129% | 4511 | 0.01147% | 0.01138% |  | 9.2575 | 24.6618 | 25.3036 |  | 4023 | 544.4723 | 573.4744 | 726.0668 |  | 4023 | 0.01185% | 0.01217% | 0.01504% | 0.01012% | 0.01237% | 0.01265% |  | 4023 | 0.01217% | 0.01504% | 4023 | 3090 | 0.0113% | 8 | 0.01148% | 0.01139% |  | 4023 | 0.01237% | 0.01265% | 0.01251% |  | 4023 | 4511 | 0.01139% | 0.0127%
| Jun | 17 | 16 | 4024 | 550.3621 | 599.4582 | 748.6886 | 0.01175% | 0.01221% | 0.01489% | 0.01129% | 3576 | 0.01147% | 0.01138% |  | 9.2583 | 24.6621 | 25.3059 |  | 4024 | 541.1038 | 574.7961 | 723.3827 |  | 4024 | 0.01178% | 0.0122% | 0.01498% | 0.01012% | 0.01237% | 0.01265% |  | 4024 | 0.0122% | 0.01498% | 4024 | 8666 | 0.0113% | 7979 | 0.01148% | 0.01139% |  | 4024 | 0.01237% | 0.01265% | 0.01251% |  | 4024 | 3576 | 0.01139% | 0.01215%
| Jun | 17 | 17 | 4025 | 547.7339 | 602.2138 | 742.4058 | 0.01169% | 0.01226% | 0.01476% | 0.01129% | 1033 | 0.01147% | 0.01138% |  | 9.2591 | 24.6623 | 25.3081 |  | 4025 | 538.4748 | 577.5515 | 717.0977 |  | 4025 | 0.01172% | 0.01226% | 0.01485% | 0.01012% | 0.01237% | 0.01265% |  | 4025 | 0.01226% | 0.01485% | 4025 | 3200 | 0.0113% | 8101 | 0.01148% | 0.01139% |  | 4025 | 0.01237% | 0.01265% | 0.01251% |  | 4025 | 1033 | 0.01139% | 0.009708%
| Jun | 17 | 18 | 4026 | 544.4778 | 602.9772 | 730.2904 | 0.01162% | 0.01228% | 0.01452% | 0.01129% | 8238 | 0.01147% | 0.01138% |  | 9.2599 | 24.6626 | 25.3103 |  | 4026 | 535.2179 | 578.3147 | 704.9801 |  | 4026 | 0.01165% | 0.01227% | 0.0146% | 0.01012% | 0.01237% | 0.01265% |  | 4026 | 0.01227% | 0.0146% | 4026 | 2694 | 0.0113% | 2868 | 0.01148% | 0.01139% |  | 4026 | 0.01237% | 0.01265% | 0.01251% |  | 4026 | 8238 | 0.01139% | 0.0114%
| Jun | 17 | 19 | 4027 | 539.2231 | 604.3178 | 714.7617 | 0.01151% | 0.01231% | 0.01421% | 0.01129% | 8020 | 0.01147% | 0.01138% |  | 9.2607 | 24.6628 | 25.3126 |  | 4027 | 529.9625 | 579.655 | 689.4491 |  | 4027 | 0.01154% | 0.0123% | 0.01428% | 0.01012% | 0.01238% | 0.01265% |  | 4027 | 0.0123% | 0.01428% | 4027 | 8629 | 0.0113% | 2873 | 0.01148% | 0.01139% |  | 4027 | 0.01238% | 0.01265% | 0.01251% |  | 4027 | 8020 | 0.01139% | 0.01156%
| Jun | 17 | 20 | 4028 | 536.1891 | 601.497 | 707.785 | 0.01144% | 0.01225% | 0.01407% | 0.01129% | 1032 | 0.01147% | 0.01138% |  | 9.2615 | 24.663 | 25.3148 |  | 4028 | 526.9276 | 576.834 | 682.4702 |  | 4028 | 0.01147% | 0.01224% | 0.01413% | 0.01012% | 0.01238% | 0.01265% |  | 4028 | 0.01224% | 0.01413% | 4028 | 8443 | 0.0113% | 4442 | 0.01148% | 0.01139% |  | 4028 | 0.01238% | 0.01265% | 0.01251% |  | 4028 | 1032 | 0.01139% | 0.009707%
| Jun | 17 | 21 | 4029 | 534.9778 | 600.5288 | 694.0567 | 0.01142% | 0.01223% | 0.0138% | 0.01129% | 6978 | 0.01147% | 0.01138% |  | 9.2623 | 24.6633 | 25.317 |  | 4029 | 525.7156 | 575.8656 | 668.7397 |  | 4029 | 0.01144% | 0.01222% | 0.01385% | 0.01012% | 0.01238% | 0.01265% |  | 4029 | 0.01222% | 0.01385% | 4029 | 3578 | 0.0113% | 5362 | 0.01148% | 0.01139% |  | 4029 | 0.01238% | 0.01265% | 0.01251% |  | 4029 | 6978 | 0.01139% | 0.01193%
| Jun | 17 | 22 | 4030 | 524.3183 | 590.9121 | 675.8461 | 0.01119% | 0.01203% | 0.01344% | 0.01129% | 3627 | 0.01147% | 0.01138% |  | 9.2631 | 24.6635 | 25.3192 |  | 4030 | 515.0553 | 566.2486 | 650.5269 |  | 4030 | 0.01121% | 0.01202% | 0.01347% | 0.01012% | 0.01238% | 0.01265% |  | 4030 | 0.01202% | 0.01347% | 4030 | 6976 | 0.0113% | 5548 | 0.01148% | 0.01139% |  | 4030 | 0.01238% | 0.01265% | 0.01252% |  | 4030 | 3627 | 0.01139% | 0.01219%
| Jun | 17 | 23 | 4031 | 514.2221 | 576.3055 | 654.8974 | 0.01097% | 0.01174% | 0.01302% | 0.01129% | 6128 | 0.01147% | 0.01138% |  | 9.2639 | 24.6637 | 25.3214 |  | 4031 | 504.9583 | 551.6417 | 629.5759 |  | 4031 | 0.01099% | 0.01171% | 0.01304% | 0.01013% | 0.01238% | 0.01266% |  | 4031 | 0.01171% | 0.01304% | 4031 | 7959 | 0.0113% | 3447 | 0.01148% | 0.01139% |  | 4031 | 0.01238% | 0.01266% | 0.01252% |  | 4031 | 6128 | 0.01139% | 0.01211%
| Jun | 18 | 0 | 4032 | 506.4108 | 568.1131 | 638.1684 | 0.01081% | 0.01157% | 0.01269% | 0.01129% | 8122 | 0.01147% | 0.01138% |  | 9.2647 | 24.664 | 25.3237 |  | 4032 | 497.1461 | 543.4491 | 612.8447 |  | 4032 | 0.01082% | 0.01153% | 0.01269% | 0.01013% | 0.01238% | 0.01266% |  | 4032 | 0.01153% | 0.01269% | 4032 | 7635 | 0.0113% | 5831 | 0.01148% | 0.01139% |  | 4032 | 0.01238% | 0.01266% | 0.01252% |  | 4032 | 8122 | 0.01139% | 0.01149%
| Jun | 18 | 1 | 4033 | 501.1363 | 564.9013 | 634.1549 | 0.0107% | 0.0115% | 0.01261% | 0.01129% | 1134 | 0.01147% | 0.01138% |  | 9.2655 | 24.6642 | 25.3259 |  | 4033 | 491.8708 | 540.2371 | 608.829 |  | 4033 | 0.01071% | 0.01147% | 0.01261% | 0.01013% | 0.01238% | 0.01266% |  | 4033 | 0.01147% | 0.01261% | 4033 | 8537 | 0.0113% | 8295 | 0.01148% | 0.01139% |  | 4033 | 0.01238% | 0.01266% | 0.01252% |  | 4033 | 1134 | 0.01139% | 0.009792%
| Jun | 18 | 2 | 4034 | 498.2909 | 559.5576 | 631.4168 | 0.01063% | 0.01139% | 0.01256% | 0.01129% | 5673 | 0.01147% | 0.01138% |  | 9.2662 | 24.6644 | 25.3281 |  | 4034 | 489.0246 | 534.8932 | 606.0887 |  | 4034 | 0.01065% | 0.01135% | 0.01255% | 0.01013% | 0.01238% | 0.01266% |  | 4034 | 0.01135% | 0.01255% | 4034 | 4420 | 0.0113% | 1092 | 0.01148% | 0.01139% |  | 4034 | 0.01238% | 0.01266% | 0.01252% |  | 4034 | 5673 | 0.01139% | 0.01232%
| Jun | 18 | 3 | 4035 | 498.6893 | 562.6205 | 630.3571 | 0.01064% | 0.01146% | 0.01253% | 0.01129% | 8649 | 0.01147% | 0.01138% |  | 9.267 | 24.6646 | 25.3303 |  | 4035 | 489.4223 | 537.9558 | 605.0268 |  | 4035 | 0.01065% | 0.01142% | 0.01253% | 0.01013% | 0.01238% | 0.01266% |  | 4035 | 0.01142% | 0.01253% | 4035 | 7753 | 0.0113% | 3839 | 0.01148% | 0.01139% |  | 4035 | 0.01238% | 0.01266% | 0.01252% |  | 4035 | 8649 | 0.01139% | 0.01106%
| Jun | 18 | 4 | 4036 | 499.6302 | 564.4638 | 630.4228 | 0.01066% | 0.01149% | 0.01254% | 0.01129% | 8028 | 0.01147% | 0.01138% |  | 9.2678 | 24.6649 | 25.3325 |  | 4036 | 490.3624 | 539.7989 | 605.0903 |  | 4036 | 0.01067% | 0.01146% | 0.01253% | 0.01013% | 0.01238% | 0.01266% |  | 4036 | 0.01146% | 0.01253% | 4036 | 3127 | 0.0113% | 6581 | 0.01147% | 0.01139% |  | 4036 | 0.01238% | 0.01266% | 0.01252% |  | 4036 | 8028 | 0.01139% | 0.01155%
| Jun | 18 | 5 | 4037 | 498.3347 | 567.0332 | 630.4603 | 0.01064% | 0.01155% | 0.01254% | 0.01129% | 6825 | 0.01147% | 0.01138% |  | 9.2686 | 24.6651 | 25.3347 |  | 4037 | 489.066 | 542.3681 | 605.1256 |  | 4037 | 0.01065% | 0.01151% | 0.01253% | 0.01013% | 0.01238% | 0.01266% |  | 4037 | 0.01151% | 0.01253% | 4037 | 74 | 0.01129% | 8440 | 0.01147% | 0.01138% |  | 4037 | 0.01238% | 0.01266% | 0.01252% |  | 4037 | 6825 | 0.01138% | 0.01195%
| Jun | 18 | 6 | 4038 | 505.0898 | 588.2961 | 649.8993 | 0.01078% | 0.01198% | 0.01292% | 0.01129% | 270 | 0.01147% | 0.01138% |  | 9.2694 | 24.6653 | 25.3369 |  | 4038 | 495.8204 | 563.6308 | 624.5624 |  | 4038 | 0.01079% | 0.01196% | 0.01293% | 0.01013% | 0.01238% | 0.01266% |  | 4038 | 0.01196% | 0.01293% | 4038 | 1215 | 0.01129% | 8400 | 0.01147% | 0.01138% |  | 4038 | 0.01238% | 0.01266% | 0.01252% |  | 4038 | 270 | 0.01138% | 0.009219%
| Jun | 18 | 7 | 4039 | 515.5563 | 602.5769 | 661.0582 | 0.011% | 0.01227% | 0.01314% | 0.01129% | 499 | 0.01147% | 0.01138% |  | 9.2702 | 24.6655 | 25.3391 |  | 4039 | 506.2861 | 577.9114 | 635.7192 |  | 4039 | 0.01102% | 0.01227% | 0.01316% | 0.01013% | 0.01238% | 0.01266% |  | 4039 | 0.01227% | 0.01316% | 4039 | 7513 | 0.01129% | 4444 | 0.01147% | 0.01138% |  | 4039 | 0.01238% | 0.01266% | 0.01252% |  | 4039 | 499 | 0.01138% | 0.009332%
| Jun | 18 | 8 | 4040 | 528.7926 | 613.5528 | 672.2453 | 0.01129% | 0.01249% | 0.01337% | 0.01129% | 3580 | 0.01147% | 0.01138% |  | 9.271 | 24.6657 | 25.3412 |  | 4040 | 519.5216 | 588.8871 | 646.904 |  | 4040 | 0.01131% | 0.0125% | 0.0134% | 0.01013% | 0.01238% | 0.01267% |  | 4040 | 0.0125% | 0.0134% | 4040 | 2240 | 0.01129% | 390 | 0.01147% | 0.01138% |  | 4040 | 0.01238% | 0.01267% | 0.01252% |  | 4040 | 3580 | 0.01138% | 0.01215%
| Jun | 18 | 9 | 4041 | 543.198 | 624.7522 | 684.295 | 0.01159% | 0.01272% | 0.01361% | 0.01129% | 1149 | 0.01146% | 0.01137% |  | 9.2718 | 24.6659 | 25.3434 |  | 4041 | 533.9262 | 600.0862 | 658.9516 |  | 4041 | 0.01162% | 0.01274% | 0.01365% | 0.01013% | 0.01238% | 0.01267% |  | 4041 | 0.01274% | 0.01365% | 4041 | 2941 | 0.01129% | 228 | 0.01147% | 0.01138% |  | 4041 | 0.01238% | 0.01267% | 0.01252% |  | 4041 | 1149 | 0.01138% | 0.009805%
| Jun | 18 | 10 | 4042 | 554.283 | 637.1804 | 703.7903 | 0.01183% | 0.01298% | 0.01399% | 0.01129% | 2841 | 0.01146% | 0.01137% |  | 9.2726 | 24.6661 | 25.3456 |  | 4042 | 545.0104 | 612.5142 | 678.4447 |  | 4042 | 0.01186% | 0.013% | 0.01405% | 0.01014% | 0.01238% | 0.01267% |  | 4042 | 0.013% | 0.01405% | 4042 | 7517 | 0.01129% | 6954 | 0.01147% | 0.01138% |  | 4042 | 0.01238% | 0.01267% | 0.01252% |  | 4042 | 2841 | 0.01138% | 0.01138%
| Jun | 18 | 11 | 4043 | 559.9329 | 644.5628 | 712.258 | 0.01195% | 0.01313% | 0.01416% | 0.01129% | 3448 | 0.01146% | 0.01137% |  | 9.2734 | 24.6664 | 25.3478 |  | 4043 | 550.6595 | 619.8965 | 686.9102 |  | 4043 | 0.01199% | 0.01316% | 0.01422% | 0.01014% | 0.01238% | 0.01267% |  | 4043 | 0.01316% | 0.01422% | 4043 | 2746 | 0.01129% | 5474 | 0.01147% | 0.01138% |  | 4043 | 0.01238% | 0.01267% | 0.01252% |  | 4043 | 3448 | 0.01138% | 0.01203%
| Jun | 18 | 12 | 4044 | 566.1329 | 653.3696 | 718.747 | 0.01208% | 0.0133% | 0.01429% | 0.01129% | 8018 | 0.01146% | 0.01137% |  | 9.2742 | 24.6666 | 25.35 |  | 4044 | 556.8587 | 628.7031 | 693.3971 |  | 4044 | 0.01212% | 0.01334% | 0.01436% | 0.01014% | 0.01238% | 0.01267% |  | 4044 | 0.01334% | 0.01436% | 4044 | 2974 | 0.01129% | 5814 | 0.01147% | 0.01138% |  | 4044 | 0.01238% | 0.01267% | 0.01252% |  | 4044 | 8018 | 0.01138% | 0.01156%
| Jun | 18 | 13 | 4045 | 569.4328 | 658.3968 | 727.8523 | 0.01215% | 0.01341% | 0.01447% | 0.01129% | 3008 | 0.01146% | 0.01137% |  | 9.275 | 24.6668 | 25.3521 |  | 4045 | 560.1578 | 633.73 | 702.5002 |  | 4045 | 0.01219% | 0.01345% | 0.01455% | 0.01014% | 0.01238% | 0.01267% |  | 4045 | 0.01345% | 0.01455% | 4045 | 8433 | 0.01129% | 414 | 0.01147% | 0.01138% |  | 4045 | 0.01238% | 0.01267% | 0.01252% |  | 4045 | 3008 | 0.01138% | 0.01156%
| Jun | 18 | 14 | 4046 | 571.0347 | 663.6194 | 738.2236 | 0.01219% | 0.01351% | 0.01468% | 0.01128% | 8437 | 0.01146% | 0.01137% |  | 9.2758 | 24.667 | 25.3543 |  | 4046 | 561.759 | 638.9524 | 712.8693 |  | 4046 | 0.01223% | 0.01356% | 0.01476% | 0.01014% | 0.01238% | 0.01267% |  | 4046 | 0.01356% | 0.01476% | 4046 | 1854 | 0.01129% | 6923 | 0.01147% | 0.01138% |  | 4046 | 0.01238% | 0.01267% | 0.01252% |  | 4046 | 8437 | 0.01138% | 0.01124%
| Jun | 18 | 15 | 4047 | 579.2663 | 667.5108 | 743.0341 | 0.01236% | 0.01359% | 0.01477% | 0.01128% | 1361 | 0.01146% | 0.01137% |  | 9.2766 | 24.6672 | 25.3565 |  | 4047 | 569.9897 | 642.8436 | 717.6776 |  | 4047 | 0.01241% | 0.01364% | 0.01486% | 0.01014% | 0.01238% | 0.01267% |  | 4047 | 0.01364% | 0.01486% | 4047 | 2623 | 0.01129% | 8019 | 0.01147% | 0.01138% |  | 4047 | 0.01238% | 0.01267% | 0.01253% |  | 4047 | 1361 | 0.01138% | 0.009988%
| Jun | 18 | 16 | 4048 | 582.7536 | 666.5053 | 738.8987 | 0.01244% | 0.01357% | 0.01469% | 0.01128% | 7943 | 0.01146% | 0.01137% |  | 9.2774 | 24.6674 | 25.3586 |  | 4048 | 573.4762 | 641.838 | 713.5401 |  | 4048 | 0.01248% | 0.01362% | 0.01478% | 0.01014% | 0.01238% | 0.01267% |  | 4048 | 0.01362% | 0.01478% | 4048 | 3551 | 0.01129% | 4157 | 0.01147% | 0.01138% |  | 4048 | 0.01238% | 0.01267% | 0.01253% |  | 4048 | 7943 | 0.01138% | 0.01161%
| Jun | 18 | 17 | 4049 | 589.1662 | 660.7055 | 728.5931 | 0.01257% | 0.01345% | 0.01449% | 0.01128% | 2870 | 0.01146% | 0.01137% |  | 9.2782 | 24.6676 | 25.3608 |  | 4049 | 579.888 | 636.0379 | 703.2323 |  | 4049 | 0.01262% | 0.0135% | 0.01456% | 0.01014% | 0.01238% | 0.01268% |  | 4049 | 0.0135% | 0.01456% | 4049 | 8687 | 0.01129% | 1701 | 0.01147% | 0.01138% |  | 4049 | 0.01238% | 0.01268% | 0.01253% |  | 4049 | 2870 | 0.01138% | 0.01141%
| Jun | 18 | 18 | 4050 | 587.9166 | 657.0376 | 720.585 | 0.01255% | 0.01338% | 0.01433% | 0.01128% | 5712 | 0.01146% | 0.01137% |  | 9.279 | 24.6678 | 25.3629 |  | 4050 | 578.6376 | 632.3698 | 695.222 |  | 4050 | 0.0126% | 0.01342% | 0.0144% | 0.01014% | 0.01238% | 0.01268% |  | 4050 | 0.01342% | 0.0144% | 4050 | 7957 | 0.01129% | 8342 | 0.01147% | 0.01138% |  | 4050 | 0.01238% | 0.01268% | 0.01253% |  | 4050 | 5712 | 0.01138% | 0.0123%
| Jun | 18 | 19 | 4051 | 583.4059 | 656.9072 | 706.9036 | 0.01245% | 0.01338% | 0.01406% | 0.01128% | 6630 | 0.01146% | 0.01137% |  | 9.2798 | 24.668 | 25.3651 |  | 4051 | 574.1261 | 632.2393 | 681.5385 |  | 4051 | 0.0125% | 0.01342% | 0.01411% | 0.01014% | 0.01238% | 0.01268% |  | 4051 | 0.01342% | 0.01411% | 4051 | 1349 | 0.01129% | 1627 | 0.01147% | 0.01138% |  | 4051 | 0.01238% | 0.01268% | 0.01253% |  | 4051 | 6630 | 0.01138% | 0.01198%
| Jun | 18 | 20 | 4052 | 578.0297 | 643.6877 | 693.6254 | 0.01234% | 0.01311% | 0.01379% | 0.01128% | 1218 | 0.01146% | 0.01137% |  | 9.2806 | 24.6682 | 25.3673 |  | 4052 | 568.7491 | 619.0196 | 668.2581 |  | 4052 | 0.01238% | 0.01314% | 0.01384% | 0.01014% | 0.01238% | 0.01268% |  | 4052 | 0.01314% | 0.01384% | 4052 | 8027 | 0.01129% | 5547 | 0.01147% | 0.01138% |  | 4052 | 0.01238% | 0.01268% | 0.01253% |  | 4052 | 1218 | 0.01138% | 0.009865%
| Jun | 18 | 21 | 4053 | 572.4185 | 639.8336 | 679.0532 | 0.01222% | 0.01303% | 0.0135% | 0.01128% | 2869 | 0.01146% | 0.01137% |  | 9.2814 | 24.6683 | 25.3694 |  | 4053 | 563.1372 | 615.1652 | 653.6838 |  | 4053 | 0.01226% | 0.01306% | 0.01354% | 0.01014% | 0.01238% | 0.01268% |  | 4053 | 0.01306% | 0.01354% | 4053 | 203 | 0.01129% | 5428 | 0.01147% | 0.01138% |  | 4053 | 0.01238% | 0.01268% | 0.01253% |  | 4053 | 2869 | 0.01138% | 0.01141%
| Jun | 18 | 22 | 4054 | 559.6702 | 624.7336 | 661.0395 | 0.01194% | 0.01272% | 0.01314% | 0.01128% | 7134 | 0.01146% | 0.01137% |  | 9.2821 | 24.6685 | 25.3715 |  | 4054 | 550.388 | 600.065 | 635.6679 |  | 4054 | 0.01198% | 0.01274% | 0.01316% | 0.01015% | 0.01238% | 0.01268% |  | 4054 | 0.01274% | 0.01316% | 4054 | 5685 | 0.01129% | 8021 | 0.01147% | 0.01138% |  | 4054 | 0.01238% | 0.01268% | 0.01253% |  | 4054 | 7134 | 0.01138% | 0.01191%
| Jun | 18 | 23 | 4055 | 541.8797 | 609.0377 | 644.4417 | 0.01157% | 0.0124% | 0.01281% | 0.01128% | 8368 | 0.01146% | 0.01137% |  | 9.2829 | 24.6687 | 25.3737 |  | 4055 | 532.5968 | 584.369 | 619.0681 |  | 4055 | 0.01159% | 0.0124% | 0.01282% | 0.01015% | 0.01238% | 0.01268% |  | 4055 | 0.0124% | 0.01282% | 4055 | 8236 | 0.01129% | 7822 | 0.01147% | 0.01138% |  | 4055 | 0.01238% | 0.01268% | 0.01253% |  | 4055 | 8368 | 0.01138% | 0.0113%
| Jun | 19 | 0 | 4056 | 528.1751 | 597.7173 | 631.8012 | 0.01127% | 0.01217% | 0.01256% | 0.01128% | 1078 | 0.01146% | 0.01137% |  | 9.2837 | 24.6689 | 25.3758 |  | 4056 | 518.8913 | 573.0484 | 606.4254 |  | 4056 | 0.0113% | 0.01216% | 0.01256% | 0.01015% | 0.01238% | 0.01268% |  | 4056 | 0.01216% | 0.01256% | 4056 | 3130 | 0.01129% | 4256 | 0.01147% | 0.01138% |  | 4056 | 0.01238% | 0.01268% | 0.01253% |  | 4056 | 1078 | 0.01138% | 0.009745%
| Jun | 19 | 1 | 4057 | 520.5648 | 590.0929 | 628.8286 | 0.01111% | 0.01202% | 0.0125% | 0.01128% | 7797 | 0.01146% | 0.01137% |  | 9.2845 | 24.6691 | 25.378 |  | 4057 | 511.2803 | 565.4238 | 603.4507 |  | 4057 | 0.01113% | 0.012% | 0.0125% | 0.01015% | 0.01238% | 0.01268% |  | 4057 | 0.012% | 0.0125% | 4057 | 2943 | 0.01129% | 4496 | 0.01147% | 0.01138% |  | 4057 | 0.01238% | 0.01268% | 0.01253% |  | 4057 | 7797 | 0.01138% | 0.01169%
| Jun | 19 | 2 | 4058 | 518.5238 | 586.9369 | 626.0717 | 0.01107% | 0.01195% | 0.01245% | 0.01128% | 6924 | 0.01146% | 0.01137% |  | 9.2853 | 24.6693 | 25.3801 |  | 4058 | 509.2385 | 562.2676 | 600.6916 |  | 4058 | 0.01109% | 0.01193% | 0.01244% | 0.01015% | 0.01238% | 0.01269% |  | 4058 | 0.01193% | 0.01244% | 4058 | 5841 | 0.01129% | 170 | 0.01147% | 0.01138% |  | 4058 | 0.01238% | 0.01269% | 0.01253% |  | 4058 | 6924 | 0.01138% | 0.01194%
| Jun | 19 | 3 | 4059 | 517.4425 | 584.1161 | 624.3557 | 0.01104% | 0.01189% | 0.01242% | 0.01128% | 395 | 0.01146% | 0.01137% |  | 9.2861 | 24.6695 | 25.3822 |  | 4059 | 508.1564 | 559.4467 | 598.9735 |  | 4059 | 0.01106% | 0.01187% | 0.0124% | 0.01015% | 0.01238% | 0.01269% |  | 4059 | 0.01187% | 0.0124% | 4059 | 7702 | 0.01129% | 611 | 0.01146% | 0.01138% |  | 4059 | 0.01238% | 0.01269% | 0.01253% |  | 4059 | 395 | 0.01138% | 0.009275%
| Jun | 19 | 4 | 4060 | 517.2058 | 586.8625 | 628.4535 | 0.01104% | 0.01195% | 0.0125% | 0.01128% | 7226 | 0.01146% | 0.01137% |  | 9.2869 | 24.6696 | 25.3843 |  | 4060 | 507.9189 | 562.1928 | 603.0692 |  | 4060 | 0.01106% | 0.01193% | 0.01249% | 0.01015% | 0.01238% | 0.01269% |  | 4060 | 0.01193% | 0.01249% | 4060 | 6294 | 0.01129% | 672 | 0.01146% | 0.01138% |  | 4060 | 0.01238% | 0.01269% | 0.01253% |  | 4060 | 7226 | 0.01138% | 0.01189%
| Jun | 19 | 5 | 4061 | 523.7352 | 590.8469 | 631.323 | 0.01118% | 0.01203% | 0.01255% | 0.01128% | 7760 | 0.01146% | 0.01137% |  | 9.2877 | 24.6698 | 25.3865 |  | 4061 | 514.4475 | 566.1771 | 605.9365 |  | 4061 | 0.0112% | 0.01202% | 0.01255% | 0.01015% | 0.01238% | 0.01269% |  | 4061 | 0.01202% | 0.01255% | 4061 | 1085 | 0.01129% | 3073 | 0.01146% | 0.01137% |  | 4061 | 0.01238% | 0.01269% | 0.01253% |  | 4061 | 7760 | 0.01137% | 0.01171%
| Jun | 19 | 6 | 4062 | 542.3362 | 605.6863 | 644.9669 | 0.01158% | 0.01233% | 0.01282% | 0.01128% | 1061 | 0.01146% | 0.01137% |  | 9.2885 | 24.67 | 25.3886 |  | 4062 | 533.0477 | 581.0163 | 619.5783 |  | 4062 | 0.0116% | 0.01233% | 0.01283% | 0.01015% | 0.01238% | 0.01269% |  | 4062 | 0.01233% | 0.01283% | 4062 | 3104 | 0.01129% | 3074 | 0.01146% | 0.01137% |  | 4062 | 0.01238% | 0.01269% | 0.01253% |  | 4062 | 1061 | 0.01137% | 0.009731%
| Jun | 19 | 7 | 4063 | 557.2194 | 624.3519 | 656.454 | 0.01189% | 0.01271% | 0.01305% | 0.01128% | 8118 | 0.01146% | 0.01137% |  | 9.2893 | 24.6702 | 25.3907 |  | 4063 | 547.9301 | 599.6817 | 631.0633 |  | 4063 | 0.01193% | 0.01273% | 0.01307% | 0.01015% | 0.01238% | 0.01269% |  | 4063 | 0.01273% | 0.01307% | 4063 | 7776 | 0.01129% | 1655 | 0.01146% | 0.01137% |  | 4063 | 0.01238% | 0.01269% | 0.01253% |  | 4063 | 8118 | 0.01137% | 0.01149%
| Jun | 19 | 8 | 4064 | 573.1185 | 638.4651 | 661.4614 | 0.01223% | 0.013% | 0.01315% | 0.01128% | 1190 | 0.01146% | 0.01137% |  | 9.2901 | 24.6703 | 25.3928 |  | 4064 | 563.8284 | 613.7947 | 636.0686 |  | 4064 | 0.01227% | 0.01303% | 0.01317% | 0.01015% | 0.01238% | 0.01269% |  | 4064 | 0.01303% | 0.01317% | 4064 | 234 | 0.01129% | 7325 | 0.01146% | 0.01137% |  | 4064 | 0.01238% | 0.01269% | 0.01254% |  | 4064 | 1190 | 0.01137% | 0.00984%
| Jun | 19 | 9 | 4065 | 593.6225 | 650.884 | 666.5064 | 0.01267% | 0.01325% | 0.01325% | 0.01128% | 7397 | 0.01146% | 0.01137% |  | 9.2909 | 24.6705 | 25.3949 |  | 4065 | 584.3316 | 626.2135 | 641.1115 |  | 4065 | 0.01272% | 0.01329% | 0.01328% | 0.01016% | 0.01238% | 0.01269% |  | 4065 | 0.01329% | 0.01328% | 4065 | 7632 | 0.01129% | 1477 | 0.01146% | 0.01137% |  | 4065 | 0.01238% | 0.01269% | 0.01254% |  | 4065 | 7397 | 0.01137% | 0.01185%
| Jun | 19 | 10 | 4066 | 609.1397 | 656.7117 | 671.2232 | 0.013% | 0.01337% | 0.01335% | 0.01128% | 7235 | 0.01146% | 0.01137% |  | 9.2917 | 24.6707 | 25.397 |  | 4066 | 599.848 | 632.0411 | 645.8261 |  | 4066 | 0.01306% | 0.01341% | 0.01337% | 0.01016% | 0.01238% | 0.01269% |  | 4066 | 0.01341% | 0.01337% | 4066 | 5571 | 0.01129% | 8220 | 0.01146% | 0.01137% |  | 4066 | 0.01238% | 0.01269% | 0.01254% |  | 4066 | 7235 | 0.01137% | 0.01189%
| Jun | 19 | 11 | 4067 | 626.8526 | 666.4867 | 674.8053 | 0.01338% | 0.01357% | 0.01342% | 0.01128% | 7858 | 0.01146% | 0.01137% |  | 9.2925 | 24.6708 | 25.3991 |  | 4067 | 617.5601 | 641.8159 | 649.4061 |  | 4067 | 0.01344% | 0.01362% | 0.01345% | 0.01016% | 0.01238% | 0.01269% |  | 4067 | 0.01362% | 0.01345% | 4067 | 6974 | 0.01128% | 7 | 0.01146% | 0.01137% |  | 4067 | 0.01238% | 0.01269% | 0.01254% |  | 4067 | 7858 | 0.01137% | 0.01166%
| Jun | 19 | 12 | 4068 | 643.1671 | 680.5348 | 671.7952 | 0.01373% | 0.01386% | 0.01336% | 0.01128% | 7845 | 0.01146% | 0.01137% |  | 9.2933 | 24.671 | 25.4012 |  | 4068 | 633.8738 | 655.8638 | 646.3939 |  | 4068 | 0.0138% | 0.01392% | 0.01339% | 0.01016% | 0.01238% | 0.0127% |  | 4068 | 0.01392% | 0.01339% | 4068 | 180 | 0.01128% | 1355 | 0.01146% | 0.01137% |  | 4068 | 0.01238% | 0.0127% | 0.01254% |  | 4068 | 7845 | 0.01137% | 0.01166%
| Jun | 19 | 13 | 4069 | 654.6638 | 690.226 | 676.1743 | 0.01397% | 0.01406% | 0.01345% | 0.01128% | 222 | 0.01146% | 0.01137% |  | 9.2941 | 24.6712 | 25.4033 |  | 4069 | 645.3698 | 665.5548 | 650.771 |  | 4069 | 0.01405% | 0.01413% | 0.01348% | 0.01016% | 0.01238% | 0.0127% |  | 4069 | 0.01413% | 0.01348% | 4069 | 7706 | 0.01128% | 4560 | 0.01146% | 0.01137% |  | 4069 | 0.01238% | 0.0127% | 0.01254% |  | 4069 | 222 | 0.01137% | 0.0092%
| Jun | 19 | 14 | 4070 | 665.2252 | 699.1445 | 680.6098 | 0.0142% | 0.01424% | 0.01353% | 0.01128% | 675 | 0.01146% | 0.01137% |  | 9.2949 | 24.6713 | 25.4054 |  | 4070 | 655.9303 | 674.4732 | 655.2044 |  | 4070 | 0.01428% | 0.01432% | 0.01357% | 0.01016% | 0.01238% | 0.0127% |  | 4070 | 0.01432% | 0.01357% | 4070 | 8442 | 0.01128% | 6117 | 0.01146% | 0.01137% |  | 4070 | 0.01238% | 0.0127% | 0.01254% |  | 4070 | 675 | 0.01137% | 0.009441%
| Jun | 19 | 15 | 4071 | 673.5803 | 704.935 | 689.912 | 0.01438% | 0.01435% | 0.01372% | 0.01128% | 3721 | 0.01146% | 0.01137% |  | 9.2957 | 24.6715 | 25.4075 |  | 4071 | 664.2847 | 680.2635 | 664.5045 |  | 4071 | 0.01446% | 0.01444% | 0.01376% | 0.01016% | 0.01238% | 0.0127% |  | 4071 | 0.01444% | 0.01376% | 4071 | 5870 | 0.01128% | 1393 | 0.01146% | 0.01137% |  | 4071 | 0.01238% | 0.0127% | 0.01254% |  | 4071 | 3721 | 0.01137% | 0.01228%
| Jun | 19 | 16 | 4072 | 672.0567 | 703.52 | 684.1262 | 0.01434% | 0.01433% | 0.0136% | 0.01128% | 778 | 0.01145% | 0.01137% |  | 9.2965 | 24.6717 | 25.4096 |  | 4072 | 662.7602 | 678.8483 | 658.7166 |  | 4072 | 0.01443% | 0.01441% | 0.01364% | 0.01016% | 0.01238% | 0.0127% |  | 4072 | 0.01441% | 0.01364% | 4072 | 390 | 0.01128% | 2962 | 0.01146% | 0.01137% |  | 4072 | 0.01238% | 0.0127% | 0.01254% |  | 4072 | 778 | 0.01137% | 0.009512%
| Jun | 19 | 17 | 4073 | 665.1042 | 696.9381 | 680.7692 | 0.0142% | 0.01419% | 0.01354% | 0.01128% | 1154 | 0.01145% | 0.01137% |  | 9.2972 | 24.6718 | 25.4117 |  | 4073 | 655.8069 | 672.2663 | 655.3575 |  | 4073 | 0.01428% | 0.01427% | 0.01357% | 0.01016% | 0.01238% | 0.0127% |  | 4073 | 0.01427% | 0.01357% | 4073 | 594 | 0.01128% | 7088 | 0.01146% | 0.01137% |  | 4073 | 0.01238% | 0.0127% | 0.01254% |  | 4073 | 1154 | 0.01137% | 0.009809%
| Jun | 19 | 18 | 4074 | 655.5345 | 692.9723 | 673.8113 | 0.01399% | 0.01411% | 0.0134% | 0.01128% | 211 | 0.01145% | 0.01137% |  | 9.298 | 24.672 | 25.4138 |  | 4074 | 646.2364 | 668.3003 | 648.3975 |  | 4074 | 0.01407% | 0.01418% | 0.01343% | 0.01016% | 0.01238% | 0.0127% |  | 4074 | 0.01418% | 0.01343% | 4074 | 1545 | 0.01128% | 5886 | 0.01146% | 0.01137% |  | 4074 | 0.01238% | 0.0127% | 0.01254% |  | 4074 | 211 | 0.01137% | 0.009196%
| Jun | 19 | 19 | 4075 | 652.1533 | 686.0926 | 670.2667 | 0.01392% | 0.01397% | 0.01333% | 0.01128% | 1405 | 0.01145% | 0.01136% |  | 9.2988 | 24.6721 | 25.4158 |  | 4075 | 642.8545 | 661.4204 | 644.8508 |  | 4075 | 0.01399% | 0.01404% | 0.01335% | 0.01016% | 0.01238% | 0.0127% |  | 4075 | 0.01404% | 0.01335% | 4075 | 5760 | 0.01128% | 8229 | 0.01146% | 0.01137% |  | 4075 | 0.01238% | 0.0127% | 0.01254% |  | 4075 | 1405 | 0.01137% | 0.01003%
| Jun | 19 | 20 | 4076 | 643.0944 | 676.6062 | 661.9115 | 0.01373% | 0.01378% | 0.01316% | 0.01128% | 502 | 0.01145% | 0.01136% |  | 9.2996 | 24.6723 | 25.4179 |  | 4076 | 633.7948 | 651.9339 | 636.4936 |  | 4076 | 0.0138% | 0.01384% | 0.01318% | 0.01016% | 0.01238% | 0.0127% |  | 4076 | 0.01384% | 0.01318% | 4076 | 7988 | 0.01128% | 197 | 0.01146% | 0.01137% |  | 4076 | 0.01238% | 0.0127% | 0.01254% |  | 4076 | 502 | 0.01137% | 0.009334%
| Jun | 19 | 21 | 4077 | 634.3941 | 668.2928 | 656.0508 | 0.01354% | 0.01361% | 0.01305% | 0.01128% | 5906 | 0.01145% | 0.01136% |  | 9.3004 | 24.6724 | 25.42 |  | 4077 | 625.0937 | 643.6203 | 630.6308 |  | 4077 | 0.01361% | 0.01366% | 0.01306% | 0.01017% | 0.01238% | 0.01271% |  | 4077 | 0.01366% | 0.01306% | 4077 | 1470 | 0.01128% | 8648 | 0.01146% | 0.01137% |  | 4077 | 0.01238% | 0.01271% | 0.01254% |  | 4077 | 5906 | 0.01137% | 0.0122%
| Jun | 19 | 22 | 4078 | 609.8195 | 646.0151 | 644.9387 | 0.01302% | 0.01316% | 0.01282% | 0.01127% | 3073 | 0.01145% | 0.01136% |  | 9.3012 | 24.6726 | 25.4221 |  | 4078 | 600.5183 | 621.3425 | 619.5167 |  | 4078 | 0.01307% | 0.01319% | 0.01283% | 0.01017% | 0.01238% | 0.01271% |  | 4078 | 0.01319% | 0.01283% | 4078 | 6973 | 0.01128% | 6766 | 0.01146% | 0.01137% |  | 4078 | 0.01238% | 0.01271% | 0.01254% |  | 4078 | 3073 | 0.01137% | 0.01164%
| Jun | 19 | 23 | 4079 | 590.9521 | 622.6855 | 632.2513 | 0.01261% | 0.01268% | 0.01257% | 0.01127% | 3074 | 0.01145% | 0.01136% |  | 9.302 | 24.6727 | 25.4241 |  | 4079 | 581.6501 | 598.0127 | 606.8272 |  | 4079 | 0.01266% | 0.01269% | 0.01257% | 0.01017% | 0.01238% | 0.01271% |  | 4079 | 0.01269% | 0.01257% | 4079 | 8541 | 0.01128% | 3076 | 0.01146% | 0.01137% |  | 4079 | 0.01238% | 0.01271% | 0.01254% |  | 4079 | 3074 | 0.01137% | 0.01164%
| Jun | 20 | 0 | 4080 | 575.9913 | 606.8127 | 620.0515 | 0.01229% | 0.01236% | 0.01233% | 0.01127% | 381 | 0.01145% | 0.01136% |  | 9.3028 | 24.6729 | 25.4262 |  | 4080 | 566.6885 | 582.1399 | 594.6253 |  | 4080 | 0.01234% | 0.01236% | 0.01231% | 0.01017% | 0.01238% | 0.01271% |  | 4080 | 0.01236% | 0.01231% | 4080 | 112 | 0.01128% | 7469 | 0.01146% | 0.01137% |  | 4080 | 0.01238% | 0.01271% | 0.01254% |  | 4080 | 381 | 0.01137% | 0.009268%
| Jun | 20 | 1 | 4081 | 565.841 | 569.0533 | 616.4788 | 0.01208% | 0.01159% | 0.01226% | 0.01127% | 5641 | 0.01145% | 0.01136% |  | 9.3036 | 24.673 | 25.4282 |  | 4081 | 556.5374 | 544.3803 | 591.0506 |  | 4081 | 0.01211% | 0.01155% | 0.01224% | 0.01017% | 0.01238% | 0.01271% |  | 4081 | 0.01155% | 0.01224% | 4081 | 3268 | 0.01128% | 2871 | 0.01146% | 0.01137% |  | 4081 | 0.01238% | 0.01271% | 0.01254% |  | 4081 | 5641 | 0.01137% | 0.01234%
| Jun | 20 | 2 | 4082 | 562.5792 | 563.4118 | 614.247 | 0.01201% | 0.01147% | 0.01221% | 0.01127% | 2873 | 0.01145% | 0.01136% |  | 9.3044 | 24.6731 | 25.4303 |  | 4082 | 553.2748 | 538.7386 | 588.8167 |  | 4082 | 0.01204% | 0.01143% | 0.01219% | 0.01017% | 0.01238% | 0.01271% |  | 4082 | 0.01143% | 0.01219% | 4082 | 3113 | 0.01128% | 8365 | 0.01145% | 0.01137% |  | 4082 | 0.01238% | 0.01271% | 0.01255% |  | 4082 | 2873 | 0.01137% | 0.01142%
| Jun | 20 | 3 | 4083 | 560.9235 | 560.4979 | 618.2136 | 0.01197% | 0.01141% | 0.01229% | 0.01127% | 2868 | 0.01145% | 0.01136% |  | 9.3052 | 24.6733 | 25.4324 |  | 4083 | 551.6184 | 535.8246 | 592.7812 |  | 4083 | 0.01201% | 0.01137% | 0.01228% | 0.01017% | 0.01238% | 0.01271% |  | 4083 | 0.01137% | 0.01228% | 4083 | 8630 | 0.01128% | 610 | 0.01145% | 0.01137% |  | 4083 | 0.01238% | 0.01271% | 0.01255% |  | 4083 | 2868 | 0.01137% | 0.01141%
| Jun | 20 | 4 | 4084 | 560.8792 | 552.0356 | 619.0763 | 0.01197% | 0.01124% | 0.01231% | 0.01127% | 3382 | 0.01145% | 0.01136% |  | 9.306 | 24.6734 | 25.4344 |  | 4084 | 551.5732 | 527.3621 | 593.6419 |  | 4084 | 0.01201% | 0.01119% | 0.01229% | 0.01017% | 0.01238% | 0.01271% |  | 4084 | 0.01119% | 0.01229% | 4084 | 3701 | 0.01128% | 7274 | 0.01145% | 0.01137% |  | 4084 | 0.01238% | 0.01271% | 0.01255% |  | 4084 | 3382 | 0.01137% | 0.01196%
| Jun | 20 | 5 | 4085 | 564.8234 | 546.3102 | 623.4086 | 0.01205% | 0.01112% | 0.0124% | 0.01127% | 45 | 0.01145% | 0.01136% |  | 9.3068 | 24.6736 | 25.4365 |  | 4085 | 555.5166 | 521.6366 | 597.9721 |  | 4085 | 0.01209% | 0.01107% | 0.01238% | 0.01017% | 0.01238% | 0.01271% |  | 4085 | 0.01107% | 0.01238% | 4085 | 8469 | 0.01128% | 3050 | 0.01145% | 0.01137% |  | 4085 | 0.01238% | 0.01271% | 0.01255% |  | 4085 | 45 | 0.01137% | 0.009138%
| Jun | 20 | 6 | 4086 | 580.8877 | 578.2884 | 638.4497 | 0.0124% | 0.01178% | 0.0127% | 0.01127% | 6735 | 0.01145% | 0.01136% |  | 9.3076 | 24.6737 | 25.4385 |  | 4086 | 571.5801 | 553.6147 | 613.0112 |  | 4086 | 0.01244% | 0.01175% | 0.01269% | 0.01017% | 0.01238% | 0.01271% |  | 4086 | 0.01175% | 0.01269% | 4086 | 1301 | 0.01128% | 4468 | 0.01145% | 0.01137% |  | 4086 | 0.01238% | 0.01271% | 0.01255% |  | 4086 | 6735 | 0.01137% | 0.01197%
| Jun | 20 | 7 | 4087 | 594.8875 | 629.9469 | 652.2811 | 0.0127% | 0.01283% | 0.01297% | 0.01127% | 4297 | 0.01145% | 0.01136% |  | 9.3084 | 24.6738 | 25.4405 |  | 4087 | 585.5791 | 605.2731 | 626.8406 |  | 4087 | 0.01275% | 0.01285% | 0.01298% | 0.01017% | 0.01238% | 0.01272% |  | 4087 | 0.01285% | 0.01298% | 4087 | 6044 | 0.01128% | 5695 | 0.01145% | 0.01136% |  | 4087 | 0.01238% | 0.01272% | 0.01255% |  | 4087 | 4297 | 0.01136% | 0.01264%
| Jun | 20 | 8 | 4088 | 609.201 | 628.9228 | 658.8452 | 0.013% | 0.01281% | 0.0131% | 0.01127% | 1189 | 0.01145% | 0.01136% |  | 9.3092 | 24.674 | 25.4426 |  | 4088 | 599.8918 | 604.2489 | 633.4026 |  | 4088 | 0.01306% | 0.01283% | 0.01312% | 0.01018% | 0.01238% | 0.01272% |  | 4088 | 0.01283% | 0.01312% | 4088 | 7448 | 0.01128% | 8109 | 0.01145% | 0.01136% |  | 4088 | 0.01238% | 0.01272% | 0.01255% |  | 4088 | 1189 | 0.01136% | 0.009839%
| Jun | 20 | 9 | 4089 | 624.0034 | 643.5388 | 666.8534 | 0.01332% | 0.0131% | 0.01326% | 0.01127% | 294 | 0.01145% | 0.01136% |  | 9.31 | 24.6741 | 25.4446 |  | 4089 | 614.6935 | 618.8647 | 641.4088 |  | 4089 | 0.01338% | 0.01314% | 0.01328% | 0.01018% | 0.01238% | 0.01272% |  | 4089 | 0.01314% | 0.01328% | 4089 | 598 | 0.01128% | 3051 | 0.01145% | 0.01136% |  | 4089 | 0.01238% | 0.01272% | 0.01255% |  | 4089 | 294 | 0.01136% | 0.009229%
| Jun | 20 | 10 | 4090 | 632.9951 | 660.1469 | 674.5708 | 0.01351% | 0.01344% | 0.01341% | 0.01127% | 8069 | 0.01145% | 0.01136% |  | 9.3107 | 24.6742 | 25.4466 |  | 4090 | 623.6844 | 635.4727 | 649.1242 |  | 4090 | 0.01358% | 0.01349% | 0.01344% | 0.01018% | 0.01238% | 0.01272% |  | 4090 | 0.01349% | 0.01344% | 4090 | 7633 | 0.01128% | 8104 | 0.01145% | 0.01136% |  | 4090 | 0.01238% | 0.01272% | 0.01255% |  | 4090 | 8069 | 0.01136% | 0.01152%
| Jun | 20 | 11 | 4091 | 644.065 | 681.6147 | 673.4643 | 0.01375% | 0.01388% | 0.01339% | 0.01127% | 6762 | 0.01145% | 0.01136% |  | 9.3115 | 24.6743 | 25.4487 |  | 4091 | 634.7534 | 656.9403 | 648.0156 |  | 4091 | 0.01382% | 0.01394% | 0.01342% | 0.01018% | 0.01238% | 0.01272% |  | 4091 | 0.01394% | 0.01342% | 4091 | 1640 | 0.01128% | 673 | 0.01145% | 0.01136% |  | 4091 | 0.01238% | 0.01272% | 0.01255% |  | 4091 | 6762 | 0.01136% | 0.01196%
| Jun | 20 | 12 | 4092 | 651.3776 | 694.9087 | 679.5501 | 0.0139% | 0.01415% | 0.01351% | 0.01127% | 8348 | 0.01145% | 0.01136% |  | 9.3123 | 24.6745 | 25.4507 |  | 4092 | 642.0653 | 670.2342 | 654.0995 |  | 4092 | 0.01398% | 0.01423% | 0.01355% | 0.01018% | 0.01238% | 0.01272% |  | 4092 | 0.01423% | 0.01355% | 4092 | 3863 | 0.01128% | 3448 | 0.01145% | 0.01136% |  | 4092 | 0.01238% | 0.01272% | 0.01255% |  | 4092 | 8348 | 0.01136% | 0.01131%
| Jun | 20 | 13 | 4093 | 660.389 | 705.2608 | 678.8375 | 0.01409% | 0.01436% | 0.0135% | 0.01127% | 60 | 0.01145% | 0.01136% |  | 9.3131 | 24.6746 | 25.4527 |  | 4093 | 651.0758 | 680.5863 | 653.3848 |  | 4093 | 0.01417% | 0.01445% | 0.01353% | 0.01018% | 0.01238% | 0.01272% |  | 4093 | 0.01445% | 0.01353% | 4093 | 6774 | 0.01128% | 8404 | 0.01145% | 0.01136% |  | 4093 | 0.01238% | 0.01272% | 0.01255% |  | 4093 | 60 | 0.01136% | 0.009143%
| Jun | 20 | 14 | 4094 | 667.5187 | 717.0746 | 681.3693 | 0.01425% | 0.0146% | 0.01355% | 0.01127% | 6925 | 0.01145% | 0.01136% |  | 9.3139 | 24.6747 | 25.4547 |  | 4094 | 658.2048 | 692.3999 | 655.9146 |  | 4094 | 0.01433% | 0.0147% | 0.01358% | 0.01018% | 0.01238% | 0.01272% |  | 4094 | 0.0147% | 0.01358% | 4094 | 8384 | 0.01128% | 6757 | 0.01145% | 0.01136% |  | 4094 | 0.01238% | 0.01272% | 0.01255% |  | 4094 | 6925 | 0.01136% | 0.01194%
| Jun | 20 | 15 | 4095 | 672.824 | 722.9117 | 685.4672 | 0.01436% | 0.01472% | 0.01363% | 0.01127% | 534 | 0.01145% | 0.01136% |  | 9.3147 | 24.6748 | 25.4567 |  | 4095 | 663.5093 | 698.2369 | 660.0104 |  | 4095 | 0.01444% | 0.01482% | 0.01367% | 0.01018% | 0.01238% | 0.01272% |  | 4095 | 0.01482% | 0.01367% | 4095 | 6801 | 0.01128% | 3576 | 0.01145% | 0.01136% |  | 4095 | 0.01238% | 0.01272% | 0.01255% |  | 4095 | 534 | 0.01136% | 0.009352%
| Jun | 20 | 16 | 4096 | 669.2376 | 717.7915 | 680.5066 | 0.01428% | 0.01462% | 0.01353% | 0.01126% | 4488 | 0.01145% | 0.01136% |  | 9.3155 | 24.6749 | 25.4588 |  | 4096 | 659.9221 | 693.1165 | 655.0479 |  | 4096 | 0.01437% | 0.01471% | 0.01357% | 0.01018% | 0.01238% | 0.01272% |  | 4096 | 0.01471% | 0.01357% | 4096 | 8631 | 0.01128% | 1406 | 0.01145% | 0.01136% |  | 4096 | 0.01238% | 0.01272% | 0.01255% |  | 4096 | 4488 | 0.01136% | 0.01269%
| Jun | 20 | 17 | 4097 | 663.5142 | 709.4315 | 675.5461 | 0.01416% | 0.01445% | 0.01343% | 0.01126% | 6779 | 0.01145% | 0.01136% |  | 9.3163 | 24.6751 | 25.4608 |  | 4097 | 654.1979 | 684.7565 | 650.0853 |  | 4097 | 0.01424% | 0.01453% | 0.01346% | 0.01018% | 0.01238% | 0.01273% |  | 4097 | 0.01453% | 0.01346% | 4097 | 2025 | 0.01127% | 20 | 0.01145% | 0.01136% |  | 4097 | 0.01238% | 0.01273% | 0.01255% |  | 4097 | 6779 | 0.01136% | 0.01196%
| Jun | 20 | 18 | 4098 | 652.553 | 699.9172 | 666.1126 | 0.01393% | 0.01425% | 0.01325% | 0.01126% | 3076 | 0.01145% | 0.01135% |  | 9.3171 | 24.6752 | 25.4628 |  | 4098 | 643.2359 | 675.242 | 640.6498 |  | 4098 | 0.014% | 0.01433% | 0.01327% | 0.01018% | 0.01238% | 0.01273% |  | 4098 | 0.01433% | 0.01327% | 4098 | 550 | 0.01127% | 8036 | 0.01145% | 0.01136% |  | 4098 | 0.01238% | 0.01273% | 0.01255% |  | 4098 | 3076 | 0.01136% | 0.01164%
| Jun | 20 | 19 | 4099 | 643.3343 | 690.3098 | 661.9678 | 0.01373% | 0.01406% | 0.01316% | 0.01126% | 6069 | 0.01145% | 0.01135% |  | 9.3179 | 24.6753 | 25.4648 |  | 4099 | 634.0164 | 665.6345 | 636.503 |  | 4099 | 0.0138% | 0.01413% | 0.01318% | 0.01018% | 0.01238% | 0.01273% |  | 4099 | 0.01413% | 0.01318% | 4099 | 7486 | 0.01127% | 4394 | 0.01145% | 0.01136% |  | 4099 | 0.01238% | 0.01273% | 0.01255% |  | 4099 | 6069 | 0.01136% | 0.01213%
| Jun | 20 | 20 | 4100 | 629.1443 | 682.3594 | 660.7769 | 0.01343% | 0.0139% | 0.01314% | 0.01126% | 8401 | 0.01145% | 0.01135% |  | 9.3187 | 24.6754 | 25.4668 |  | 4100 | 619.8257 | 657.6841 | 635.3101 |  | 4100 | 0.01349% | 0.01396% | 0.01316% | 0.01019% | 0.01238% | 0.01273% |  | 4100 | 0.01396% | 0.01316% | 4100 | 571 | 0.01127% | 6736 | 0.01145% | 0.01136% |  | 4100 | 0.01238% | 0.01273% | 0.01255% |  | 4100 | 8401 | 0.01136% | 0.01127%
| Jun | 20 | 21 | 4101 | 622.4003 | 670.8063 | 656.8572 | 0.01328% | 0.01366% | 0.01306% | 0.01126% | 7110 | 0.01145% | 0.01135% |  | 9.3195 | 24.6755 | 25.4688 |  | 4101 | 613.0808 | 646.1308 | 631.3884 |  | 4101 | 0.01335% | 0.01371% | 0.01308% | 0.01019% | 0.01238% | 0.01273% |  | 4101 | 0.01371% | 0.01308% | 4101 | 7551 | 0.01127% | 4898 | 0.01144% | 0.01136% |  | 4101 | 0.01238% | 0.01273% | 0.01256% |  | 4101 | 7110 | 0.01136% | 0.01191%
| Jun | 20 | 22 | 4102 | 602.7075 | 651.0888 | 642.36 | 0.01286% | 0.01326% | 0.01277% | 0.01126% | 8453 | 0.01144% | 0.01135% |  | 9.3203 | 24.6756 | 25.4708 |  | 4102 | 593.3873 | 626.4132 | 616.8892 |  | 4102 | 0.01292% | 0.0133% | 0.01277% | 0.01019% | 0.01238% | 0.01273% |  | 4102 | 0.0133% | 0.01277% | 4102 | 492 | 0.01127% | 6082 | 0.01144% | 0.01136% |  | 4102 | 0.01238% | 0.01273% | 0.01256% |  | 4102 | 8453 | 0.01136% | 0.01123%
| Jun | 20 | 23 | 4103 | 584.4852 | 629.9096 | 629.1756 | 0.01247% | 0.01283% | 0.01251% | 0.01126% | 6093 | 0.01144% | 0.01135% |  | 9.3211 | 24.6757 | 25.4728 |  | 4103 | 575.1642 | 605.2339 | 603.7028 |  | 4103 | 0.01252% | 0.01285% | 0.0125% | 0.01019% | 0.01238% | 0.01273% |  | 4103 | 0.01285% | 0.0125% | 4103 | 7040 | 0.01127% | 8093 | 0.01144% | 0.01136% |  | 4103 | 0.01238% | 0.01273% | 0.01256% |  | 4103 | 6093 | 0.01136% | 0.01212%
| Jun | 21 | 0 | 4104 | 568.8516 | 617.4256 | 620.1547 | 0.01214% | 0.01257% | 0.01233% | 0.01126% | 7966 | 0.01144% | 0.01135% |  | 9.3219 | 24.6758 | 25.4747 |  | 4104 | 559.5297 | 592.7498 | 594.6799 |  | 4104 | 0.01218% | 0.01258% | 0.01231% | 0.01019% | 0.01238% | 0.01273% |  | 4104 | 0.01258% | 0.01231% | 4104 | 5952 | 0.01127% | 8221 | 0.01144% | 0.01136% |  | 4104 | 0.01238% | 0.01273% | 0.01256% |  | 4104 | 7966 | 0.01136% | 0.01159%
| Jun | 21 | 1 | 4105 | 559.9999 | 610.4714 | 621.8051 | 0.01195% | 0.01243% | 0.01236% | 0.01126% | 61 | 0.01144% | 0.01135% |  | 9.3227 | 24.6759 | 25.4767 |  | 4105 | 550.6772 | 585.7955 | 596.3283 |  | 4105 | 0.01199% | 0.01243% | 0.01235% | 0.01019% | 0.01238% | 0.01273% |  | 4105 | 0.01243% | 0.01235% | 4105 | 8513 | 0.01127% | 8343 | 0.01144% | 0.01136% |  | 4105 | 0.01238% | 0.01273% | 0.01256% |  | 4105 | 61 | 0.01136% | 0.009143%
| Jun | 21 | 2 | 4106 | 558.0585 | 601.5249 | 619.02 | 0.01191% | 0.01225% | 0.01231% | 0.01126% | 171 | 0.01144% | 0.01135% |  | 9.3235 | 24.676 | 25.4787 |  | 4106 | 548.735 | 576.8489 | 593.5413 |  | 4106 | 0.01194% | 0.01224% | 0.01229% | 0.01019% | 0.01238% | 0.01273% |  | 4106 | 0.01224% | 0.01229% | 4106 | 7254 | 0.01127% | 8223 | 0.01144% | 0.01136% |  | 4106 | 0.01238% | 0.01273% | 0.01256% |  | 4106 | 171 | 0.01136% | 0.009181%
| Jun | 21 | 3 | 4107 | 560.2493 | 603.9733 | 622.8647 | 0.01196% | 0.0123% | 0.01239% | 0.01126% | 4273 | 0.01144% | 0.01135% |  | 9.3242 | 24.6761 | 25.4807 |  | 4107 | 550.925 | 579.2972 | 597.384 |  | 4107 | 0.01199% | 0.0123% | 0.01237% | 0.01019% | 0.01238% | 0.01274% |  | 4107 | 0.0123% | 0.01237% | 4107 | 443 | 0.01127% | 4466 | 0.01144% | 0.01136% |  | 4107 | 0.01238% | 0.01274% | 0.01256% |  | 4107 | 4273 | 0.01136% | 0.01263%
| Jun | 21 | 4 | 4108 | 559.9717 | 605.8445 | 625.4622 | 0.01195% | 0.01234% | 0.01244% | 0.01126% | 309 | 0.01144% | 0.01135% |  | 9.325 | 24.6762 | 25.4827 |  | 4108 | 550.6467 | 581.1683 | 599.9795 |  | 4108 | 0.01199% | 0.01234% | 0.01242% | 0.01019% | 0.01238% | 0.01274% |  | 4108 | 0.01234% | 0.01242% | 4108 | 6008 | 0.01127% | 3627 | 0.01144% | 0.01136% |  | 4108 | 0.01238% | 0.01274% | 0.01256% |  | 4108 | 309 | 0.01136% | 0.009235%
| Jun | 21 | 5 | 4109 | 565.9049 | 608.0416 | 626.2593 | 0.01208% | 0.01238% | 0.01245% | 0.01126% | 7593 | 0.01144% | 0.01135% |  | 9.3258 | 24.6763 | 25.4846 |  | 4109 | 556.5791 | 583.3653 | 600.7746 |  | 4109 | 0.01212% | 0.01238% | 0.01244% | 0.01019% | 0.01238% | 0.01274% |  | 4109 | 0.01238% | 0.01244% | 4109 | 742 | 0.01127% | 509 | 0.01144% | 0.01136% |  | 4109 | 0.01238% | 0.01274% | 0.01256% |  | 4109 | 7593 | 0.01136% | 0.01179%
| Jun | 21 | 6 | 4110 | 583.2671 | 622.3876 | 638.5622 | 0.01245% | 0.01267% | 0.0127% | 0.01126% | 6035 | 0.01144% | 0.01135% |  | 9.3266 | 24.6764 | 25.4866 |  | 4110 | 573.9405 | 597.7112 | 613.0756 |  | 4110 | 0.01249% | 0.01269% | 0.0127% | 0.01019% | 0.01238% | 0.01274% |  | 4110 | 0.01269% | 0.0127% | 4110 | 526 | 0.01127% | 232 | 0.01144% | 0.01136% |  | 4110 | 0.01238% | 0.01274% | 0.01256% |  | 4110 | 6035 | 0.01136% | 0.01215%
| Jun | 21 | 7 | 4111 | 598.4447 | 638.3441 | 651.109 | 0.01277% | 0.013% | 0.01295% | 0.01126% | 3050 | 0.01144% | 0.01135% |  | 9.3274 | 24.6765 | 25.4886 |  | 4111 | 589.1173 | 613.6676 | 625.6204 |  | 4111 | 0.01282% | 0.01302% | 0.01296% | 0.01019% | 0.01238% | 0.01274% |  | 4111 | 0.01302% | 0.01296% | 4111 | 5544 | 0.01127% | 1680 | 0.01144% | 0.01136% |  | 4111 | 0.01238% | 0.01274% | 0.01256% |  | 4111 | 3050 | 0.01136% | 0.01161%
| Jun | 21 | 8 | 4112 | 606.3949 | 650.2323 | 657.5886 | 0.01294% | 0.01324% | 0.01308% | 0.01126% | 776 | 0.01144% | 0.01135% |  | 9.3282 | 24.6766 | 25.4906 |  | 4112 | 597.0667 | 625.5557 | 632.0981 |  | 4112 | 0.013% | 0.01328% | 0.01309% | 0.0102% | 0.01238% | 0.01274% |  | 4112 | 0.01328% | 0.01309% | 4112 | 2431 | 0.01127% | 562 | 0.01144% | 0.01136% |  | 4112 | 0.01238% | 0.01274% | 0.01256% |  | 4112 | 776 | 0.01136% | 0.009511%
| Jun | 21 | 9 | 4113 | 616.115 | 663.126 | 662.643 | 0.01315% | 0.0135% | 0.01318% | 0.01126% | 2962 | 0.01144% | 0.01135% |  | 9.329 | 24.6767 | 25.4925 |  | 4113 | 606.786 | 638.4493 | 637.1505 |  | 4113 | 0.01321% | 0.01355% | 0.01319% | 0.0102% | 0.01238% | 0.01274% |  | 4113 | 0.01355% | 0.01319% | 4113 | 7978 | 0.01127% | 3823 | 0.01144% | 0.01136% |  | 4113 | 0.01238% | 0.01274% | 0.01256% |  | 4113 | 2962 | 0.01136% | 0.01151%
| Jun | 21 | 10 | 4114 | 627.0676 | 677.9654 | 667.9411 | 0.01338% | 0.01381% | 0.01328% | 0.01126% | 6743 | 0.01144% | 0.01135% |  | 9.3298 | 24.6768 | 25.4945 |  | 4114 | 617.7379 | 653.2886 | 642.4466 |  | 4114 | 0.01345% | 0.01387% | 0.0133% | 0.0102% | 0.01238% | 0.01274% |  | 4114 | 0.01387% | 0.0133% | 4114 | 2729 | 0.01127% | 3580 | 0.01144% | 0.01136% |  | 4114 | 0.01238% | 0.01274% | 0.01256% |  | 4114 | 6743 | 0.01136% | 0.01196%
| Jun | 21 | 11 | 4115 | 632.8993 | 691.3338 | 664.434 | 0.01351% | 0.01408% | 0.01321% | 0.01126% | 3051 | 0.01144% | 0.01135% |  | 9.3306 | 24.6768 | 25.4964 |  | 4115 | 623.5687 | 666.657 | 638.9376 |  | 4115 | 0.01357% | 0.01415% | 0.01323% | 0.0102% | 0.01238% | 0.01274% |  | 4115 | 0.01415% | 0.01323% | 4115 | 2794 | 0.01127% | 8238 | 0.01144% | 0.01135% |  | 4115 | 0.01238% | 0.01274% | 0.01256% |  | 4115 | 3051 | 0.01135% | 0.01161%
| Jun | 21 | 12 | 4116 | 638.467 | 696.9754 | 660.8425 | 0.01363% | 0.01419% | 0.01314% | 0.01126% | 6874 | 0.01144% | 0.01135% |  | 9.3314 | 24.6769 | 25.4984 |  | 4116 | 629.1356 | 672.2985 | 635.3441 |  | 4116 | 0.01369% | 0.01427% | 0.01316% | 0.0102% | 0.01238% | 0.01274% |  | 4116 | 0.01427% | 0.01316% | 4116 | 3304 | 0.01127% | 21 | 0.01144% | 0.01135% |  | 4116 | 0.01238% | 0.01274% | 0.01256% |  | 4116 | 6874 | 0.01135% | 0.01195%
| Jun | 21 | 13 | 4117 | 646.0398 | 706.7876 | 660.7581 | 0.01379% | 0.01439% | 0.01314% | 0.01126% | 5985 | 0.01144% | 0.01135% |  | 9.3322 | 24.677 | 25.5004 |  | 4117 | 636.7077 | 682.1106 | 635.2578 |  | 4117 | 0.01386% | 0.01448% | 0.01316% | 0.0102% | 0.01238% | 0.01275% |  | 4117 | 0.01448% | 0.01316% | 4117 | 6923 | 0.01127% | 4899 | 0.01144% | 0.01135% |  | 4117 | 0.01238% | 0.01275% | 0.01256% |  | 4117 | 5985 | 0.01135% | 0.01217%
| Jun | 21 | 14 | 4118 | 650.9496 | 716.8605 | 662.071 | 0.01389% | 0.0146% | 0.01316% | 0.01125% | 3816 | 0.01144% | 0.01135% |  | 9.333 | 24.6771 | 25.5023 |  | 4118 | 641.6167 | 692.1834 | 636.5686 |  | 4118 | 0.01397% | 0.01469% | 0.01318% | 0.0102% | 0.01238% | 0.01275% |  | 4118 | 0.01469% | 0.01318% | 4118 | 6094 | 0.01127% | 3382 | 0.01144% | 0.01135% |  | 4118 | 0.01238% | 0.01275% | 0.01256% |  | 4118 | 3816 | 0.01135% | 0.01236%
| Jun | 21 | 15 | 4119 | 653.7412 | 725.9 | 664.2465 | 0.01395% | 0.01478% | 0.01321% | 0.01125% | 3235 | 0.01144% | 0.01135% |  | 9.3337 | 24.6772 | 25.5043 |  | 4119 | 644.4075 | 701.2229 | 638.7422 |  | 4119 | 0.01403% | 0.01488% | 0.01323% | 0.0102% | 0.01238% | 0.01275% |  | 4119 | 0.01488% | 0.01323% | 4119 | 611 | 0.01127% | 1124 | 0.01144% | 0.01135% |  | 4119 | 0.01238% | 0.01275% | 0.01256% |  | 4119 | 3235 | 0.01135% | 0.01181%
| Jun | 21 | 16 | 4120 | 655.6774 | 728.5998 | 661.7428 | 0.01399% | 0.01484% | 0.01316% | 0.01125% | 4564 | 0.01144% | 0.01135% |  | 9.3345 | 24.6773 | 25.5062 |  | 4120 | 646.3429 | 703.9225 | 636.2365 |  | 4120 | 0.01407% | 0.01494% | 0.01318% | 0.0102% | 0.01238% | 0.01275% |  | 4120 | 0.01494% | 0.01318% | 4120 | 3137 | 0.01127% | 8020 | 0.01144% | 0.01135% |  | 4120 | 0.01238% | 0.01275% | 0.01257% |  | 4120 | 4564 | 0.01135% | 0.01271%
| Jun | 21 | 17 | 4121 | 651.6762 | 725.0156 | 659.3047 | 0.01391% | 0.01476% | 0.01311% | 0.01125% | 8222 | 0.01144% | 0.01134% |  | 9.3353 | 24.6773 | 25.5082 |  | 4121 | 642.3409 | 700.3383 | 633.7965 |  | 4121 | 0.01398% | 0.01486% | 0.01312% | 0.0102% | 0.01238% | 0.01275% |  | 4121 | 0.01486% | 0.01312% | 4121 | 3390 | 0.01126% | 1550 | 0.01144% | 0.01135% |  | 4121 | 0.01238% | 0.01275% | 0.01257% |  | 4121 | 8222 | 0.01135% | 0.01141%
| Jun | 21 | 18 | 4122 | 642.5565 | 714.9707 | 650.5557 | 0.01371% | 0.01456% | 0.01294% | 0.01125% | 7260 | 0.01144% | 0.01134% |  | 9.3361 | 24.6774 | 25.5101 |  | 4122 | 633.2204 | 690.2933 | 625.0456 |  | 4122 | 0.01378% | 0.01465% | 0.01294% | 0.0102% | 0.01238% | 0.01275% |  | 4122 | 0.01465% | 0.01294% | 4122 | 7986 | 0.01126% | 339 | 0.01144% | 0.01135% |  | 4122 | 0.01238% | 0.01275% | 0.01257% |  | 4122 | 7260 | 0.01135% | 0.01188%
| Jun | 21 | 19 | 4123 | 630.096 | 701.7139 | 644.0667 | 0.01345% | 0.01429% | 0.01281% | 0.01125% | 6727 | 0.01144% | 0.01134% |  | 9.3369 | 24.6775 | 25.5121 |  | 4123 | 620.7591 | 677.0364 | 618.5546 |  | 4123 | 0.01351% | 0.01437% | 0.01281% | 0.01021% | 0.01238% | 0.01275% |  | 4123 | 0.01437% | 0.01281% | 4123 | 6987 | 0.01126% | 4661 | 0.01144% | 0.01135% |  | 4123 | 0.01238% | 0.01275% | 0.01257% |  | 4123 | 6727 | 0.01135% | 0.01197%
| Jun | 21 | 20 | 4124 | 620.3617 | 690.9614 | 639.9969 | 0.01324% | 0.01407% | 0.01273% | 0.01125% | 5406 | 0.01144% | 0.01134% |  | 9.3377 | 24.6776 | 25.514 |  | 4124 | 611.024 | 666.2839 | 614.4829 |  | 4124 | 0.0133% | 0.01414% | 0.01272% | 0.01021% | 0.01238% | 0.01275% |  | 4124 | 0.01414% | 0.01272% | 4124 | 3457 | 0.01126% | 6059 | 0.01144% | 0.01135% |  | 4124 | 0.01238% | 0.01275% | 0.01257% |  | 4124 | 5406 | 0.01135% | 0.01247%
| Jun | 21 | 21 | 4125 | 614.9461 | 675.9266 | 640.2876 | 0.01312% | 0.01376% | 0.01273% | 0.01125% | 5495 | 0.01144% | 0.01134% |  | 9.3385 | 24.6776 | 25.516 |  | 4125 | 605.6076 | 651.2489 | 614.7717 |  | 4125 | 0.01318% | 0.01382% | 0.01273% | 0.01021% | 0.01238% | 0.01275% |  | 4125 | 0.01382% | 0.01273% | 4125 | 3695 | 0.01126% | 4443 | 0.01144% | 0.01135% |  | 4125 | 0.01238% | 0.01275% | 0.01257% |  | 4125 | 5495 | 0.01135% | 0.01242%
| Jun | 21 | 22 | 4126 | 599.8312 | 657.922 | 631.8575 | 0.0128% | 0.0134% | 0.01256% | 0.01125% | 4275 | 0.01143% | 0.01134% |  | 9.3393 | 24.6777 | 25.5179 |  | 4126 | 590.4919 | 633.2443 | 606.3396 |  | 4126 | 0.01285% | 0.01344% | 0.01256% | 0.01021% | 0.01238% | 0.01275% |  | 4126 | 0.01344% | 0.01256% | 4126 | 3433 | 0.01126% | 2959 | 0.01144% | 0.01135% |  | 4126 | 0.01238% | 0.01275% | 0.01257% |  | 4126 | 4275 | 0.01135% | 0.01263%
| Jun | 21 | 23 | 4127 | 584.2645 | 637.5993 | 618.9638 | 0.01247% | 0.01298% | 0.01231% | 0.01125% | 5714 | 0.01143% | 0.01134% |  | 9.3401 | 24.6778 | 25.5199 |  | 4127 | 574.9244 | 612.9215 | 593.4439 |  | 4127 | 0.01251% | 0.01301% | 0.01229% | 0.01021% | 0.01238% | 0.01276% |  | 4127 | 0.01301% | 0.01229% | 4127 | 8627 | 0.01126% | 4272 | 0.01144% | 0.01135% |  | 4127 | 0.01238% | 0.01276% | 0.01257% |  | 4127 | 5714 | 0.01135% | 0.0123%
| Jun | 22 | 0 | 4128 | 571.8013 | 622.5924 | 612.0246 | 0.0122% | 0.01268% | 0.01217% | 0.01125% | 5879 | 0.01143% | 0.01134% |  | 9.3409 | 24.6778 | 25.5218 |  | 4128 | 562.4604 | 597.9145 | 586.5028 |  | 4128 | 0.01224% | 0.01269% | 0.01215% | 0.01021% | 0.01238% | 0.01276% |  | 4128 | 0.01269% | 0.01215% | 4128 | 3242 | 0.01126% | 1699 | 0.01144% | 0.01135% |  | 4128 | 0.01238% | 0.01276% | 0.01257% |  | 4128 | 5879 | 0.01135% | 0.01222%
| Jun | 22 | 1 | 4129 | 564.2468 | 616.6715 | 612.2028 | 0.01204% | 0.01256% | 0.01217% | 0.01125% | 5477 | 0.01143% | 0.01134% |  | 9.3416 | 24.6779 | 25.5237 |  | 4129 | 554.9051 | 591.9936 | 586.6791 |  | 4129 | 0.01208% | 0.01256% | 0.01215% | 0.01021% | 0.01238% | 0.01276% |  | 4129 | 0.01256% | 0.01215% | 4129 | 1295 | 0.01126% | 2908 | 0.01144% | 0.01135% |  | 4129 | 0.01238% | 0.01276% | 0.01257% |  | 4129 | 5477 | 0.01135% | 0.01243%
| Jun | 22 | 2 | 4130 | 565.4374 | 614.4186 | 609.971 | 0.01207% | 0.01251% | 0.01213% | 0.01125% | 6058 | 0.01143% | 0.01134% |  | 9.3424 | 24.678 | 25.5257 |  | 4130 | 556.095 | 589.7406 | 584.4453 |  | 4130 | 0.01211% | 0.01252% | 0.0121% | 0.01021% | 0.01238% | 0.01276% |  | 4130 | 0.01252% | 0.0121% | 4130 | 2742 | 0.01126% | 8122 | 0.01144% | 0.01135% |  | 4130 | 0.01238% | 0.01276% | 0.01257% |  | 4130 | 6058 | 0.01135% | 0.01214%
| Jun | 22 | 3 | 4131 | 569.8018 | 616.0198 | 606.2764 | 0.01216% | 0.01254% | 0.01206% | 0.01125% | 7283 | 0.01143% | 0.01134% |  | 9.3432 | 24.678 | 25.5276 |  | 4131 | 560.4586 | 591.3418 | 580.7488 |  | 4131 | 0.0122% | 0.01255% | 0.01203% | 0.01021% | 0.01238% | 0.01276% |  | 4131 | 0.01255% | 0.01203% | 4131 | 6036 | 0.01126% | 1153 | 0.01144% | 0.01135% |  | 4131 | 0.01238% | 0.01276% | 0.01257% |  | 4131 | 7283 | 0.01135% | 0.01188%
| Jun | 22 | 4 | 4132 | 569.4392 | 617.1091 | 604.6822 | 0.01215% | 0.01257% | 0.01202% | 0.01125% | 1457 | 0.01143% | 0.01134% |  | 9.344 | 24.6781 | 25.5295 |  | 4132 | 560.0952 | 592.431 | 579.1527 |  | 4132 | 0.01219% | 0.01257% | 0.01199% | 0.01021% | 0.01238% | 0.01276% |  | 4132 | 0.01257% | 0.01199% | 4132 | 2911 | 0.01126% | 2756 | 0.01144% | 0.01135% |  | 4132 | 0.01238% | 0.01276% | 0.01257% |  | 4132 | 1457 | 0.01135% | 0.01007%
| Jun | 22 | 5 | 4133 | 575.6618 | 618.5707 | 604.354 | 0.01229% | 0.0126% | 0.01202% | 0.01125% | 2871 | 0.01143% | 0.01134% |  | 9.3448 | 24.6782 | 25.5314 |  | 4133 | 566.317 | 593.8925 | 578.8226 |  | 4133 | 0.01233% | 0.01261% | 0.01199% | 0.01021% | 0.01238% | 0.01276% |  | 4133 | 0.01261% | 0.01199% | 4133 | 2095 | 0.01126% | 4565 | 0.01144% | 0.01135% |  | 4133 | 0.01238% | 0.01276% | 0.01257% |  | 4133 | 2871 | 0.01135% | 0.01141%
| Jun | 22 | 6 | 4134 | 591.4359 | 628.2525 | 611.5651 | 0.01262% | 0.01279% | 0.01216% | 0.01125% | 5476 | 0.01143% | 0.01134% |  | 9.3456 | 24.6782 | 25.5334 |  | 4134 | 582.0903 | 603.5743 | 586.0318 |  | 4134 | 0.01267% | 0.01281% | 0.01214% | 0.01021% | 0.01238% | 0.01276% |  | 4134 | 0.01281% | 0.01214% | 4134 | 4421 | 0.01126% | 8649 | 0.01144% | 0.01135% |  | 4134 | 0.01238% | 0.01276% | 0.01257% |  | 4134 | 5476 | 0.01135% | 0.01243%
| Jun | 22 | 7 | 4135 | 602.8029 | 644.0415 | 618.945 | 0.01287% | 0.01311% | 0.01231% | 0.01125% | 8380 | 0.01143% | 0.01134% |  | 9.3464 | 24.6783 | 25.5353 |  | 4135 | 593.4565 | 619.3632 | 593.4097 |  | 4135 | 0.01292% | 0.01315% | 0.01229% | 0.01022% | 0.01238% | 0.01276% |  | 4135 | 0.01315% | 0.01229% | 4135 | 761 | 0.01126% | 4467 | 0.01144% | 0.01135% |  | 4135 | 0.01238% | 0.01276% | 0.01257% |  | 4135 | 8380 | 0.01135% | 0.01129%
| Jun | 22 | 8 | 4136 | 611.4196 | 657.4844 | 628.6974 | 0.01305% | 0.01339% | 0.0125% | 0.01125% | 372 | 0.01143% | 0.01134% |  | 9.3471 | 24.6783 | 25.5372 |  | 4136 | 602.0724 | 632.8061 | 603.1601 |  | 4136 | 0.01311% | 0.01343% | 0.01249% | 0.01022% | 0.01238% | 0.01276% |  | 4136 | 0.01343% | 0.01249% | 4136 | 5522 | 0.01126% | 377 | 0.01144% | 0.01135% |  | 4136 | 0.01238% | 0.01276% | 0.01257% |  | 4136 | 372 | 0.01135% | 0.009264%
| Jun | 22 | 9 | 4137 | 622.257 | 669.7544 | 637.6245 | 0.01328% | 0.01364% | 0.01268% | 0.01125% | 5716 | 0.01143% | 0.01134% |  | 9.3479 | 24.6784 | 25.5391 |  | 4137 | 612.909 | 645.076 | 612.0854 |  | 4137 | 0.01334% | 0.01369% | 0.01268% | 0.01022% | 0.01238% | 0.01276% |  | 4137 | 0.01369% | 0.01268% | 4137 | 209 | 0.01126% | 2872 | 0.01144% | 0.01135% |  | 4137 | 0.01238% | 0.01276% | 0.01257% |  | 4137 | 5716 | 0.01135% | 0.0123%
| Jun | 22 | 10 | 4138 | 630.9493 | 681.9591 | 645.3513 | 0.01347% | 0.01389% | 0.01283% | 0.01125% | 879 | 0.01143% | 0.01134% |  | 9.3487 | 24.6785 | 25.5411 |  | 4138 | 621.6006 | 657.2807 | 619.8103 |  | 4138 | 0.01353% | 0.01395% | 0.01284% | 0.01022% | 0.01238% | 0.01277% |  | 4138 | 0.01395% | 0.01284% | 4138 | 342 | 0.01126% | 3235 | 0.01144% | 0.01135% |  | 4138 | 0.01238% | 0.01277% | 0.01257% |  | 4138 | 879 | 0.01135% | 0.009586%
| Jun | 22 | 11 | 4139 | 635.1798 | 689.7698 | 651.409 | 0.01356% | 0.01405% | 0.01295% | 0.01125% | 7796 | 0.01143% | 0.01134% |  | 9.3495 | 24.6785 | 25.543 |  | 4139 | 625.8303 | 665.0913 | 625.8661 |  | 4139 | 0.01362% | 0.01412% | 0.01296% | 0.01022% | 0.01238% | 0.01277% |  | 4139 | 0.01412% | 0.01296% | 4139 | 6907 | 0.01126% | 37 | 0.01144% | 0.01135% |  | 4139 | 0.01238% | 0.01277% | 0.01257% |  | 4139 | 7796 | 0.01135% | 0.01169%
| Jun | 22 | 12 | 4140 | 646.302 | 693.1957 | 655.3662 | 0.01379% | 0.01412% | 0.01303% | 0.01125% | 8470 | 0.01143% | 0.01134% |  | 9.3503 | 24.6786 | 25.5449 |  | 4140 | 636.9517 | 668.5172 | 629.8214 |  | 4140 | 0.01387% | 0.01419% | 0.01304% | 0.01022% | 0.01238% | 0.01277% |  | 4140 | 0.01419% | 0.01304% | 4140 | 2720 | 0.01126% | 8028 | 0.01144% | 0.01135% |  | 4140 | 0.01238% | 0.01277% | 0.01258% |  | 4140 | 8470 | 0.01135% | 0.01121%
| Jun | 22 | 13 | 4141 | 655.92 | 694.2198 | 655.7695 | 0.014% | 0.01414% | 0.01304% | 0.01125% | 7570 | 0.01143% | 0.01134% |  | 9.3511 | 24.6786 | 25.5468 |  | 4141 | 646.569 | 669.5412 | 630.2227 |  | 4141 | 0.01407% | 0.01421% | 0.01305% | 0.01022% | 0.01238% | 0.01277% |  | 4141 | 0.01421% | 0.01305% | 4141 | 7523 | 0.01126% | 5385 | 0.01144% | 0.01135% |  | 4141 | 0.01238% | 0.01277% | 0.01258% |  | 4141 | 7570 | 0.01135% | 0.0118%
| Jun | 22 | 14 | 4142 | 653.2657 | 694.3408 | 660.0455 | 0.01394% | 0.01414% | 0.01312% | 0.01125% | 7949 | 0.01143% | 0.01134% |  | 9.3519 | 24.6787 | 25.5487 |  | 4142 | 643.9138 | 669.6621 | 634.4968 |  | 4142 | 0.01402% | 0.01421% | 0.01314% | 0.01022% | 0.01238% | 0.01277% |  | 4142 | 0.01421% | 0.01314% | 4142 | 8394 | 0.01126% | 6978 | 0.01144% | 0.01135% |  | 4142 | 0.01238% | 0.01277% | 0.01258% |  | 4142 | 7949 | 0.01135% | 0.0116%
| Jun | 22 | 15 | 4143 | 665.2976 | 700.1592 | 664.6216 | 0.0142% | 0.01426% | 0.01322% | 0.01124% | 7912 | 0.01143% | 0.01133% |  | 9.3526 | 24.6787 | 25.5506 |  | 4143 | 655.945 | 675.4805 | 639.071 |  | 4143 | 0.01428% | 0.01434% | 0.01323% | 0.01022% | 0.01238% | 0.01277% |  | 4143 | 0.01434% | 0.01323% | 4143 | 358 | 0.01126% | 644 | 0.01144% | 0.01135% |  | 4143 | 0.01238% | 0.01277% | 0.01258% |  | 4143 | 7912 | 0.01135% | 0.01162%
| Jun | 22 | 16 | 4144 | 665.5518 | 702.7287 | 665.2405 | 0.0142% | 0.01431% | 0.01323% | 0.01124% | 8294 | 0.01143% | 0.01133% |  | 9.3534 | 24.6788 | 25.5525 |  | 4144 | 656.1984 | 678.0499 | 639.688 |  | 4144 | 0.01428% | 0.01439% | 0.01325% | 0.01022% | 0.01238% | 0.01277% |  | 4144 | 0.01439% | 0.01325% | 4144 | 8625 | 0.01126% | 5997 | 0.01143% | 0.01134% |  | 4144 | 0.01238% | 0.01277% | 0.01258% |  | 4144 | 8294 | 0.01134% | 0.01136%
| Jun | 22 | 17 | 4145 | 669.3813 | 696.8637 | 660.3174 | 0.01429% | 0.01419% | 0.01313% | 0.01124% | 1392 | 0.01142% | 0.01133% |  | 9.3542 | 24.6788 | 25.5544 |  | 4145 | 660.027 | 672.1849 | 634.763 |  | 4145 | 0.01437% | 0.01427% | 0.01314% | 0.01022% | 0.01238% | 0.01277% |  | 4145 | 0.01427% | 0.01314% | 4145 | 3059 | 0.01125% | 2884 | 0.01143% | 0.01134% |  | 4145 | 0.01238% | 0.01277% | 0.01258% |  | 4145 | 1392 | 0.01134% | 0.01001%
| Jun | 22 | 18 | 4146 | 657.0767 | 689.1182 | 657.0729 | 0.01402% | 0.01403% | 0.01307% | 0.01124% | 7270 | 0.01142% | 0.01133% |  | 9.355 | 24.6788 | 25.5563 |  | 4146 | 647.7218 | 664.4393 | 631.5166 |  | 4146 | 0.0141% | 0.0141% | 0.01308% | 0.01023% | 0.01238% | 0.01277% |  | 4146 | 0.0141% | 0.01308% | 4146 | 8444 | 0.01125% | 8437 | 0.01143% | 0.01134% |  | 4146 | 0.01238% | 0.01277% | 0.01258% |  | 4146 | 7270 | 0.01134% | 0.01188%
| Jun | 22 | 19 | 4147 | 648.4217 | 681.1213 | 648.9991 | 0.01384% | 0.01387% | 0.01291% | 0.01124% | 3701 | 0.01142% | 0.01133% |  | 9.3558 | 24.6789 | 25.5582 |  | 4147 | 639.0659 | 656.4424 | 623.4409 |  | 4147 | 0.01391% | 0.01393% | 0.01291% | 0.01023% | 0.01238% | 0.01277% |  | 4147 | 0.01393% | 0.01291% | 4147 | 8693 | 0.01125% | 237 | 0.01143% | 0.01134% |  | 4147 | 0.01238% | 0.01277% | 0.01258% |  | 4147 | 3701 | 0.01134% | 0.01226%
| Jun | 22 | 20 | 4148 | 638.0165 | 664.3083 | 637.24 | 0.01362% | 0.01353% | 0.01267% | 0.01124% | 8146 | 0.01142% | 0.01133% |  | 9.3566 | 24.6789 | 25.5601 |  | 4148 | 628.66 | 639.6294 | 611.6799 |  | 4148 | 0.01368% | 0.01358% | 0.01267% | 0.01023% | 0.01238% | 0.01278% |  | 4148 | 0.01358% | 0.01267% | 4148 | 6655 | 0.01125% | 2853 | 0.01143% | 0.01134% |  | 4148 | 0.01238% | 0.01278% | 0.01258% |  | 4148 | 8146 | 0.01134% | 0.01147%
| Jun | 22 | 21 | 4149 | 632.2909 | 653.8165 | 631.6418 | 0.01349% | 0.01331% | 0.01256% | 0.01124% | 1619 | 0.01142% | 0.01133% |  | 9.3573 | 24.679 | 25.562 |  | 4149 | 622.9335 | 629.1375 | 606.0798 |  | 4149 | 0.01356% | 0.01335% | 0.01255% | 0.01023% | 0.01238% | 0.01278% |  | 4149 | 0.01335% | 0.01255% | 4149 | 3215 | 0.01125% | 4276 | 0.01143% | 0.01134% |  | 4149 | 0.01238% | 0.01278% | 0.01258% |  | 4149 | 1619 | 0.01134% | 0.0102%
| Jun | 22 | 22 | 4150 | 614.4919 | 638.9585 | 619.0763 | 0.01312% | 0.01301% | 0.01231% | 0.01124% | 1654 | 0.01142% | 0.01133% |  | 9.3581 | 24.679 | 25.5639 |  | 4150 | 605.1338 | 614.2795 | 593.5124 |  | 4150 | 0.01317% | 0.01304% | 0.01229% | 0.01023% | 0.01238% | 0.01278% |  | 4150 | 0.01304% | 0.01229% | 4150 | 2916 | 0.01125% | 8018 | 0.01143% | 0.01134% |  | 4150 | 0.01238% | 0.01278% | 0.01258% |  | 4150 | 1654 | 0.01134% | 0.01023%
| Jun | 22 | 23 | 4151 | 594.9521 | 624.0074 | 604.7854 | 0.0127% | 0.01271% | 0.01203% | 0.01124% | 5374 | 0.01142% | 0.01133% |  | 9.3589 | 24.679 | 25.5658 |  | 4151 | 585.5932 | 599.3284 | 579.2196 |  | 4151 | 0.01275% | 0.01272% | 0.01199% | 0.01023% | 0.01238% | 0.01278% |  | 4151 | 0.01272% | 0.01199% | 4151 | 3408 | 0.01125% | 7943 | 0.01143% | 0.01134% |  | 4151 | 0.01238% | 0.01278% | 0.01258% |  | 4151 | 5374 | 0.01134% | 0.01249%
| Jun | 23 | 0 | 4152 | 581.0019 | 611.9237 | 595.4081 | 0.0124% | 0.01246% | 0.01184% | 0.01124% | 3723 | 0.01142% | 0.01133% |  | 9.3597 | 24.6791 | 25.5677 |  | 4152 | 571.6422 | 587.2446 | 569.8404 |  | 4152 | 0.01244% | 0.01246% | 0.0118% | 0.01023% | 0.01238% | 0.01278% |  | 4152 | 0.01246% | 0.0118% | 4152 | 681 | 0.01125% | 6825 | 0.01143% | 0.01134% |  | 4152 | 0.01238% | 0.01278% | 0.01258% |  | 4152 | 3723 | 0.01134% | 0.01228%
| Jun | 23 | 1 | 4153 | 575.5083 | 602.7631 | 592.0511 | 0.01228% | 0.01227% | 0.01177% | 0.01124% | 2959 | 0.01142% | 0.01133% |  | 9.3605 | 24.6791 | 25.5696 |  | 4153 | 566.1479 | 578.084 | 566.4815 |  | 4153 | 0.01232% | 0.01227% | 0.01173% | 0.01023% | 0.01238% | 0.01278% |  | 4153 | 0.01227% | 0.01173% | 4153 | 131 | 0.01125% | 8368 | 0.01143% | 0.01134% |  | 4153 | 0.01238% | 0.01278% | 0.01258% |  | 4153 | 2959 | 0.01134% | 0.01151%
| Jun | 23 | 2 | 4154 | 575.2336 | 596.7398 | 585.9746 | 0.01228% | 0.01215% | 0.01165% | 0.01124% | 7306 | 0.01142% | 0.01133% |  | 9.3613 | 24.6791 | 25.5715 |  | 4154 | 565.8723 | 572.0607 | 560.4032 |  | 4154 | 0.01232% | 0.01214% | 0.01161% | 0.01023% | 0.01238% | 0.01278% |  | 4154 | 0.01214% | 0.01161% | 4154 | 8490 | 0.01125% | 587 | 0.01143% | 0.01134% |  | 4154 | 0.01238% | 0.01278% | 0.01258% |  | 4154 | 7306 | 0.01134% | 0.01187%
| Jun | 23 | 3 | 4155 | 578.2289 | 595.8182 | 583.2927 | 0.01234% | 0.01213% | 0.0116% | 0.01124% | 3373 | 0.01142% | 0.01133% |  | 9.362 | 24.6792 | 25.5733 |  | 4155 | 568.8669 | 571.139 | 557.7194 |  | 4155 | 0.01238% | 0.01212% | 0.01155% | 0.01023% | 0.01238% | 0.01278% |  | 4155 | 0.01212% | 0.01155% | 4155 | 466 | 0.01125% | 1115 | 0.01143% | 0.01134% |  | 4155 | 0.01238% | 0.01278% | 0.01258% |  | 4155 | 3373 | 0.01134% | 0.01195%
| Jun | 23 | 4 | 4156 | 579.341 | 594.608 | 580.2358 | 0.01236% | 0.01211% | 0.01154% | 0.01124% | 6728 | 0.01142% | 0.01133% |  | 9.3628 | 24.6792 | 25.5752 |  | 4156 | 569.9781 | 569.9288 | 554.6605 |  | 4156 | 0.01241% | 0.0121% | 0.01149% | 0.01023% | 0.01238% | 0.01278% |  | 4156 | 0.0121% | 0.01149% | 4156 | 6751 | 0.01125% | 485 | 0.01143% | 0.01134% |  | 4156 | 0.01238% | 0.01278% | 0.01258% |  | 4156 | 6728 | 0.01134% | 0.01197%
| Jun | 23 | 5 | 4157 | 583.8647 | 594.4776 | 579.4387 | 0.01246% | 0.01211% | 0.01152% | 0.01124% | 6733 | 0.01142% | 0.01133% |  | 9.3636 | 24.6792 | 25.5771 |  | 4157 | 574.5011 | 569.7984 | 553.8616 |  | 4157 | 0.01251% | 0.01209% | 0.01147% | 0.01023% | 0.01238% | 0.01278% |  | 4157 | 0.01209% | 0.01147% | 4157 | 7533 | 0.01125% | 701 | 0.01143% | 0.01134% |  | 4157 | 0.01238% | 0.01278% | 0.01258% |  | 4157 | 6733 | 0.01134% | 0.01197%
| Jun | 23 | 6 | 4158 | 597.726 | 604.0851 | 585.3745 | 0.01276% | 0.0123% | 0.01164% | 0.01124% | 3354 | 0.01142% | 0.01133% |  | 9.3644 | 24.6793 | 25.579 |  | 4158 | 588.3616 | 579.4058 | 559.7955 |  | 4158 | 0.01281% | 0.0123% | 0.01159% | 0.01024% | 0.01238% | 0.01278% |  | 4158 | 0.0123% | 0.01159% | 4158 | 153 | 0.01125% | 5713 | 0.01143% | 0.01134% |  | 4158 | 0.01238% | 0.01278% | 0.01258% |  | 4158 | 3354 | 0.01134% | 0.01193%
| Jun | 23 | 7 | 4159 | 606.8171 | 619.7157 | 592.4168 | 0.01295% | 0.01262% | 0.01178% | 0.01124% | 3406 | 0.01142% | 0.01133% |  | 9.3652 | 24.6793 | 25.5809 |  | 4159 | 597.452 | 595.0364 | 566.8359 |  | 4159 | 0.01301% | 0.01263% | 0.01174% | 0.01024% | 0.01238% | 0.01279% |  | 4159 | 0.01263% | 0.01174% | 4159 | 2732 | 0.01125% | 7797 | 0.01143% | 0.01134% |  | 4159 | 0.01238% | 0.01279% | 0.01258% |  | 4159 | 3406 | 0.01134% | 0.01198%
| Jun | 23 | 8 | 4160 | 618.015 | 631.213 | 608.1143 | 0.01319% | 0.01285% | 0.01209% | 0.01124% | 1138 | 0.01142% | 0.01133% |  | 9.3659 | 24.6793 | 25.5827 |  | 4160 | 608.6491 | 606.5337 | 582.5316 |  | 4160 | 0.01325% | 0.01287% | 0.01206% | 0.01024% | 0.01238% | 0.01279% |  | 4160 | 0.01287% | 0.01206% | 4160 | 111 | 0.01125% | 1408 | 0.01143% | 0.01134% |  | 4160 | 0.01238% | 0.01279% | 0.01258% |  | 4160 | 1138 | 0.01134% | 0.009796%
| Jun | 23 | 9 | 4161 | 628.8827 | 641.891 | 622.4709 | 0.01342% | 0.01307% | 0.01238% | 0.01124% | 3797 | 0.01142% | 0.01133% |  | 9.3667 | 24.6793 | 25.5846 |  | 4161 | 619.516 | 617.2117 | 596.8863 |  | 4161 | 0.01349% | 0.0131% | 0.01236% | 0.01024% | 0.01238% | 0.01279% |  | 4161 | 0.0131% | 0.01236% | 4161 | 8636 | 0.01125% | 8118 | 0.01143% | 0.01134% |  | 4161 | 0.01238% | 0.01279% | 0.01259% |  | 4161 | 3797 | 0.01134% | 0.01234%
| Jun | 23 | 10 | 4162 | 635.4474 | 655.4177 | 632.4764 | 0.01356% | 0.01335% | 0.01258% | 0.01124% | 2908 | 0.01142% | 0.01133% |  | 9.3675 | 24.6793 | 25.5865 |  | 4162 | 626.0799 | 630.7384 | 606.8899 |  | 4162 | 0.01363% | 0.01339% | 0.01257% | 0.01024% | 0.01238% | 0.01279% |  | 4162 | 0.01339% | 0.01257% | 4162 | 1450 | 0.01125% | 4469 | 0.01143% | 0.01134% |  | 4162 | 0.01238% | 0.01279% | 0.01259% |  | 4162 | 2908 | 0.01134% | 0.01145%
| Jun | 23 | 11 | 4163 | 643.5192 | 663.3867 | 636.6868 | 0.01373% | 0.01351% | 0.01266% | 0.01124% | 6734 | 0.01142% | 0.01133% |  | 9.3683 | 24.6794 | 25.5883 |  | 4163 | 634.1509 | 638.7073 | 611.0984 |  | 4163 | 0.0138% | 0.01356% | 0.01265% | 0.01024% | 0.01238% | 0.01279% |  | 4163 | 0.01356% | 0.01265% | 4163 | 2194 | 0.01125% | 7134 | 0.01143% | 0.01134% |  | 4163 | 0.01238% | 0.01279% | 0.01259% |  | 4163 | 6734 | 0.01134% | 0.01197%
| Jun | 23 | 12 | 4164 | 655.3648 | 669.2051 | 638.4497 | 0.01399% | 0.01363% | 0.0127% | 0.01124% | 340 | 0.01142% | 0.01133% |  | 9.3691 | 24.6794 | 25.5902 |  | 4164 | 645.9958 | 644.5257 | 612.8595 |  | 4164 | 0.01406% | 0.01368% | 0.01269% | 0.01024% | 0.01238% | 0.01279% |  | 4164 | 0.01368% | 0.01269% | 4164 | 8626 | 0.01125% | 7760 | 0.01143% | 0.01134% |  | 4164 | 0.01238% | 0.01279% | 0.01259% |  | 4164 | 340 | 0.01134% | 0.009249%
| Jun | 23 | 13 | 4165 | 665.5951 | 673.4875 | 640.9909 | 0.01421% | 0.01371% | 0.01275% | 0.01124% | 7209 | 0.01142% | 0.01133% |  | 9.3698 | 24.6794 | 25.5921 |  | 4165 | 656.2253 | 648.8081 | 615.3988 |  | 4165 | 0.01428% | 0.01377% | 0.01274% | 0.01024% | 0.01238% | 0.01279% |  | 4165 | 0.01377% | 0.01274% | 4165 | 2727 | 0.01125% | 6630 | 0.01143% | 0.01134% |  | 4165 | 0.01238% | 0.01279% | 0.01259% |  | 4165 | 7209 | 0.01134% | 0.0119%
| Jun | 23 | 14 | 4166 | 670.8032 | 678.5053 | 641.0941 | 0.01432% | 0.01382% | 0.01275% | 0.01124% | 1595 | 0.01141% | 0.01132% |  | 9.3706 | 24.6794 | 25.5939 |  | 4166 | 661.4326 | 653.8259 | 615.5001 |  | 4166 | 0.0144% | 0.01388% | 0.01275% | 0.01024% | 0.01238% | 0.01279% |  | 4166 | 0.01388% | 0.01275% | 4166 | 184 | 0.01125% | 6128 | 0.01142% | 0.01134% |  | 4166 | 0.01238% | 0.01279% | 0.01259% |  | 4166 | 1595 | 0.01134% | 0.01018%
| Jun | 23 | 15 | 4167 | 675.4287 | 683.7279 | 643.776 | 0.01442% | 0.01392% | 0.0128% | 0.01124% | 4349 | 0.01141% | 0.01132% |  | 9.3714 | 24.6794 | 25.5958 |  | 4167 | 666.0573 | 659.0485 | 618.1802 |  | 4167 | 0.0145% | 0.01399% | 0.0128% | 0.01024% | 0.01238% | 0.01279% |  | 4167 | 0.01399% | 0.0128% | 4167 | 7574 | 0.01124% | 4900 | 0.01142% | 0.01133% |  | 4167 | 0.01238% | 0.01279% | 0.01259% |  | 4167 | 4349 | 0.01133% | 0.01266%
| Jun | 23 | 16 | 4168 | 682.0559 | 682.6294 | 642.2193 | 0.01456% | 0.0139% | 0.01277% | 0.01124% | 1150 | 0.01141% | 0.01132% |  | 9.3722 | 24.6794 | 25.5977 |  | 4168 | 672.6837 | 657.95 | 616.6217 |  | 4168 | 0.01464% | 0.01396% | 0.01277% | 0.01024% | 0.01238% | 0.01279% |  | 4168 | 0.01396% | 0.01277% | 4168 | 6051 | 0.01124% | 7858 | 0.01142% | 0.01133% |  | 4168 | 0.01238% | 0.01279% | 0.01259% |  | 4168 | 1150 | 0.01133% | 0.009806%
| Jun | 23 | 17 | 4169 | 678.7226 | 675.5263 | 639.2655 | 0.01449% | 0.01376% | 0.01271% | 0.01124% | 5715 | 0.01141% | 0.01132% |  | 9.3729 | 24.6795 | 25.5995 |  | 4169 | 669.3496 | 650.8468 | 613.666 |  | 4169 | 0.01457% | 0.01381% | 0.01271% | 0.01024% | 0.01238% | 0.01279% |  | 4169 | 0.01381% | 0.01271% | 4169 | 970 | 0.01124% | 6924 | 0.01142% | 0.01133% |  | 4169 | 0.01238% | 0.01279% | 0.01259% |  | 4169 | 5715 | 0.01133% | 0.0123%
| Jun | 23 | 18 | 4170 | 670.097 | 666.0771 | 632.9359 | 0.0143% | 0.01356% | 0.01259% | 0.01124% | 1682 | 0.01141% | 0.01132% |  | 9.3737 | 24.6795 | 25.6014 |  | 4170 | 660.7233 | 641.3976 | 607.3345 |  | 4170 | 0.01438% | 0.01361% | 0.01258% | 0.01025% | 0.01238% | 0.0128% |  | 4170 | 0.01361% | 0.01258% | 4170 | 558 | 0.01124% | 7845 | 0.01142% | 0.01133% |  | 4170 | 0.01238% | 0.0128% | 0.01259% |  | 4170 | 1682 | 0.01133% | 0.01025%
| Jun | 23 | 19 | 4171 | 662.9538 | 655.7529 | 627.3189 | 0.01415% | 0.01335% | 0.01247% | 0.01124% | 1579 | 0.01141% | 0.01132% |  | 9.3745 | 24.6795 | 25.6032 |  | 4171 | 653.5793 | 631.0734 | 601.7157 |  | 4171 | 0.01423% | 0.01339% | 0.01246% | 0.01025% | 0.01238% | 0.0128% |  | 4171 | 0.01339% | 0.01246% | 4171 | 570 | 0.01124% | 7226 | 0.01142% | 0.01133% |  | 4171 | 0.01238% | 0.0128% | 0.01259% |  | 4171 | 1579 | 0.01133% | 0.01017%
| Jun | 23 | 20 | 4172 | 651.1663 | 646.2478 | 619.2263 | 0.0139% | 0.01316% | 0.01231% | 0.01123% | 2872 | 0.01141% | 0.01132% |  | 9.3753 | 24.6795 | 25.6051 |  | 4172 | 641.791 | 621.5684 | 593.6213 |  | 4172 | 0.01397% | 0.01319% | 0.01229% | 0.01025% | 0.01238% | 0.0128% |  | 4172 | 0.01319% | 0.01229% | 4172 | 7722 | 0.01124% | 7397 | 0.01142% | 0.01133% |  | 4172 | 0.01238% | 0.0128% | 0.01259% |  | 4172 | 2872 | 0.01133% | 0.01141%
| Jun | 23 | 21 | 4173 | 643.9112 | 638.9399 | 620.1641 | 0.01374% | 0.01301% | 0.01233% | 0.01123% | 779 | 0.01141% | 0.01132% |  | 9.376 | 24.6795 | 25.6069 |  | 4173 | 634.5351 | 614.2604 | 594.5571 |  | 4173 | 0.01381% | 0.01304% | 0.01231% | 0.01025% | 0.01238% | 0.0128% |  | 4173 | 0.01304% | 0.01231% | 4173 | 3040 | 0.01124% | 3721 | 0.01142% | 0.01133% |  | 4173 | 0.01238% | 0.0128% | 0.01259% |  | 4173 | 779 | 0.01133% | 0.009513%
| Jun | 23 | 22 | 4174 | 626.1942 | 627.666 | 609.0051 | 0.01336% | 0.01278% | 0.01211% | 0.01123% | 1146 | 0.01141% | 0.01132% |  | 9.3768 | 24.6795 | 25.6088 |  | 4174 | 616.8173 | 602.9866 | 583.3964 |  | 4174 | 0.01343% | 0.0128% | 0.01208% | 0.01025% | 0.01238% | 0.0128% |  | 4174 | 0.0128% | 0.01208% | 4174 | 7797 | 0.01124% | 2926 | 0.01142% | 0.01133% |  | 4174 | 0.01238% | 0.0128% | 0.01259% |  | 4174 | 1146 | 0.01133% | 0.009802%
| Jun | 23 | 23 | 4175 | 603.9582 | 612.8919 | 598.1932 | 0.01289% | 0.01248% | 0.01189% | 0.01123% | 3122 | 0.01141% | 0.01132% |  | 9.3776 | 24.6795 | 25.6106 |  | 4175 | 594.5806 | 588.2124 | 572.5826 |  | 4175 | 0.01294% | 0.01248% | 0.01186% | 0.01025% | 0.01238% | 0.0128% |  | 4175 | 0.01248% | 0.01186% | 4175 | 3267 | 0.01124% | 337 | 0.01142% | 0.01133% |  | 4175 | 0.01238% | 0.0128% | 0.01259% |  | 4175 | 3122 | 0.01133% | 0.01169%
| Jun | 24 | 0 | 4176 | 591.0692 | 603.2751 | 590.7758 | 0.01262% | 0.01228% | 0.01175% | 0.01123% | 2884 | 0.01141% | 0.01132% |  | 9.3784 | 24.6795 | 25.6124 |  | 4176 | 581.6908 | 578.5956 | 565.1633 |  | 4176 | 0.01266% | 0.01228% | 0.0117% | 0.01025% | 0.01238% | 0.0128% |  | 4176 | 0.01228% | 0.0117% | 4176 | 5 | 0.01124% | 775 | 0.01142% | 0.01133% |  | 4176 | 0.01238% | 0.0128% | 0.01259% |  | 4176 | 2884 | 0.01133% | 0.01143%
| Jun | 24 | 1 | 4177 | 583.5065 | 596.6654 | 587.9438 | 0.01245% | 0.01215% | 0.01169% | 0.01123% | 3223 | 0.01141% | 0.01132% |  | 9.3792 | 24.6795 | 25.6143 |  | 4177 | 574.1273 | 571.9859 | 562.3296 |  | 4177 | 0.0125% | 0.01214% | 0.01164% | 0.01025% | 0.01238% | 0.0128% |  | 4177 | 0.01214% | 0.01164% | 4177 | 8464 | 0.01124% | 7235 | 0.01142% | 0.01133% |  | 4177 | 0.01238% | 0.0128% | 0.01259% |  | 4177 | 3223 | 0.01133% | 0.0118%
| Jun | 24 | 2 | 4178 | 580.5901 | 592.4575 | 586.631 | 0.01239% | 0.01206% | 0.01166% | 0.01123% | 5930 | 0.01141% | 0.01132% |  | 9.3799 | 24.6795 | 25.6161 |  | 4178 | 571.2101 | 567.778 | 561.0149 |  | 4178 | 0.01243% | 0.01205% | 0.01162% | 0.01025% | 0.01238% | 0.0128% |  | 4178 | 0.01205% | 0.01162% | 4178 | 8014 | 0.01124% | 5475 | 0.01142% | 0.01133% |  | 4178 | 0.01238% | 0.0128% | 0.01259% |  | 4178 | 5930 | 0.01133% | 0.01219%
| Jun | 24 | 3 | 4179 | 577.5063 | 590.3349 | 584.2773 | 0.01233% | 0.01202% | 0.01162% | 0.01123% | 6535 | 0.01141% | 0.01132% |  | 9.3807 | 24.6795 | 25.618 |  | 4179 | 568.1256 | 565.6554 | 558.6594 |  | 4179 | 0.01237% | 0.01201% | 0.01157% | 0.01025% | 0.01238% | 0.0128% |  | 4179 | 0.01201% | 0.01157% | 4179 | 6050 | 0.01124% | 1407 | 0.01142% | 0.01133% |  | 4179 | 0.01238% | 0.0128% | 0.01259% |  | 4179 | 6535 | 0.01133% | 0.012%
| Jun | 24 | 4 | 4180 | 572.8409 | 583.6507 | 586.1434 | 0.01223% | 0.01189% | 0.01166% | 0.01123% | 674 | 0.01141% | 0.01132% |  | 9.3815 | 24.6795 | 25.6198 |  | 4180 | 563.4594 | 558.9712 | 560.5236 |  | 4180 | 0.01227% | 0.01186% | 0.01161% | 0.01025% | 0.01238% | 0.01281% |  | 4180 | 0.01186% | 0.01161% | 4180 | 7817 | 0.01124% | 105 | 0.01142% | 0.01133% |  | 4180 | 0.01238% | 0.01281% | 0.01259% |  | 4180 | 674 | 0.01133% | 0.009441%
| Jun | 24 | 5 | 4181 | 571.8311 | 579.7965 | 596.1677 | 0.0122% | 0.01181% | 0.01185% | 0.01123% | 8 | 0.01141% | 0.01132% |  | 9.3822 | 24.6795 | 25.6216 |  | 4181 | 562.4489 | 555.117 | 570.5461 |  | 4181 | 0.01224% | 0.01178% | 0.01182% | 0.01025% | 0.01238% | 0.01281% |  | 4181 | 0.01178% | 0.01182% | 4181 | 2046 | 0.01124% | 275 | 0.01142% | 0.01133% |  | 4181 | 0.01238% | 0.01281% | 0.01259% |  | 4181 | 8 | 0.01133% | 0.009127%
| Jun | 24 | 6 | 4182 | 580.3755 | 588.1751 | 616.9102 | 0.01239% | 0.01198% | 0.01227% | 0.01123% | 8403 | 0.01141% | 0.01132% |  | 9.383 | 24.6795 | 25.6235 |  | 4182 | 570.9925 | 563.4956 | 591.2867 |  | 4182 | 0.01243% | 0.01196% | 0.01224% | 0.01026% | 0.01238% | 0.01281% |  | 4182 | 0.01196% | 0.01224% | 4182 | 3243 | 0.01124% | 8348 | 0.01142% | 0.01133% |  | 4182 | 0.01238% | 0.01281% | 0.0126% |  | 4182 | 8403 | 0.01133% | 0.01127%
| Jun | 24 | 7 | 4183 | 592.3266 | 602.1487 | 629.3069 | 0.01264% | 0.01226% | 0.01251% | 0.01123% | 742 | 0.01141% | 0.01132% |  | 9.3838 | 24.6795 | 25.6253 |  | 4183 | 582.9428 | 577.4692 | 603.6816 |  | 4183 | 0.01269% | 0.01226% | 0.0125% | 0.01026% | 0.01238% | 0.01281% |  | 4183 | 0.01226% | 0.0125% | 4183 | 2728 | 0.01124% | 8069 | 0.01142% | 0.01133% |  | 4183 | 0.01238% | 0.01281% | 0.0126% |  | 4183 | 742 | 0.01133% | 0.009487%
| Jun | 24 | 8 | 4184 | 610.0112 | 617.379 | 638.8435 | 0.01302% | 0.01257% | 0.0127% | 0.01123% | 5907 | 0.01141% | 0.01132% |  | 9.3846 | 24.6795 | 25.6271 |  | 4184 | 600.6266 | 592.6996 | 613.2164 |  | 4184 | 0.01307% | 0.01258% | 0.0127% | 0.01026% | 0.01238% | 0.01281% |  | 4184 | 0.01258% | 0.0127% | 4184 | 5980 | 0.01124% | 364 | 0.01142% | 0.01133% |  | 4184 | 0.01238% | 0.01281% | 0.0126% |  | 4184 | 5907 | 0.01133% | 0.0122%
| Jun | 24 | 9 | 4185 | 623.4812 | 628.9135 | 647.7332 | 0.01331% | 0.01281% | 0.01288% | 0.01123% | 212 | 0.01141% | 0.01132% |  | 9.3853 | 24.6795 | 25.6289 |  | 4185 | 614.0958 | 604.2341 | 622.1042 |  | 4185 | 0.01337% | 0.01282% | 0.01288% | 0.01026% | 0.01238% | 0.01281% |  | 4185 | 0.01282% | 0.01288% | 4185 | 6394 | 0.01124% | 3122 | 0.01142% | 0.01133% |  | 4185 | 0.01238% | 0.01281% | 0.0126% |  | 4185 | 212 | 0.01133% | 0.009197%
| Jun | 24 | 10 | 4186 | 638.698 | 643.4829 | 662.1178 | 0.01363% | 0.0131% | 0.01317% | 0.01123% | 4589 | 0.01141% | 0.01132% |  | 9.3861 | 24.6794 | 25.6308 |  | 4186 | 629.3119 | 618.8035 | 636.4871 |  | 4186 | 0.0137% | 0.01313% | 0.01318% | 0.01026% | 0.01238% | 0.01281% |  | 4186 | 0.01313% | 0.01318% | 4186 | 2958 | 0.01124% | 4519 | 0.01142% | 0.01133% |  | 4186 | 0.01238% | 0.01281% | 0.0126% |  | 4186 | 4589 | 0.01133% | 0.01271%
| Jun | 24 | 11 | 4187 | 647.5021 | 657.2051 | 668.9726 | 0.01382% | 0.01338% | 0.0133% | 0.01123% | 6945 | 0.01141% | 0.01132% |  | 9.3869 | 24.6794 | 25.6326 |  | 4187 | 638.1152 | 632.5257 | 643.34 |  | 4187 | 0.01389% | 0.01343% | 0.01332% | 0.01026% | 0.01238% | 0.01281% |  | 4187 | 0.01343% | 0.01332% | 4187 | 6797 | 0.01124% | 2767 | 0.01142% | 0.01133% |  | 4187 | 0.01238% | 0.01281% | 0.0126% |  | 4187 | 6945 | 0.01133% | 0.01194%
| Jun | 24 | 12 | 4188 | 663.56 | 669.0375 | 673.3424 | 0.01416% | 0.01362% | 0.01339% | 0.01123% | 3696 | 0.01141% | 0.01132% |  | 9.3877 | 24.6794 | 25.6344 |  | 4188 | 654.1724 | 644.3581 | 647.708 |  | 4188 | 0.01424% | 0.01368% | 0.01341% | 0.01026% | 0.01238% | 0.01281% |  | 4188 | 0.01368% | 0.01341% | 4188 | 8523 | 0.01124% | 6735 | 0.01142% | 0.01133% |  | 4188 | 0.01238% | 0.01281% | 0.0126% |  | 4188 | 3696 | 0.01133% | 0.01225%
| Jun | 24 | 13 | 4189 | 675.0191 | 678.6915 | 683.001 | 0.01441% | 0.01382% | 0.01358% | 0.01123% | 2853 | 0.01141% | 0.01132% |  | 9.3884 | 24.6794 | 25.6362 |  | 4189 | 665.6307 | 654.0121 | 657.3648 |  | 4189 | 0.01449% | 0.01388% | 0.01361% | 0.01026% | 0.01238% | 0.01281% |  | 4189 | 0.01388% | 0.01361% | 4189 | 3185 | 0.01124% | 8401 | 0.01141% | 0.01133% |  | 4189 | 0.01238% | 0.01281% | 0.0126% |  | 4189 | 2853 | 0.01133% | 0.01139%
| Jun | 24 | 14 | 4190 | 681.0828 | 683.1228 | 689.1431 | 0.01454% | 0.01391% | 0.0137% | 0.01123% | 59 | 0.01141% | 0.01132% |  | 9.3892 | 24.6794 | 25.638 |  | 4190 | 671.6936 | 658.4434 | 663.505 |  | 4190 | 0.01462% | 0.01398% | 0.01374% | 0.01026% | 0.01238% | 0.01281% |  | 4190 | 0.01398% | 0.01374% | 4190 | 1167 | 0.01124% | 725 | 0.01141% | 0.01133% |  | 4190 | 0.01238% | 0.01281% | 0.0126% |  | 4190 | 59 | 0.01133% | 0.009143%
| Jun | 24 | 15 | 4191 | 686.3283 | 687.5262 | 691.975 | 0.01465% | 0.014% | 0.01376% | 0.01123% | 6560 | 0.01141% | 0.01132% |  | 9.39 | 24.6794 | 25.6398 |  | 4191 | 676.9383 | 662.8469 | 666.3352 |  | 4191 | 0.01474% | 0.01407% | 0.0138% | 0.01026% | 0.01238% | 0.01282% |  | 4191 | 0.01407% | 0.0138% | 4191 | 6224 | 0.01124% | 8453 | 0.01141% | 0.01132% |  | 4191 | 0.01238% | 0.01282% | 0.0126% |  | 4191 | 6560 | 0.01132% | 0.01199%
| Jun | 24 | 16 | 4192 | 689.0826 | 693.2795 | 689.987 | 0.01471% | 0.01412% | 0.01372% | 0.01123% | 8366 | 0.01141% | 0.01132% |  | 9.3908 | 24.6793 | 25.6416 |  | 4192 | 679.6918 | 668.6002 | 664.3454 |  | 4192 | 0.0148% | 0.01419% | 0.01376% | 0.01026% | 0.01238% | 0.01282% |  | 4192 | 0.01419% | 0.01376% | 4192 | 8278 | 0.01123% | 396 | 0.01141% | 0.01132% |  | 4192 | 0.01238% | 0.01282% | 0.0126% |  | 4192 | 8366 | 0.01132% | 0.0113%
| Jun | 24 | 17 | 4193 | 688.5633 | 689.9932 | 685.5235 | 0.0147% | 0.01405% | 0.01363% | 0.01123% | 6957 | 0.0114% | 0.01132% |  | 9.3915 | 24.6793 | 25.6435 |  | 4193 | 679.1718 | 665.3139 | 659.88 |  | 4193 | 0.01478% | 0.01412% | 0.01367% | 0.01027% | 0.01238% | 0.01282% |  | 4193 | 0.01412% | 0.01367% | 4193 | 4373 | 0.01123% | 66 | 0.01141% | 0.01132% |  | 4193 | 0.01238% | 0.01282% | 0.0126% |  | 4193 | 6957 | 0.01132% | 0.01194%
| Jun | 24 | 18 | 4194 | 671.9857 | 683.4859 | 681.6413 | 0.01434% | 0.01392% | 0.01355% | 0.01123% | 1394 | 0.0114% | 0.01132% |  | 9.3923 | 24.6793 | 25.6453 |  | 4194 | 662.5935 | 658.8066 | 655.996 |  | 4194 | 0.01442% | 0.01398% | 0.01358% | 0.01027% | 0.01238% | 0.01282% |  | 4194 | 0.01398% | 0.01358% | 4194 | 1077 | 0.01123% | 3029 | 0.01141% | 0.01132% |  | 4194 | 0.01238% | 0.01282% | 0.0126% |  | 4194 | 1394 | 0.01132% | 0.01002%
| Jun | 24 | 19 | 4195 | 662.6029 | 678.9615 | 676.0149 | 0.01414% | 0.01383% | 0.01344% | 0.01123% | 7272 | 0.0114% | 0.01132% |  | 9.3931 | 24.6793 | 25.6471 |  | 4195 | 653.2098 | 654.2822 | 650.3679 |  | 4195 | 0.01422% | 0.01389% | 0.01347% | 0.01027% | 0.01238% | 0.01282% |  | 4195 | 0.01389% | 0.01347% | 4195 | 6391 | 0.01123% | 880 | 0.01141% | 0.01132% |  | 4195 | 0.01238% | 0.01282% | 0.0126% |  | 4195 | 7272 | 0.01132% | 0.01188%
| Jun | 24 | 20 | 4196 | 650.3108 | 670.2012 | 670.2479 | 0.01388% | 0.01365% | 0.01333% | 0.01123% | 4274 | 0.0114% | 0.01131% |  | 9.3938 | 24.6792 | 25.6489 |  | 4196 | 640.917 | 645.522 | 644.599 |  | 4196 | 0.01395% | 0.0137% | 0.01335% | 0.01027% | 0.01238% | 0.01282% |  | 4196 | 0.0137% | 0.01335% | 4196 | 3058 | 0.01123% | 229 | 0.01141% | 0.01132% |  | 4196 | 0.01238% | 0.01282% | 0.0126% |  | 4196 | 4274 | 0.01132% | 0.01263%
| Jun | 24 | 21 | 4197 | 635.5256 | 659.067 | 662.9993 | 0.01356% | 0.01342% | 0.01318% | 0.01122% | 2756 | 0.0114% | 0.01131% |  | 9.3946 | 24.6792 | 25.6507 |  | 4197 | 626.131 | 634.3878 | 637.3486 |  | 4197 | 0.01363% | 0.01346% | 0.0132% | 0.01027% | 0.01238% | 0.01282% |  | 4197 | 0.01346% | 0.0132% | 4197 | 8388 | 0.01123% | 104 | 0.01141% | 0.01132% |  | 4197 | 0.01238% | 0.01282% | 0.0126% |  | 4197 | 2756 | 0.01132% | 0.01129%
| Jun | 24 | 22 | 4198 | 615.0696 | 639.0237 | 646.6642 | 0.01313% | 0.01301% | 0.01286% | 0.01122% | 4585 | 0.0114% | 0.01131% |  | 9.3954 | 24.6792 | 25.6525 |  | 4198 | 605.6742 | 614.3445 | 621.0117 |  | 4198 | 0.01318% | 0.01304% | 0.01286% | 0.01027% | 0.01238% | 0.01282% |  | 4198 | 0.01304% | 0.01286% | 4198 | 8074 | 0.01123% | 6762 | 0.01141% | 0.01132% |  | 4198 | 0.01238% | 0.01282% | 0.0126% |  | 4198 | 4585 | 0.01132% | 0.01271%
| Jun | 24 | 23 | 4199 | 597.3314 | 618.4031 | 626.4843 | 0.01275% | 0.01259% | 0.01246% | 0.01122% | 317 | 0.0114% | 0.01131% |  | 9.3961 | 24.6792 | 25.6543 |  | 4199 | 587.9353 | 593.7239 | 600.8301 |  | 4199 | 0.0128% | 0.0126% | 0.01244% | 0.01027% | 0.01238% | 0.01282% |  | 4199 | 0.0126% | 0.01244% | 4199 | 5527 | 0.01123% | 645 | 0.01141% | 0.01132% |  | 4199 | 0.01238% | 0.01282% | 0.0126% |  | 4199 | 317 | 0.01132% | 0.009239%
| Jun | 25 | 0 | 4200 | 582.5425 | 607.0641 | 615.3066 | 0.01243% | 0.01236% | 0.01224% | 0.01122% | 4320 | 0.0114% | 0.01131% |  | 9.3969 | 24.6791 | 25.6561 |  | 4200 | 573.1456 | 582.385 | 589.6506 |  | 4200 | 0.01248% | 0.01236% | 0.01221% | 0.01027% | 0.01238% | 0.01282% |  | 4200 | 0.01236% | 0.01221% | 4200 | 7065 | 0.01123% | 5673 | 0.01141% | 0.01132% |  | 4200 | 0.01238% | 0.01282% | 0.0126% |  | 4200 | 4320 | 0.01132% | 0.01265%
| Jun | 25 | 1 | 4201 | 572.3829 | 599.7654 | 611.0588 | 0.01222% | 0.01221% | 0.01215% | 0.01122% | 2926 | 0.0114% | 0.01131% |  | 9.3977 | 24.6791 | 25.6579 |  | 4201 | 562.9852 | 575.0863 | 585.4009 |  | 4201 | 0.01226% | 0.01221% | 0.01212% | 0.01027% | 0.01238% | 0.01282% |  | 4201 | 0.01221% | 0.01212% | 4201 | 8461 | 0.01123% | 6925 | 0.01141% | 0.01132% |  | 4201 | 0.01238% | 0.01282% | 0.0126% |  | 4201 | 2926 | 0.01132% | 0.01147%
| Jun | 25 | 2 | 4202 | 564.593 | 596.5164 | 611.762 | 0.01205% | 0.01215% | 0.01216% | 0.01122% | 3029 | 0.0114% | 0.01131% |  | 9.3985 | 24.6791 | 25.6596 |  | 4202 | 555.1945 | 571.8374 | 586.1024 |  | 4202 | 0.01209% | 0.01214% | 0.01214% | 0.01027% | 0.01238% | 0.01282% |  | 4202 | 0.01214% | 0.01214% | 4202 | 7636 | 0.01123% | 7966 | 0.01141% | 0.01132% |  | 4202 | 0.01238% | 0.01282% | 0.0126% |  | 4202 | 3029 | 0.01132% | 0.01159%
| Jun | 25 | 3 | 4203 | 561.7114 | 595.7344 | 615.0816 | 0.01199% | 0.01213% | 0.01223% | 0.01122% | 3352 | 0.0114% | 0.01131% |  | 9.3992 | 24.679 | 25.6614 |  | 4203 | 552.3121 | 571.0554 | 589.4202 |  | 4203 | 0.01202% | 0.01212% | 0.01221% | 0.01027% | 0.01238% | 0.01283% |  | 4203 | 0.01212% | 0.01221% | 4203 | 6633 | 0.01123% | 6779 | 0.01141% | 0.01132% |  | 4203 | 0.01238% | 0.01283% | 0.0126% |  | 4203 | 3352 | 0.01132% | 0.01193%
| Jun | 25 | 4 | 4204 | 559.4363 | 591.3776 | 616.0568 | 0.01194% | 0.01204% | 0.01225% | 0.01122% | 3123 | 0.0114% | 0.01131% |  | 9.4 | 24.679 | 25.6632 |  | 4204 | 550.0363 | 566.6986 | 590.3936 |  | 4204 | 0.01197% | 0.01203% | 0.01223% | 0.01027% | 0.01238% | 0.01283% |  | 4204 | 0.01203% | 0.01223% | 4204 | 3437 | 0.01123% | 7110 | 0.01141% | 0.01132% |  | 4204 | 0.01238% | 0.01283% | 0.0126% |  | 4204 | 3123 | 0.01132% | 0.01169%
| Jun | 25 | 5 | 4205 | 557.152 | 592.4668 | 619.5358 | 0.01189% | 0.01206% | 0.01232% | 0.01122% | 1395 | 0.0114% | 0.01131% |  | 9.4008 | 24.6789 | 25.665 |  | 4205 | 547.7513 | 567.7878 | 593.8708 |  | 4205 | 0.01192% | 0.01205% | 0.0123% | 0.01028% | 0.01238% | 0.01283% |  | 4205 | 0.01205% | 0.0123% | 4205 | 6936 | 0.01123% | 2768 | 0.01141% | 0.01132% |  | 4205 | 0.01238% | 0.01283% | 0.01261% |  | 4205 | 1395 | 0.01132% | 0.01002%
| Jun | 25 | 6 | 4206 | 560.0468 | 610.3038 | 634.7175 | 0.01195% | 0.01243% | 0.01262% | 0.01122% | 7965 | 0.0114% | 0.01131% |  | 9.4015 | 24.6789 | 25.6668 |  | 4206 | 550.6452 | 585.6249 | 609.0508 |  | 4206 | 0.01199% | 0.01243% | 0.01261% | 0.01028% | 0.01238% | 0.01283% |  | 4206 | 0.01243% | 0.01261% | 4206 | 1263 | 0.01123% | 1265 | 0.01141% | 0.01132% |  | 4206 | 0.01238% | 0.01283% | 0.01261% |  | 4206 | 7965 | 0.01132% | 0.01159%
| Jun | 25 | 7 | 4207 | 571.0583 | 628.4201 | 647.3956 | 0.01219% | 0.0128% | 0.01287% | 0.01122% | 1681 | 0.0114% | 0.01131% |  | 9.4023 | 24.6789 | 25.6686 |  | 4207 | 561.656 | 603.7413 | 621.727 |  | 4207 | 0.01223% | 0.01281% | 0.01287% | 0.01028% | 0.01238% | 0.01283% |  | 4207 | 0.01281% | 0.01287% | 4207 | 7752 | 0.01123% | 3223 | 0.01141% | 0.01132% |  | 4207 | 0.01238% | 0.01283% | 0.01261% |  | 4207 | 1681 | 0.01132% | 0.01025%
| Jun | 25 | 8 | 4208 | 590.4048 | 638.6606 | 645.6608 | 0.0126% | 0.01301% | 0.01284% | 0.01122% | 3796 | 0.0114% | 0.01131% |  | 9.4031 | 24.6788 | 25.6703 |  | 4208 | 581.0017 | 613.9818 | 619.9904 |  | 4208 | 0.01265% | 0.01303% | 0.01284% | 0.01028% | 0.01238% | 0.01283% |  | 4208 | 0.01303% | 0.01284% | 4208 | 322 | 0.01123% | 5712 | 0.01141% | 0.01132% |  | 4208 | 0.01238% | 0.01283% | 0.01261% |  | 4208 | 3796 | 0.01132% | 0.01234%
| Jun | 25 | 9 | 4209 | 608.012 | 648.1191 | 653.4814 | 0.01298% | 0.0132% | 0.01299% | 0.01122% | 1310 | 0.0114% | 0.01131% |  | 9.4038 | 24.6788 | 25.6721 |  | 4209 | 598.6082 | 623.4403 | 627.8093 |  | 4209 | 0.01303% | 0.01323% | 0.013% | 0.01028% | 0.01238% | 0.01283% |  | 4209 | 0.01323% | 0.013% | 4209 | 2726 | 0.01123% | 3373 | 0.01141% | 0.01132% |  | 4209 | 0.01238% | 0.01283% | 0.01261% |  | 4209 | 1310 | 0.01132% | 0.009945%
| Jun | 25 | 10 | 4210 | 624.5098 | 659.2439 | 662.296 | 0.01333% | 0.01342% | 0.01317% | 0.01122% | 7970 | 0.0114% | 0.01131% |  | 9.4046 | 24.6787 | 25.6739 |  | 4210 | 615.1052 | 634.5652 | 636.6221 |  | 4210 | 0.01339% | 0.01347% | 0.01318% | 0.01028% | 0.01238% | 0.01283% |  | 4210 | 0.01347% | 0.01318% | 4210 | 6052 | 0.01123% | 3354 | 0.01141% | 0.01132% |  | 4210 | 0.01238% | 0.01283% | 0.01261% |  | 4210 | 7970 | 0.01132% | 0.01159%
| Jun | 25 | 11 | 4211 | 643.6753 | 663.1539 | 672.3578 | 0.01374% | 0.0135% | 0.01337% | 0.01122% | 6892 | 0.0114% | 0.01131% |  | 9.4054 | 24.6787 | 25.6757 |  | 4211 | 634.2699 | 638.4752 | 646.6821 |  | 4211 | 0.01381% | 0.01355% | 0.01339% | 0.01028% | 0.01238% | 0.01283% |  | 4211 | 0.01355% | 0.01339% | 4211 | 7815 | 0.01123% | 1691 | 0.01141% | 0.01132% |  | 4211 | 0.01238% | 0.01283% | 0.01261% |  | 4211 | 6892 | 0.01132% | 0.01195%
| Jun | 25 | 12 | 4212 | 662.2959 | 669.0375 | 684.792 | 0.01414% | 0.01362% | 0.01362% | 0.01122% | 6536 | 0.0114% | 0.01131% |  | 9.4061 | 24.6786 | 25.6774 |  | 4212 | 652.8898 | 644.3589 | 659.1146 |  | 4212 | 0.01421% | 0.01368% | 0.01365% | 0.01028% | 0.01238% | 0.01283% |  | 4212 | 0.01368% | 0.01365% | 4212 | 750 | 0.01123% | 154 | 0.01141% | 0.01132% |  | 4212 | 0.01238% | 0.01283% | 0.01261% |  | 4212 | 6536 | 0.01132% | 0.012%
| Jun | 25 | 13 | 4213 | 676.2382 | 677.4533 | 692.2938 | 0.01443% | 0.0138% | 0.01377% | 0.01122% | 1549 | 0.01139% | 0.01131% |  | 9.4069 | 24.6786 | 25.6792 |  | 4213 | 666.8313 | 652.7747 | 666.6146 |  | 4213 | 0.01452% | 0.01386% | 0.0138% | 0.01028% | 0.01238% | 0.01283% |  | 4213 | 0.01386% | 0.0138% | 4213 | 6776 | 0.01123% | 466 | 0.01141% | 0.01132% |  | 4213 | 0.01238% | 0.01283% | 0.01261% |  | 4213 | 1549 | 0.01132% | 0.01015%
| Jun | 25 | 14 | 4214 | 682.2439 | 680.2927 | 696.5417 | 0.01456% | 0.01385% | 0.01385% | 0.01122% | 6769 | 0.01139% | 0.01131% |  | 9.4077 | 24.6785 | 25.681 |  | 4214 | 672.8362 | 655.6142 | 670.8607 |  | 4214 | 0.01465% | 0.01392% | 0.01389% | 0.01028% | 0.01238% | 0.01284% |  | 4214 | 0.01392% | 0.01389% | 4214 | 1011 | 0.01123% | 7593 | 0.01141% | 0.01132% |  | 4214 | 0.01238% | 0.01284% | 0.01261% |  | 4214 | 6769 | 0.01132% | 0.01196%
| Jun | 25 | 15 | 4215 | 685.3256 | 677.8536 | 705.7877 | 0.01463% | 0.0138% | 0.01403% | 0.01122% | 359 | 0.01139% | 0.01131% |  | 9.4084 | 24.6785 | 25.6827 |  | 4215 | 675.9172 | 653.1752 | 680.1049 |  | 4215 | 0.01471% | 0.01386% | 0.01408% | 0.01028% | 0.01238% | 0.01284% |  | 4215 | 0.01386% | 0.01408% | 4215 | 154 | 0.01123% | 4511 | 0.01141% | 0.01132% |  | 4215 | 0.01238% | 0.01284% | 0.01261% |  | 4215 | 359 | 0.01132% | 0.009258%
| Jun | 25 | 16 | 4216 | 690.3851 | 675.219 | 706.9598 | 0.01473% | 0.01375% | 0.01406% | 0.01122% | 635 | 0.01139% | 0.0113% |  | 9.4092 | 24.6784 | 25.6845 |  | 4216 | 680.9759 | 650.5406 | 681.2753 |  | 4216 | 0.01482% | 0.01381% | 0.01411% | 0.01028% | 0.01238% | 0.01284% |  | 4216 | 0.01381% | 0.01411% | 4216 | 1449 | 0.01123% | 3123 | 0.01141% | 0.01132% |  | 4216 | 0.01238% | 0.01284% | 0.01261% |  | 4216 | 635 | 0.01132% | 0.009415%
| Jun | 25 | 17 | 4217 | 691.5647 | 666.6822 | 704.8218 | 0.01476% | 0.01358% | 0.01402% | 0.01122% | 3143 | 0.01139% | 0.0113% |  | 9.41 | 24.6784 | 25.6863 |  | 4217 | 682.1548 | 642.0039 | 679.1356 |  | 4217 | 0.01485% | 0.01363% | 0.01406% | 0.01029% | 0.01238% | 0.01284% |  | 4217 | 0.01363% | 0.01406% | 4217 | 6227 | 0.01123% | 8222 | 0.01141% | 0.01132% |  | 4217 | 0.01238% | 0.01284% | 0.01261% |  | 4217 | 3143 | 0.01132% | 0.01171%
| Jun | 25 | 18 | 4218 | 674.3551 | 663.005 | 700.152 | 0.01439% | 0.0135% | 0.01392% | 0.01122% | 336 | 0.01139% | 0.0113% |  | 9.4107 | 24.6783 | 25.688 |  | 4218 | 664.9444 | 638.3266 | 674.4639 |  | 4218 | 0.01447% | 0.01355% | 0.01397% | 0.01029% | 0.01238% | 0.01284% |  | 4218 | 0.01355% | 0.01397% | 4218 | 7705 | 0.01122% | 167 | 0.0114% | 0.01131% |  | 4218 | 0.01238% | 0.01284% | 0.01261% |  | 4218 | 336 | 0.01131% | 0.009247%
| Jun | 25 | 19 | 4219 | 661.4701 | 653.5558 | 691.4592 | 0.01412% | 0.01331% | 0.01375% | 0.01122% | 766 | 0.01139% | 0.0113% |  | 9.4115 | 24.6783 | 25.6898 |  | 4219 | 652.0586 | 628.8776 | 665.7695 |  | 4219 | 0.01419% | 0.01335% | 0.01379% | 0.01029% | 0.01238% | 0.01284% |  | 4219 | 0.01335% | 0.01379% | 4219 | 7111 | 0.01122% | 1046 | 0.0114% | 0.01131% |  | 4219 | 0.01238% | 0.01284% | 0.01261% |  | 4219 | 766 | 0.01131% | 0.009504%
| Jun | 25 | 20 | 4220 | 648.2329 | 643.8832 | 685.7954 | 0.01384% | 0.01311% | 0.01364% | 0.01121% | 5526 | 0.01139% | 0.0113% |  | 9.4122 | 24.6782 | 25.6915 |  | 4220 | 638.8206 | 619.205 | 660.1039 |  | 4220 | 0.01391% | 0.01314% | 0.01367% | 0.01029% | 0.01238% | 0.01284% |  | 4220 | 0.01314% | 0.01367% | 4220 | 130 | 0.01122% | 62 | 0.0114% | 0.01131% |  | 4220 | 0.01238% | 0.01284% | 0.01261% |  | 4220 | 5526 | 0.01131% | 0.01241%
| Jun | 25 | 21 | 4221 | 639.7954 | 637.4224 | 673.83 | 0.01366% | 0.01298% | 0.0134% | 0.01121% | 7 | 0.01139% | 0.0113% |  | 9.413 | 24.6781 | 25.6933 |  | 4221 | 630.3824 | 612.7443 | 648.1367 |  | 4221 | 0.01372% | 0.01301% | 0.01342% | 0.01029% | 0.01238% | 0.01284% |  | 4221 | 0.01301% | 0.01342% | 4221 | 565 | 0.01122% | 3406 | 0.0114% | 0.01131% |  | 4221 | 0.01238% | 0.01284% | 0.01261% |  | 4221 | 7 | 0.01131% | 0.009126%
| Jun | 25 | 22 | 4222 | 622.7567 | 621.7731 | 656.4071 | 0.01329% | 0.01266% | 0.01305% | 0.01121% | 7040 | 0.01139% | 0.0113% |  | 9.4138 | 24.6781 | 25.695 |  | 4222 | 613.3429 | 597.0951 | 630.7121 |  | 4222 | 0.01335% | 0.01267% | 0.01306% | 0.01029% | 0.01238% | 0.01284% |  | 4222 | 0.01267% | 0.01306% | 4222 | 8358 | 0.01122% | 1125 | 0.0114% | 0.01131% |  | 4222 | 0.01238% | 0.01284% | 0.01261% |  | 4222 | 7040 | 0.01131% | 0.01193%
| Jun | 25 | 23 | 4223 | 600.693 | 606.729 | 640.5314 | 0.01282% | 0.01236% | 0.01274% | 0.01121% | 7919 | 0.01139% | 0.0113% |  | 9.4145 | 24.678 | 25.6968 |  | 4223 | 591.2784 | 582.0509 | 614.8347 |  | 4223 | 0.01287% | 0.01235% | 0.01273% | 0.01029% | 0.01238% | 0.01284% |  | 4223 | 0.01235% | 0.01273% | 4223 | 347 | 0.01122% | 5906 | 0.0114% | 0.01131% |  | 4223 | 0.01238% | 0.01284% | 0.01261% |  | 4223 | 7919 | 0.01131% | 0.01162%
| Jun | 26 | 0 | 4224 | 583.8393 | 595.3434 | 630.0852 | 0.01246% | 0.01212% | 0.01253% | 0.01121% | 7990 | 0.01139% | 0.0113% |  | 9.4153 | 24.6779 | 25.6985 |  | 4224 | 574.424 | 570.6655 | 604.3867 |  | 4224 | 0.0125% | 0.01211% | 0.01252% | 0.01029% | 0.01238% | 0.01284% |  | 4224 | 0.01211% | 0.01252% | 4224 | 6331 | 0.01122% | 6743 | 0.0114% | 0.01131% |  | 4224 | 0.01238% | 0.01284% | 0.01261% |  | 4224 | 7990 | 0.01131% | 0.01158%
| Jun | 26 | 1 | 4225 | 577.6064 | 591.2938 | 621.6832 | 0.01233% | 0.01204% | 0.01236% | 0.01121% | 228 | 0.01139% | 0.0113% |  | 9.4161 | 24.6779 | 25.7003 |  | 4225 | 568.1904 | 566.6159 | 595.9829 |  | 4225 | 0.01237% | 0.01203% | 0.01234% | 0.01029% | 0.01238% | 0.01285% |  | 4225 | 0.01203% | 0.01234% | 4225 | 2021 | 0.01122% | 6874 | 0.0114% | 0.01131% |  | 4225 | 0.01238% | 0.01285% | 0.01261% |  | 4225 | 228 | 0.01131% | 0.009203%
| Jun | 26 | 2 | 4226 | 572.8443 | 589.6925 | 621.1768 | 0.01223% | 0.01201% | 0.01235% | 0.01121% | 6964 | 0.01139% | 0.0113% |  | 9.4168 | 24.6778 | 25.702 |  | 4226 | 563.4275 | 565.0147 | 595.4748 |  | 4226 | 0.01226% | 0.01199% | 0.01233% | 0.01029% | 0.01238% | 0.01285% |  | 4226 | 0.01199% | 0.01233% | 4226 | 3305 | 0.01122% | 572 | 0.0114% | 0.01131% |  | 4226 | 0.01238% | 0.01285% | 0.01261% |  | 4226 | 6964 | 0.01131% | 0.01194%
| Jun | 26 | 3 | 4227 | 572.523 | 592.653 | 620.0515 | 0.01222% | 0.01207% | 0.01233% | 0.01121% | 3550 | 0.01139% | 0.0113% |  | 9.4176 | 24.6777 | 25.7038 |  | 4227 | 563.1054 | 567.9752 | 594.3478 |  | 4227 | 0.01226% | 0.01206% | 0.01231% | 0.01029% | 0.01238% | 0.01285% |  | 4227 | 0.01206% | 0.01231% | 4227 | 109 | 0.01122% | 7260 | 0.0114% | 0.01131% |  | 4227 | 0.01238% | 0.01285% | 0.01261% |  | 4227 | 3550 | 0.01131% | 0.01212%
| Jun | 26 | 4 | 4228 | 569.8691 | 593.0905 | 622.3208 | 0.01216% | 0.01208% | 0.01237% | 0.01121% | 802 | 0.01139% | 0.0113% |  | 9.4183 | 24.6777 | 25.7055 |  | 4228 | 560.4507 | 568.4128 | 596.6153 |  | 4228 | 0.0122% | 0.01206% | 0.01235% | 0.01029% | 0.01238% | 0.01285% |  | 4228 | 0.01206% | 0.01235% | 4228 | 7677 | 0.01122% | 609 | 0.0114% | 0.01131% |  | 4228 | 0.01238% | 0.01285% | 0.01262% |  | 4228 | 802 | 0.01131% | 0.009529%
| Jun | 26 | 5 | 4229 | 577.4107 | 595.6786 | 628.6974 | 0.01232% | 0.01213% | 0.0125% | 0.01121% | 1102 | 0.01139% | 0.0113% |  | 9.4191 | 24.6776 | 25.7072 |  | 4229 | 567.9916 | 571.001 | 602.9901 |  | 4229 | 0.01236% | 0.01212% | 0.01249% | 0.0103% | 0.01238% | 0.01285% |  | 4229 | 0.01212% | 0.01249% | 4229 | 7039 | 0.01122% | 6069 | 0.0114% | 0.01131% |  | 4229 | 0.01238% | 0.01285% | 0.01262% |  | 4229 | 1102 | 0.01131% | 0.009765%
| Jun | 26 | 6 | 4230 | 590.8733 | 610.369 | 649.5805 | 0.01261% | 0.01243% | 0.01292% | 0.01121% | 3449 | 0.01139% | 0.0113% |  | 9.4199 | 24.6775 | 25.709 |  | 4230 | 581.4535 | 585.6914 | 623.8715 |  | 4230 | 0.01266% | 0.01243% | 0.01292% | 0.0103% | 0.01238% | 0.01285% |  | 4230 | 0.01243% | 0.01292% | 4230 | 6739 | 0.01122% | 54 | 0.0114% | 0.01131% |  | 4230 | 0.01238% | 0.01285% | 0.01262% |  | 4230 | 3449 | 0.01131% | 0.01203%
| Jun | 26 | 7 | 4231 | 602.0314 | 627.7778 | 654.8505 | 0.01285% | 0.01278% | 0.01302% | 0.01121% | 683 | 0.01139% | 0.0113% |  | 9.4206 | 24.6775 | 25.7107 |  | 4231 | 592.6107 | 603.1003 | 629.1398 |  | 4231 | 0.0129% | 0.0128% | 0.01303% | 0.0103% | 0.01238% | 0.01285% |  | 4231 | 0.0128% | 0.01303% | 4231 | 1166 | 0.01122% | 6727 | 0.0114% | 0.01131% |  | 4231 | 0.01238% | 0.01285% | 0.01262% |  | 4231 | 683 | 0.01131% | 0.009447%
| Jun | 26 | 8 | 4232 | 609.1042 | 636.9942 | 661.7521 | 0.013% | 0.01297% | 0.01316% | 0.01121% | 7967 | 0.01139% | 0.0113% |  | 9.4214 | 24.6774 | 25.7124 |  | 4232 | 599.6828 | 612.3168 | 636.0397 |  | 4232 | 0.01305% | 0.013% | 0.01317% | 0.0103% | 0.01238% | 0.01285% |  | 4232 | 0.013% | 0.01317% | 4232 | 6738 | 0.01122% | 6093 | 0.0114% | 0.01131% |  | 4232 | 0.01238% | 0.01285% | 0.01262% |  | 4232 | 7967 | 0.01131% | 0.01159%
| Jun | 26 | 9 | 4233 | 624.4502 | 647.0764 | 670.7824 | 0.01333% | 0.01318% | 0.01334% | 0.01121% | 7497 | 0.01139% | 0.0113% |  | 9.4222 | 24.6773 | 25.7142 |  | 4233 | 615.0281 | 622.3991 | 645.0683 |  | 4233 | 0.01339% | 0.01321% | 0.01336% | 0.0103% | 0.01238% | 0.01285% |  | 4233 | 0.01321% | 0.01336% | 4233 | 3128 | 0.01122% | 2851 | 0.0114% | 0.01131% |  | 4233 | 0.01238% | 0.01285% | 0.01262% |  | 4233 | 7497 | 0.01131% | 0.01182%
| Jun | 26 | 10 | 4234 | 646.5292 | 656.1997 | 683.9293 | 0.0138% | 0.01336% | 0.0136% | 0.01121% | 7986 | 0.01139% | 0.0113% |  | 9.4229 | 24.6772 | 25.7159 |  | 4234 | 637.1063 | 631.5225 | 658.2134 |  | 4234 | 0.01387% | 0.0134% | 0.01363% | 0.0103% | 0.01238% | 0.01285% |  | 4234 | 0.0134% | 0.01363% | 4234 | 573 | 0.01122% | 3816 | 0.0114% | 0.01131% |  | 4234 | 0.01238% | 0.01285% | 0.01262% |  | 4234 | 7986 | 0.01131% | 0.01158%
| Jun | 26 | 11 | 4235 | 659.2374 | 658.555 | 693.6723 | 0.01407% | 0.01341% | 0.01379% | 0.01121% | 8029 | 0.01139% | 0.0113% |  | 9.4237 | 24.6771 | 25.7176 |  | 4235 | 649.8138 | 633.8779 | 667.9547 |  | 4235 | 0.01415% | 0.01345% | 0.01383% | 0.0103% | 0.01238% | 0.01285% |  | 4235 | 0.01345% | 0.01383% | 4235 | 2770 | 0.01122% | 8380 | 0.0114% | 0.01131% |  | 4235 | 0.01238% | 0.01285% | 0.01262% |  | 4235 | 8029 | 0.01131% | 0.01155%
| Jun | 26 | 12 | 4236 | 680.0913 | 667.7156 | 699.1017 | 0.01452% | 0.0136% | 0.0139% | 0.01121% | 3125 | 0.01139% | 0.0113% |  | 9.4244 | 24.6771 | 25.7193 |  | 4236 | 670.6668 | 643.0385 | 673.3824 |  | 4236 | 0.0146% | 0.01365% | 0.01394% | 0.0103% | 0.01238% | 0.01285% |  | 4236 | 0.01365% | 0.01394% | 4236 | 222 | 0.01122% | 1651 | 0.0114% | 0.01131% |  | 4236 | 0.01238% | 0.01285% | 0.01262% |  | 4236 | 3125 | 0.01131% | 0.01169%
| Jun | 26 | 13 | 4237 | 694.1191 | 676.0383 | 694.188 | 0.01481% | 0.01377% | 0.0138% | 0.01121% | 1656 | 0.01139% | 0.0113% |  | 9.4252 | 24.677 | 25.7211 |  | 4237 | 684.6939 | 651.3613 | 668.467 |  | 4237 | 0.0149% | 0.01383% | 0.01384% | 0.0103% | 0.01238% | 0.01286% |  | 4237 | 0.01383% | 0.01384% | 4237 | 7987 | 0.01122% | 3143 | 0.0114% | 0.01131% |  | 4237 | 0.01238% | 0.01286% | 0.01262% |  | 4237 | 1656 | 0.01131% | 0.01023%
| Jun | 26 | 14 | 4238 | 703.605 | 681.6612 | 695.8384 | 0.01502% | 0.01388% | 0.01384% | 0.01121% | 1055 | 0.01139% | 0.0113% |  | 9.426 | 24.6769 | 25.7228 |  | 4238 | 694.179 | 656.9843 | 670.1156 |  | 4238 | 0.01511% | 0.01394% | 0.01388% | 0.0103% | 0.01238% | 0.01286% |  | 4238 | 0.01394% | 0.01388% | 4238 | 2263 | 0.01122% | 643 | 0.0114% | 0.01131% |  | 4238 | 0.01238% | 0.01286% | 0.01262% |  | 4238 | 1055 | 0.01131% | 0.009726%
| Jun | 26 | 15 | 4239 | 706.2536 | 686.2694 | 696.2323 | 0.01507% | 0.01397% | 0.01384% | 0.01121% | 5932 | 0.01139% | 0.0113% |  | 9.4267 | 24.6768 | 25.7245 |  | 4239 | 696.8269 | 661.5926 | 670.5078 |  | 4239 | 0.01517% | 0.01404% | 0.01389% | 0.0103% | 0.01238% | 0.01286% |  | 4239 | 0.01404% | 0.01389% | 4239 | 6619 | 0.01122% | 1731 | 0.0114% | 0.01131% |  | 4239 | 0.01238% | 0.01286% | 0.01262% |  | 4239 | 5932 | 0.01131% | 0.01219%
| Jun | 26 | 16 | 4240 | 696.214 | 690.9987 | 696.8324 | 0.01486% | 0.01407% | 0.01386% | 0.01121% | 6970 | 0.01139% | 0.0113% |  | 9.4275 | 24.6767 | 25.7262 |  | 4240 | 686.7865 | 666.322 | 671.1062 |  | 4240 | 0.01495% | 0.01414% | 0.0139% | 0.0103% | 0.01238% | 0.01286% |  | 4240 | 0.01414% | 0.0139% | 4240 | 755 | 0.01122% | 5641 | 0.0114% | 0.01131% |  | 4240 | 0.01238% | 0.01286% | 0.01262% |  | 4240 | 6970 | 0.01131% | 0.01194%
| Jun | 26 | 17 | 4241 | 679.038 | 684.1934 | 693.9067 | 0.01449% | 0.01393% | 0.0138% | 0.01121% | 3353 | 0.01139% | 0.0113% |  | 9.4282 | 24.6766 | 25.7279 |  | 4241 | 669.6098 | 659.5168 | 668.1788 |  | 4241 | 0.01458% | 0.014% | 0.01384% | 0.01031% | 0.01238% | 0.01286% |  | 4241 | 0.014% | 0.01384% | 4241 | 21 | 0.01122% | 8470 | 0.01139% | 0.01131% |  | 4241 | 0.01238% | 0.01286% | 0.01262% |  | 4241 | 3353 | 0.01131% | 0.01193%
| Jun | 26 | 18 | 4242 | 660.2756 | 681.7916 | 677.881 | 0.01409% | 0.01388% | 0.01348% | 0.01121% | 170 | 0.01139% | 0.0113% |  | 9.429 | 24.6765 | 25.7296 |  | 4242 | 650.8466 | 657.115 | 652.1514 |  | 4242 | 0.01417% | 0.01395% | 0.01351% | 0.01031% | 0.01238% | 0.01286% |  | 4242 | 0.01395% | 0.01351% | 4242 | 4008 | 0.01122% | 7283 | 0.01139% | 0.01131% |  | 4242 | 0.01238% | 0.01286% | 0.01262% |  | 4242 | 170 | 0.01131% | 0.009181%
| Jun | 26 | 19 | 4243 | 644.6469 | 676.029 | 545.765 | 0.01376% | 0.01377% | 0.01085% | 0.01121% | 7218 | 0.01139% | 0.0113% |  | 9.4297 | 24.6764 | 25.7313 |  | 4243 | 635.2171 | 651.3525 | 520.0337 |  | 4243 | 0.01383% | 0.01382% | 0.01077% | 0.01031% | 0.01238% | 0.01286% |  | 4243 | 0.01382% | 0.01077% | 4243 | 7806 | 0.01122% | 467 | 0.01139% | 0.01131% |  | 4243 | 0.01238% | 0.01286% | 0.01262% |  | 4243 | 7218 | 0.01131% | 0.01189%
| Jun | 26 | 20 | 4244 | 631.9956 | 666.2074 | 483.7533 | 0.01349% | 0.01357% | 0.009619% | 0.01121% | 3628 | 0.01139% | 0.0113% |  | 9.4305 | 24.6764 | 25.733 |  | 4244 | 622.5651 | 641.5311 | 458.0202 |  | 4244 | 0.01355% | 0.01362% | 0.009485% | 0.01031% | 0.01238% | 0.01286% |  | 4244 | 0.01362% | 0.009485% | 4244 | 49 | 0.01122% | 6035 | 0.01139% | 0.0113% |  | 4244 | 0.01238% | 0.01286% | 0.01262% |  | 4244 | 3628 | 0.0113% | 0.01219%
| Jun | 26 | 21 | 4245 | 623.3752 | 658.7412 | 481.4746 | 0.0133% | 0.01341% | 0.009574% | 0.01121% | 2767 | 0.01138% | 0.0113% |  | 9.4313 | 24.6763 | 25.7348 |  | 4245 | 613.9439 | 634.0649 | 455.7399 |  | 4245 | 0.01336% | 0.01346% | 0.009438% | 0.01031% | 0.01238% | 0.01286% |  | 4245 | 0.01346% | 0.009438% | 4245 | 1003 | 0.01122% | 2842 | 0.01139% | 0.0113% |  | 4245 | 0.01238% | 0.01286% | 0.01262% |  | 4245 | 2767 | 0.0113% | 0.0113%
| Jun | 26 | 22 | 4246 | 604.072 | 637.7855 | 478.577 | 0.01289% | 0.01299% | 0.009516% | 0.01121% | 4562 | 0.01138% | 0.0113% |  | 9.432 | 24.6762 | 25.7365 |  | 4246 | 594.64 | 613.1093 | 452.8406 |  | 4246 | 0.01294% | 0.01301% | 0.009378% | 0.01031% | 0.01238% | 0.01286% |  | 4246 | 0.01301% | 0.009378% | 4246 | 7018 | 0.01122% | 209 | 0.01139% | 0.0113% |  | 4246 | 0.01238% | 0.01286% | 0.01262% |  | 4246 | 4562 | 0.0113% | 0.01271%
| Jun | 26 | 23 | 4247 | 587.79 | 619.8554 | 481.1464 | 0.01255% | 0.01262% | 0.009567% | 0.01121% | 3650 | 0.01138% | 0.0113% |  | 9.4328 | 24.6761 | 25.7382 |  | 4247 | 578.3573 | 595.1793 | 455.4083 |  | 4247 | 0.01259% | 0.01263% | 0.009431% | 0.01031% | 0.01238% | 0.01286% |  | 4247 | 0.01263% | 0.009431% | 4247 | 2757 | 0.01122% | 8294 | 0.01139% | 0.0113% |  | 4247 | 0.01238% | 0.01286% | 0.01262% |  | 4247 | 3650 | 0.0113% | 0.01221%
| Jun | 27 | 0 | 4248 | 576.1325 | 609.3729 | 485.3755 | 0.0123% | 0.01241% | 0.009651% | 0.01121% | 6993 | 0.01138% | 0.0113% |  | 9.4335 | 24.676 | 25.7399 |  | 4248 | 566.699 | 584.6969 | 459.6357 |  | 4248 | 0.01234% | 0.01241% | 0.009518% | 0.01031% | 0.01238% | 0.01287% |  | 4248 | 0.01241% | 0.009518% | 4248 | 7833 | 0.01121% | 7796 | 0.01139% | 0.0113% |  | 4248 | 0.01238% | 0.01287% | 0.01262% |  | 4248 | 6993 | 0.0113% | 0.01193%
| Jun | 27 | 1 | 4249 | 572.0489 | 603.8151 | 490.3736 | 0.01221% | 0.0123% | 0.009751% | 0.01121% | 632 | 0.01138% | 0.01129% |  | 9.4343 | 24.6759 | 25.7416 |  | 4249 | 562.6146 | 579.1392 | 464.6321 |  | 4249 | 0.01225% | 0.01229% | 0.009622% | 0.01031% | 0.01238% | 0.01287% |  | 4249 | 0.01229% | 0.009622% | 4249 | 3461 | 0.01121% | 7949 | 0.01139% | 0.0113% |  | 4249 | 0.01238% | 0.01287% | 0.01262% |  | 4249 | 632 | 0.0113% | 0.009413%
| Jun | 27 | 2 | 4250 | 572.2681 | 602.5676 | 506.193 | 0.01221% | 0.01227% | 0.01007% | 0.01121% | 6794 | 0.01138% | 0.01129% |  | 9.4351 | 24.6758 | 25.7432 |  | 4250 | 562.833 | 577.8918 | 480.4498 |  | 4250 | 0.01225% | 0.01227% | 0.009949% | 0.01031% | 0.01238% | 0.01287% |  | 4250 | 0.01227% | 0.009949% | 4250 | 8023 | 0.01121% | 818 | 0.01139% | 0.0113% |  | 4250 | 0.01238% | 0.01287% | 0.01262% |  | 4250 | 6794 | 0.0113% | 0.01196%
| Jun | 27 | 3 | 4251 | 570.1155 | 605.1277 | 516.4892 | 0.01217% | 0.01232% | 0.01027% | 0.01121% | 8402 | 0.01138% | 0.01129% |  | 9.4358 | 24.6757 | 25.7449 |  | 4251 | 560.6797 | 580.4521 | 490.7443 |  | 4251 | 0.0122% | 0.01232% | 0.01016% | 0.01031% | 0.01238% | 0.01287% |  | 4251 | 0.01232% | 0.01016% | 4251 | 3535 | 0.01121% | 7912 | 0.01139% | 0.0113% |  | 4251 | 0.01238% | 0.01287% | 0.01262% |  | 4251 | 8402 | 0.0113% | 0.01127%
| Jun | 27 | 4 | 4252 | 569.8467 | 607.0362 | 525.1632 | 0.01216% | 0.01236% | 0.01044% | 0.01121% | 390 | 0.01138% | 0.01129% |  | 9.4366 | 24.6756 | 25.7466 |  | 4252 | 560.4102 | 582.3606 | 499.4166 |  | 4252 | 0.0122% | 0.01236% | 0.01034% | 0.01031% | 0.01238% | 0.01287% |  | 4252 | 0.01236% | 0.01034% | 4252 | 60 | 0.01121% | 8146 | 0.01139% | 0.0113% |  | 4252 | 0.01238% | 0.01287% | 0.01262% |  | 4252 | 390 | 0.0113% | 0.009273%
| Jun | 27 | 5 | 4253 | 569.6428 | 609.2798 | 534.1935 | 0.01216% | 0.01241% | 0.01062% | 0.01121% | 7892 | 0.01138% | 0.01129% |  | 9.4373 | 24.6755 | 25.7483 |  | 4253 | 560.2055 | 584.6043 | 508.4452 |  | 4253 | 0.01219% | 0.01241% | 0.01053% | 0.01032% | 0.01238% | 0.01287% |  | 4253 | 0.01241% | 0.01053% | 4253 | 3114 | 0.01121% | 1829 | 0.01139% | 0.0113% |  | 4253 | 0.01238% | 0.01287% | 0.01263% |  | 4253 | 7892 | 0.0113% | 0.01164%
| Jun | 27 | 6 | 4254 | 585.42 | 625.3107 | 555.2829 | 0.01249% | 0.01273% | 0.01104% | 0.01121% | 5478 | 0.01138% | 0.01129% |  | 9.4381 | 24.6753 | 25.75 |  | 4254 | 575.9819 | 600.6354 | 529.5329 |  | 4254 | 0.01254% | 0.01275% | 0.01097% | 0.01032% | 0.01238% | 0.01287% |  | 4254 | 0.01275% | 0.01097% | 4254 | 572 | 0.01121% | 3701 | 0.01139% | 0.0113% |  | 4254 | 0.01238% | 0.01287% | 0.01263% |  | 4254 | 5478 | 0.0113% | 0.01243%
| Jun | 27 | 7 | 4255 | 596.3242 | 638.102 | 568.111 | 0.01273% | 0.01299% | 0.0113% | 0.01121% | 3445 | 0.01138% | 0.01129% |  | 9.4388 | 24.6752 | 25.7517 |  | 4255 | 586.8854 | 613.4268 | 542.3593 |  | 4255 | 0.01278% | 0.01302% | 0.01123% | 0.01032% | 0.01238% | 0.01287% |  | 4255 | 0.01302% | 0.01123% | 4255 | 3487 | 0.01121% | 3125 | 0.01139% | 0.0113% |  | 4255 | 0.01238% | 0.01287% | 0.01263% |  | 4255 | 3445 | 0.0113% | 0.01202%
| Jun | 27 | 8 | 4256 | 608.6341 | 648.9383 | 579.4293 | 0.01299% | 0.01321% | 0.01152% | 0.01121% | 5929 | 0.01138% | 0.01129% |  | 9.4396 | 24.6751 | 25.7534 |  | 4256 | 599.1946 | 624.2632 | 553.6759 |  | 4256 | 0.01304% | 0.01325% | 0.01147% | 0.01032% | 0.01238% | 0.01287% |  | 4256 | 0.01325% | 0.01147% | 4256 | 110 | 0.01121% | 4297 | 0.01139% | 0.0113% |  | 4256 | 0.01238% | 0.01287% | 0.01263% |  | 4256 | 5929 | 0.0113% | 0.01219%
| Jun | 27 | 9 | 4257 | 623.8692 | 652.448 | 589.5098 | 0.01332% | 0.01329% | 0.01172% | 0.01121% | 2768 | 0.01138% | 0.01129% |  | 9.4403 | 24.675 | 25.7551 |  | 4257 | 614.4289 | 627.773 | 563.7548 |  | 4257 | 0.01337% | 0.01332% | 0.01167% | 0.01032% | 0.01238% | 0.01287% |  | 4257 | 0.01332% | 0.01167% | 4257 | 5933 | 0.01121% | 7570 | 0.01139% | 0.0113% |  | 4257 | 0.01238% | 0.01287% | 0.01263% |  | 4257 | 2768 | 0.0113% | 0.0113%
| Jun | 27 | 10 | 4258 | 634.2328 | 664.4386 | 610.8149 | 0.01354% | 0.01353% | 0.01215% | 0.0112% | 3237 | 0.01138% | 0.01129% |  | 9.4411 | 24.6749 | 25.7567 |  | 4258 | 624.7917 | 639.7637 | 585.0582 |  | 4258 | 0.0136% | 0.01358% | 0.01212% | 0.01032% | 0.01238% | 0.01287% |  | 4258 | 0.01358% | 0.01212% | 4258 | 8003 | 0.01121% | 1151 | 0.01139% | 0.0113% |  | 4258 | 0.01238% | 0.01287% | 0.01263% |  | 4258 | 3237 | 0.0113% | 0.01181%
| Jun | 27 | 11 | 4259 | 642.8264 | 679.4921 | 623.7368 | 0.01372% | 0.01384% | 0.0124% | 0.0112% | 20 | 0.01138% | 0.01129% |  | 9.4418 | 24.6748 | 25.7584 |  | 4259 | 633.3845 | 654.8173 | 597.9784 |  | 4259 | 0.01379% | 0.0139% | 0.01238% | 0.01032% | 0.01238% | 0.01287% |  | 4259 | 0.0139% | 0.01238% | 4259 | 1190 | 0.01121% | 19 | 0.01139% | 0.0113% |  | 4259 | 0.01238% | 0.01287% | 0.01263% |  | 4259 | 20 | 0.0113% | 0.00913%
| Jun | 27 | 12 | 4260 | 659.1878 | 685.2547 | 631.0885 | 0.01407% | 0.01395% | 0.01255% | 0.0112% | 414 | 0.01138% | 0.01129% |  | 9.4426 | 24.6747 | 25.7601 |  | 4260 | 649.7452 | 660.58 | 605.3285 |  | 4260 | 0.01414% | 0.01402% | 0.01254% | 0.01032% | 0.01238% | 0.01288% |  | 4260 | 0.01402% | 0.01254% | 4260 | 7856 | 0.01121% | 3352 | 0.01139% | 0.0113% |  | 4260 | 0.01238% | 0.01288% | 0.01263% |  | 4260 | 414 | 0.0113% | 0.009285%
| Jun | 27 | 13 | 4261 | 668.5107 | 691.9576 | 629.7195 | 0.01427% | 0.01409% | 0.01252% | 0.0112% | 719 | 0.01138% | 0.01129% |  | 9.4434 | 24.6746 | 25.7618 |  | 4261 | 659.0673 | 667.283 | 603.9577 |  | 4261 | 0.01435% | 0.01416% | 0.01251% | 0.01032% | 0.01238% | 0.01288% |  | 4261 | 0.01416% | 0.01251% | 4261 | 6392 | 0.01121% | 5985 | 0.01139% | 0.0113% |  | 4261 | 0.01238% | 0.01288% | 0.01263% |  | 4261 | 719 | 0.0113% | 0.009471%
| Jun | 27 | 14 | 4262 | 676.9604 | 698.6976 | 629.4569 | 0.01445% | 0.01423% | 0.01252% | 0.0112% | 197 | 0.01138% | 0.01129% |  | 9.4441 | 24.6744 | 25.7634 |  | 4262 | 667.5163 | 674.0232 | 603.6935 |  | 4262 | 0.01453% | 0.01431% | 0.0125% | 0.01032% | 0.01238% | 0.01288% |  | 4262 | 0.01431% | 0.0125% | 4262 | 16 | 0.01121% | 491 | 0.01139% | 0.0113% |  | 4262 | 0.01238% | 0.01288% | 0.01263% |  | 4262 | 197 | 0.0113% | 0.009191%
| Jun | 27 | 15 | 4263 | 686.1268 | 707.2158 | 624.2432 | 0.01464% | 0.0144% | 0.01241% | 0.0112% | 4561 | 0.01138% | 0.01129% |  | 9.4449 | 24.6743 | 25.7651 |  | 4263 | 676.682 | 682.5415 | 598.4781 |  | 4263 | 0.01473% | 0.01449% | 0.01239% | 0.01032% | 0.01238% | 0.01288% |  | 4263 | 0.01449% | 0.01239% | 4263 | 1163 | 0.01121% | 7270 | 0.01139% | 0.0113% |  | 4263 | 0.01238% | 0.01288% | 0.01263% |  | 4263 | 4561 | 0.0113% | 0.01271%
| Jun | 27 | 16 | 4264 | 686.9601 | 707.402 | 623.718 | 0.01466% | 0.01441% | 0.0124% | 0.0112% | 6107 | 0.01137% | 0.01129% |  | 9.4456 | 24.6742 | 25.7668 |  | 4264 | 677.5145 | 682.7278 | 597.9513 |  | 4264 | 0.01475% | 0.01449% | 0.01238% | 0.01032% | 0.01238% | 0.01288% |  | 4264 | 0.01449% | 0.01238% | 4264 | 5545 | 0.01121% | 213 | 0.01139% | 0.0113% |  | 4264 | 0.01238% | 0.01288% | 0.01263% |  | 4264 | 6107 | 0.0113% | 0.01212%
| Jun | 27 | 17 | 4265 | 683.7819 | 693.6891 | 624.1681 | 0.01459% | 0.01413% | 0.01241% | 0.0112% | 2851 | 0.01137% | 0.01129% |  | 9.4464 | 24.6741 | 25.7684 |  | 4265 | 674.3355 | 669.015 | 598.3997 |  | 4265 | 0.01468% | 0.0142% | 0.01239% | 0.01032% | 0.01238% | 0.01288% |  | 4265 | 0.0142% | 0.01239% | 4265 | 499 | 0.01121% | 3723 | 0.01139% | 0.0113% |  | 4265 | 0.01238% | 0.01288% | 0.01263% |  | 4265 | 2851 | 0.0113% | 0.01139%
| Jun | 27 | 18 | 4266 | 668.9136 | 679.5759 | 623.5211 | 0.01428% | 0.01384% | 0.0124% | 0.0112% | 1701 | 0.01137% | 0.01129% |  | 9.4471 | 24.674 | 25.7701 |  | 4266 | 659.4665 | 654.9019 | 597.751 |  | 4266 | 0.01436% | 0.0139% | 0.01238% | 0.01033% | 0.01238% | 0.01288% |  | 4266 | 0.0139% | 0.01238% | 4266 | 5764 | 0.01121% | 526 | 0.01139% | 0.0113% |  | 4266 | 0.01238% | 0.01288% | 0.01263% |  | 4266 | 1701 | 0.0113% | 0.01027%
| Jun | 27 | 19 | 4267 | 656.0336 | 666.4774 | 621.1393 | 0.014% | 0.01357% | 0.01235% | 0.0112% | 6875 | 0.01137% | 0.01129% |  | 9.4479 | 24.6738 | 25.7718 |  | 4267 | 646.5858 | 641.8036 | 595.3675 |  | 4267 | 0.01407% | 0.01362% | 0.01233% | 0.01033% | 0.01238% | 0.01288% |  | 4267 | 0.01362% | 0.01233% | 4267 | 8370 | 0.01121% | 2902 | 0.01139% | 0.0113% |  | 4267 | 0.01238% | 0.01288% | 0.01263% |  | 4267 | 6875 | 0.0113% | 0.01195%
| Jun | 27 | 20 | 4268 | 642.5197 | 656.0508 | 615.2598 | 0.01371% | 0.01336% | 0.01223% | 0.0112% | 6767 | 0.01137% | 0.01129% |  | 9.4486 | 24.6737 | 25.7734 |  | 4268 | 633.0711 | 631.3771 | 589.4863 |  | 4268 | 0.01378% | 0.0134% | 0.01221% | 0.01033% | 0.01238% | 0.01288% |  | 4268 | 0.0134% | 0.01221% | 4268 | 1264 | 0.01121% | 6058 | 0.01139% | 0.0113% |  | 4268 | 0.01238% | 0.01288% | 0.01263% |  | 4268 | 6767 | 0.0113% | 0.01196%
| Jun | 27 | 21 | 4269 | 633.8095 | 647.8025 | 615.7943 | 0.01353% | 0.01319% | 0.01224% | 0.0112% | 3845 | 0.01137% | 0.01129% |  | 9.4494 | 24.6736 | 25.7751 |  | 4269 | 624.3602 | 623.129 | 590.0192 |  | 4269 | 0.01359% | 0.01323% | 0.01222% | 0.01033% | 0.01238% | 0.01288% |  | 4269 | 0.01323% | 0.01222% | 4269 | 6393 | 0.01121% | 608 | 0.01138% | 0.0113% |  | 4269 | 0.01238% | 0.01288% | 0.01263% |  | 4269 | 3845 | 0.0113% | 0.01238%
| Jun | 27 | 22 | 4270 | 612.5726 | 633.3635 | 604.0164 | 0.01307% | 0.0129% | 0.01201% | 0.0112% | 7273 | 0.01137% | 0.01129% |  | 9.4501 | 24.6734 | 25.7767 |  | 4270 | 603.1225 | 608.69 | 578.2397 |  | 4270 | 0.01313% | 0.01292% | 0.01197% | 0.01033% | 0.01238% | 0.01288% |  | 4270 | 0.01292% | 0.01197% | 4270 | 463 | 0.01121% | 612 | 0.01138% | 0.01129% |  | 4270 | 0.01238% | 0.01288% | 0.01263% |  | 4270 | 7273 | 0.01129% | 0.01188%
| Jun | 27 | 23 | 4271 | 593.9348 | 619.1013 | 588.469 | 0.01268% | 0.01261% | 0.0117% | 0.0112% | 7853 | 0.01137% | 0.01129% |  | 9.4509 | 24.6733 | 25.7784 |  | 4271 | 584.4839 | 594.428 | 562.6906 |  | 4271 | 0.01272% | 0.01262% | 0.01165% | 0.01033% | 0.01238% | 0.01288% |  | 4271 | 0.01262% | 0.01165% | 4271 | 2792 | 0.01121% | 1109 | 0.01138% | 0.01129% |  | 4271 | 0.01238% | 0.01288% | 0.01263% |  | 4271 | 7853 | 0.01129% | 0.01166%
| Jun | 28 | 0 | 4272 | 580.1558 | 610.2945 | 578.1446 | 0.01238% | 0.01243% | 0.0115% | 0.0112% | 8254 | 0.01137% | 0.01129% |  | 9.4516 | 24.6732 | 25.78 |  | 4272 | 570.7041 | 585.6213 | 552.3646 |  | 4272 | 0.01242% | 0.01243% | 0.01144% | 0.01033% | 0.01238% | 0.01289% |  | 4272 | 0.01243% | 0.01144% | 4272 | 5808 | 0.01121% | 7306 | 0.01138% | 0.01129% |  | 4272 | 0.01238% | 0.01289% | 0.01263% |  | 4272 | 8254 | 0.01129% | 0.01139%
| Jun | 28 | 1 | 4273 | 570.5181 | 604.8857 | 575.369 | 0.01218% | 0.01232% | 0.01144% | 0.0112% | 21 | 0.01137% | 0.01129% |  | 9.4524 | 24.6731 | 25.7817 |  | 4273 | 561.0658 | 580.2126 | 549.5873 |  | 4273 | 0.01221% | 0.01231% | 0.01138% | 0.01033% | 0.01238% | 0.01289% |  | 4273 | 0.01231% | 0.01138% | 4273 | 3184 | 0.0112% | 5879 | 0.01138% | 0.01129% |  | 4273 | 0.01238% | 0.01289% | 0.01263% |  | 4273 | 21 | 0.01129% | 0.009131%
| Jun | 28 | 2 | 4274 | 566.1779 | 599.2162 | 573.5404 | 0.01208% | 0.0122% | 0.0114% | 0.0112% | 1123 | 0.01137% | 0.01129% |  | 9.4531 | 24.6729 | 25.7833 |  | 4274 | 556.7248 | 574.5433 | 547.7571 |  | 4274 | 0.01212% | 0.01219% | 0.01134% | 0.01033% | 0.01238% | 0.01289% |  | 4274 | 0.01219% | 0.01134% | 4274 | 3092 | 0.0112% | 799 | 0.01138% | 0.01129% |  | 4274 | 0.01238% | 0.01289% | 0.01263% |  | 4274 | 1123 | 0.01129% | 0.009783%
| Jun | 28 | 3 | 4275 | 566.0084 | 602.3535 | 575.0595 | 0.01208% | 0.01227% | 0.01143% | 0.0112% | 7925 | 0.01137% | 0.01129% |  | 9.4539 | 24.6728 | 25.785 |  | 4275 | 556.5545 | 577.6807 | 549.2745 |  | 4275 | 0.01212% | 0.01226% | 0.01137% | 0.01033% | 0.01238% | 0.01289% |  | 4275 | 0.01226% | 0.01137% | 4275 | 8755 | 0.0112% | 4273 | 0.01138% | 0.01129% |  | 4275 | 0.01238% | 0.01289% | 0.01263% |  | 4275 | 7925 | 0.01129% | 0.01162%
| Jun | 28 | 4 | 4276 | 565.8152 | 603.5079 | 577.8727 | 0.01208% | 0.01229% | 0.01149% | 0.0112% | 6034 | 0.01137% | 0.01129% |  | 9.4546 | 24.6726 | 25.7866 |  | 4276 | 556.3605 | 578.8352 | 552.0861 |  | 4276 | 0.01211% | 0.01229% | 0.01143% | 0.01033% | 0.01238% | 0.01289% |  | 4276 | 0.01229% | 0.01143% | 4276 | 498 | 0.0112% | 6733 | 0.01138% | 0.01129% |  | 4276 | 0.01238% | 0.01289% | 0.01263% |  | 4276 | 6034 | 0.01129% | 0.01215%
| Jun | 28 | 5 | 4277 | 571.2926 | 609.3449 | 582.5144 | 0.01219% | 0.01241% | 0.01158% | 0.0112% | 4536 | 0.01137% | 0.01129% |  | 9.4554 | 24.6725 | 25.7883 |  | 4277 | 561.8372 | 584.6724 | 556.7262 |  | 4277 | 0.01223% | 0.01241% | 0.01153% | 0.01033% | 0.01238% | 0.01289% |  | 4277 | 0.01241% | 0.01153% | 4277 | 1162 | 0.0112% | 6728 | 0.01138% | 0.01129% |  | 4277 | 0.01238% | 0.01289% | 0.01263% |  | 4277 | 4536 | 0.01129% | 0.0127%
| Jun | 28 | 6 | 4278 | 583.7249 | 625.8879 | 596.5897 | 0.01246% | 0.01275% | 0.01186% | 0.0112% | 1085 | 0.01137% | 0.01128% |  | 9.4561 | 24.6724 | 25.7899 |  | 4278 | 574.2687 | 601.2156 | 570.7998 |  | 4278 | 0.0125% | 0.01276% | 0.01182% | 0.01034% | 0.01238% | 0.01289% |  | 4278 | 0.01276% | 0.01182% | 4278 | 2915 | 0.0112% | 4488 | 0.01138% | 0.01129% |  | 4278 | 0.01238% | 0.01289% | 0.01263% |  | 4278 | 1085 | 0.01129% | 0.009751%
| Jun | 28 | 7 | 4279 | 592.2783 | 639.4798 | 604.7385 | 0.01264% | 0.01302% | 0.01202% | 0.0112% | 8423 | 0.01137% | 0.01128% |  | 9.4569 | 24.6722 | 25.7915 |  | 4279 | 582.8214 | 614.8076 | 578.947 |  | 4279 | 0.01269% | 0.01305% | 0.01199% | 0.01034% | 0.01238% | 0.01289% |  | 4279 | 0.01305% | 0.01199% | 4279 | 1758 | 0.0112% | 2932 | 0.01138% | 0.01129% |  | 4279 | 0.01238% | 0.01289% | 0.01264% |  | 4279 | 8423 | 0.01129% | 0.01125%
| Jun | 28 | 8 | 4280 | 603.2064 | 652.8017 | 606.0419 | 0.01287% | 0.01329% | 0.01205% | 0.0112% | 7423 | 0.01137% | 0.01128% |  | 9.4576 | 24.6721 | 25.7932 |  | 4280 | 593.7488 | 628.1297 | 580.2488 |  | 4280 | 0.01292% | 0.01333% | 0.01202% | 0.01034% | 0.01238% | 0.01289% |  | 4280 | 0.01333% | 0.01202% | 4280 | 7516 | 0.0112% | 5714 | 0.01138% | 0.01129% |  | 4280 | 0.01238% | 0.01289% | 0.01264% |  | 4280 | 7423 | 0.01129% | 0.01184%
| Jun | 28 | 9 | 4281 | 610.4369 | 657.6241 | 608.0487 | 0.01303% | 0.01339% | 0.01209% | 0.0112% | 1627 | 0.01137% | 0.01128% |  | 9.4584 | 24.6719 | 25.7948 |  | 4281 | 600.9785 | 632.9521 | 582.2538 |  | 4281 | 0.01308% | 0.01343% | 0.01206% | 0.01034% | 0.01238% | 0.01289% |  | 4281 | 0.01343% | 0.01206% | 4281 | 7918 | 0.0112% | 6734 | 0.01138% | 0.01129% |  | 4281 | 0.01238% | 0.01289% | 0.01264% |  | 4281 | 1627 | 0.01129% | 0.01021%
| Jun | 28 | 10 | 4282 | 624.1397 | 666.5519 | 614.4908 | 0.01332% | 0.01357% | 0.01222% | 0.0112% | 8103 | 0.01137% | 0.01128% |  | 9.4591 | 24.6718 | 25.7964 |  | 4282 | 614.6806 | 641.8801 | 588.6944 |  | 4282 | 0.01338% | 0.01362% | 0.01219% | 0.01034% | 0.01238% | 0.01289% |  | 4282 | 0.01362% | 0.01219% | 4282 | 3103 | 0.0112% | 1707 | 0.01138% | 0.01129% |  | 4282 | 0.01238% | 0.01289% | 0.01264% |  | 4282 | 8103 | 0.01129% | 0.0115%
| Jun | 28 | 11 | 4283 | 632.241 | 675.8055 | 620.0234 | 0.01349% | 0.01376% | 0.01233% | 0.0112% | 3197 | 0.01137% | 0.01128% |  | 9.4599 | 24.6716 | 25.7981 |  | 4283 | 622.7812 | 651.1339 | 594.2253 |  | 4283 | 0.01356% | 0.01382% | 0.01231% | 0.01034% | 0.01238% | 0.01289% |  | 4283 | 0.01382% | 0.01231% | 4283 | 7818 | 0.0112% | 7209 | 0.01138% | 0.01129% |  | 4283 | 0.01238% | 0.01289% | 0.01264% |  | 4283 | 3197 | 0.01129% | 0.01177%
| Jun | 28 | 12 | 4284 | 646.6615 | 685.0685 | 623.2961 | 0.0138% | 0.01395% | 0.01239% | 0.0112% | 8037 | 0.01137% | 0.01128% |  | 9.4606 | 24.6715 | 25.7997 |  | 4284 | 637.2009 | 660.397 | 597.4964 |  | 4284 | 0.01387% | 0.01402% | 0.01237% | 0.01034% | 0.01238% | 0.01289% |  | 4284 | 0.01402% | 0.01237% | 4284 | 2730 | 0.0112% | 3797 | 0.01138% | 0.01129% |  | 4284 | 0.01238% | 0.01289% | 0.01264% |  | 4284 | 8037 | 0.01129% | 0.01154%
| Jun | 28 | 13 | 4285 | 654.9474 | 687.6938 | 630.179 | 0.01398% | 0.014% | 0.01253% | 0.0112% | 4301 | 0.01137% | 0.01128% |  | 9.4614 | 24.6713 | 25.8013 |  | 4285 | 645.486 | 663.0225 | 604.3776 |  | 4285 | 0.01405% | 0.01407% | 0.01252% | 0.01034% | 0.01238% | 0.0129% |  | 4285 | 0.01407% | 0.01252% | 4285 | 5977 | 0.0112% | 660 | 0.01138% | 0.01129% |  | 4285 | 0.01238% | 0.0129% | 0.01264% |  | 4285 | 4301 | 0.01129% | 0.01264%
| Jun | 28 | 14 | 4286 | 662.8842 | 692.4975 | 633.2734 | 0.01415% | 0.0141% | 0.01259% | 0.0112% | 2842 | 0.01137% | 0.01128% |  | 9.4621 | 24.6712 | 25.8029 |  | 4286 | 653.4221 | 667.8263 | 607.4705 |  | 4286 | 0.01422% | 0.01417% | 0.01258% | 0.01034% | 0.01238% | 0.0129% |  | 4286 | 0.01417% | 0.01258% | 4286 | 2457 | 0.0112% | 2963 | 0.01138% | 0.01129% |  | 4286 | 0.01238% | 0.0129% | 0.01264% |  | 4286 | 2842 | 0.01129% | 0.01138%
| Jun | 28 | 15 | 4287 | 669.1451 | 695.0297 | 635.2802 | 0.01428% | 0.01415% | 0.01263% | 0.0112% | 5519 | 0.01137% | 0.01128% |  | 9.4629 | 24.671 | 25.8046 |  | 4287 | 659.6822 | 670.3587 | 609.4756 |  | 4287 | 0.01436% | 0.01423% | 0.01262% | 0.01034% | 0.01238% | 0.0129% |  | 4287 | 0.01423% | 0.01262% | 4287 | 3129 | 0.0112% | 8403 | 0.01138% | 0.01129% |  | 4287 | 0.01238% | 0.0129% | 0.01264% |  | 4287 | 5519 | 0.01129% | 0.01241%
| Jun | 28 | 16 | 4288 | 671.3316 | 689.8722 | 635.946 | 0.01433% | 0.01405% | 0.01265% | 0.0112% | 7571 | 0.01137% | 0.01128% |  | 9.4636 | 24.6709 | 25.8062 |  | 4288 | 661.868 | 665.2013 | 610.1398 |  | 4288 | 0.01441% | 0.01412% | 0.01264% | 0.01034% | 0.01238% | 0.0129% |  | 4288 | 0.01412% | 0.01264% | 4288 | 7492 | 0.0112% | 4275 | 0.01137% | 0.01129% |  | 4288 | 0.01238% | 0.0129% | 0.01264% |  | 4288 | 7571 | 0.01129% | 0.0118%
| Jun | 28 | 17 | 4289 | 666.7722 | 676.3083 | 635.524 | 0.01423% | 0.01377% | 0.01264% | 0.01119% | 1655 | 0.01137% | 0.01128% |  | 9.4643 | 24.6707 | 25.8078 |  | 4289 | 657.3079 | 651.6375 | 609.7162 |  | 4289 | 0.01431% | 0.01383% | 0.01263% | 0.01034% | 0.01238% | 0.0129% |  | 4289 | 0.01383% | 0.01263% | 4289 | 7942 | 0.0112% | 3237 | 0.01137% | 0.01129% |  | 4289 | 0.01238% | 0.0129% | 0.01264% |  | 4289 | 1655 | 0.01129% | 0.01023%
| Jun | 28 | 18 | 4290 | 653.7549 | 667.1942 | 627.3095 | 0.01395% | 0.01359% | 0.01247% | 0.01119% | 6994 | 0.01137% | 0.01128% |  | 9.4651 | 24.6706 | 25.8094 |  | 4290 | 644.2898 | 642.5237 | 601.5001 |  | 4290 | 0.01402% | 0.01364% | 0.01246% | 0.01035% | 0.01238% | 0.0129% |  | 4290 | 0.01364% | 0.01246% | 4290 | 5875 | 0.0112% | 3696 | 0.01137% | 0.01129% |  | 4290 | 0.01238% | 0.0129% | 0.01264% |  | 4290 | 6994 | 0.01129% | 0.01193%
| Jun | 28 | 19 | 4291 | 642.1267 | 662.0088 | 623.2492 | 0.0137% | 0.01348% | 0.01239% | 0.01119% | 1092 | 0.01137% | 0.01128% |  | 9.4658 | 24.6704 | 25.811 |  | 4291 | 632.6609 | 637.3384 | 597.4381 |  | 4291 | 0.01377% | 0.01353% | 0.01237% | 0.01035% | 0.01238% | 0.0129% |  | 4291 | 0.01353% | 0.01237% | 4291 | 3867 | 0.0112% | 2860 | 0.01137% | 0.01129% |  | 4291 | 0.01238% | 0.0129% | 0.01264% |  | 4291 | 1092 | 0.01129% | 0.009757%
| Jun | 28 | 20 | 4292 | 624.4035 | 652.8855 | 615.4754 | 0.01333% | 0.0133% | 0.01224% | 0.01119% | 6607 | 0.01137% | 0.01128% |  | 9.4666 | 24.6703 | 25.8126 |  | 4292 | 614.9369 | 628.2153 | 589.6628 |  | 4292 | 0.01339% | 0.01333% | 0.01221% | 0.01035% | 0.01238% | 0.0129% |  | 4292 | 0.01333% | 0.01221% | 4292 | 204 | 0.0112% | 8366 | 0.01137% | 0.01129% |  | 4292 | 0.01238% | 0.0129% | 0.01264% |  | 4292 | 6607 | 0.01129% | 0.01199%
| Jun | 28 | 21 | 4293 | 617.9856 | 648.5566 | 613.0374 | 0.01319% | 0.01321% | 0.01219% | 0.01119% | 7542 | 0.01137% | 0.01128% |  | 9.4673 | 24.6701 | 25.8143 |  | 4293 | 608.5183 | 623.8865 | 587.2231 |  | 4293 | 0.01325% | 0.01324% | 0.01216% | 0.01035% | 0.01238% | 0.0129% |  | 4293 | 0.01324% | 0.01216% | 4293 | 8395 | 0.0112% | 338 | 0.01137% | 0.01129% |  | 4293 | 0.01238% | 0.0129% | 0.01264% |  | 4293 | 7542 | 0.01129% | 0.01181%
| Jun | 28 | 22 | 4294 | 602.4642 | 637.9531 | 599.7873 | 0.01286% | 0.01299% | 0.01193% | 0.01119% | 6995 | 0.01137% | 0.01128% |  | 9.4681 | 24.6699 | 25.8159 |  | 4294 | 592.9961 | 613.2831 | 573.9714 |  | 4294 | 0.01291% | 0.01302% | 0.01189% | 0.01035% | 0.01238% | 0.0129% |  | 4294 | 0.01302% | 0.01189% | 4294 | 7703 | 0.0112% | 3353 | 0.01137% | 0.01129% |  | 4294 | 0.01238% | 0.0129% | 0.01264% |  | 4294 | 6995 | 0.01129% | 0.01193%
| Jun | 28 | 23 | 4295 | 582.2894 | 624.6777 | 591.0383 | 0.01243% | 0.01272% | 0.01175% | 0.01119% | 2902 | 0.01137% | 0.01128% |  | 9.4688 | 24.6698 | 25.8175 |  | 4295 | 572.8206 | 600.0079 | 565.2209 |  | 4295 | 0.01247% | 0.01274% | 0.0117% | 0.01035% | 0.01238% | 0.0129% |  | 4295 | 0.01274% | 0.0117% | 4295 | 7504 | 0.0112% | 5495 | 0.01137% | 0.01129% |  | 4295 | 0.01238% | 0.0129% | 0.01264% |  | 4295 | 2902 | 0.01129% | 0.01145%
| Jun | 29 | 0 | 4296 | 568.3655 | 614.9399 | 582.6082 | 0.01213% | 0.01252% | 0.01158% | 0.01119% | 8448 | 0.01137% | 0.01128% |  | 9.4696 | 24.6696 | 25.8191 |  | 4296 | 558.8959 | 590.2703 | 556.7891 |  | 4296 | 0.01217% | 0.01253% | 0.01153% | 0.01035% | 0.01238% | 0.0129% |  | 4296 | 0.01253% | 0.01153% | 4296 | 15 | 0.0112% | 5716 | 0.01137% | 0.01129% |  | 4296 | 0.01238% | 0.0129% | 0.01264% |  | 4296 | 8448 | 0.01129% | 0.01123%
| Jun | 29 | 1 | 4297 | 562.9135 | 610.7134 | 575.8566 | 0.01201% | 0.01244% | 0.01145% | 0.01119% | 37 | 0.01137% | 0.01128% |  | 9.4703 | 24.6694 | 25.8207 |  | 4297 | 553.4431 | 586.044 | 550.0359 |  | 4297 | 0.01205% | 0.01244% | 0.01139% | 0.01035% | 0.01238% | 0.01291% |  | 4297 | 0.01244% | 0.01139% | 4297 | 533 | 0.0112% | 2772 | 0.01137% | 0.01128% |  | 4297 | 0.01238% | 0.01291% | 0.01264% |  | 4297 | 37 | 0.01128% | 0.009136%
| Jun | 29 | 2 | 4298 | 562.2227 | 608.9353 | 570.5303 | 0.012% | 0.0124% | 0.01134% | 0.01119% | 6729 | 0.01137% | 0.01128% |  | 9.471 | 24.6693 | 25.8223 |  | 4298 | 552.7516 | 584.266 | 544.708 |  | 4298 | 0.01203% | 0.0124% | 0.01128% | 0.01035% | 0.01238% | 0.01291% |  | 4298 | 0.0124% | 0.01128% | 4298 | 7514 | 0.0112% | 1454 | 0.01137% | 0.01128% |  | 4298 | 0.01238% | 0.01291% | 0.01264% |  | 4298 | 6729 | 0.01128% | 0.01197%
| Jun | 29 | 3 | 4299 | 563.1373 | 608.2557 | 570.0052 | 0.01202% | 0.01239% | 0.01133% | 0.01119% | 8367 | 0.01137% | 0.01128% |  | 9.4718 | 24.6691 | 25.8239 |  | 4299 | 553.6655 | 583.5866 | 544.1813 |  | 4299 | 0.01205% | 0.01239% | 0.01127% | 0.01035% | 0.01238% | 0.01291% |  | 4299 | 0.01239% | 0.01127% | 4299 | 404 | 0.0112% | 5406 | 0.01137% | 0.01128% |  | 4299 | 0.01238% | 0.01291% | 0.01264% |  | 4299 | 8367 | 0.01128% | 0.0113%
| Jun | 29 | 4 | 4300 | 563.3976 | 608.265 | 568.5892 | 0.01202% | 0.01239% | 0.01131% | 0.01119% | 3124 | 0.01136% | 0.01128% |  | 9.4725 | 24.6689 | 25.8255 |  | 4300 | 553.9251 | 583.5961 | 542.7637 |  | 4300 | 0.01206% | 0.01239% | 0.01124% | 0.01035% | 0.01238% | 0.01291% |  | 4300 | 0.01239% | 0.01124% | 4300 | 3138 | 0.0112% | 6535 | 0.01137% | 0.01128% |  | 4300 | 0.01238% | 0.01291% | 0.01264% |  | 4300 | 3124 | 0.01128% | 0.01169%
| Jun | 29 | 5 | 4301 | 563.6254 | 609.4566 | 571.7493 | 0.01203% | 0.01241% | 0.01137% | 0.01119% | 6946 | 0.01136% | 0.01128% |  | 9.4733 | 24.6688 | 25.8271 |  | 4301 | 554.1521 | 584.7879 | 545.9223 |  | 4301 | 0.01206% | 0.01241% | 0.01131% | 0.01035% | 0.01238% | 0.01291% |  | 4301 | 0.01241% | 0.01131% | 4301 | 7985 | 0.0112% | 5477 | 0.01137% | 0.01128% |  | 4301 | 0.01238% | 0.01291% | 0.01264% |  | 4301 | 6946 | 0.01128% | 0.01194%
| Jun | 29 | 6 | 4302 | 582.2547 | 621.4752 | 581.0328 | 0.01243% | 0.01266% | 0.01155% | 0.01119% | 5908 | 0.01136% | 0.01128% |  | 9.474 | 24.6686 | 25.8287 |  | 4302 | 572.7807 | 596.8066 | 555.2042 |  | 4302 | 0.01247% | 0.01267% | 0.0115% | 0.01036% | 0.01238% | 0.01291% |  | 4302 | 0.01267% | 0.0115% | 4302 | 6935 | 0.0112% | 6945 | 0.01137% | 0.01128% |  | 4302 | 0.01238% | 0.01291% | 0.01264% |  | 4302 | 5908 | 0.01128% | 0.0122%
| Jun | 29 | 7 | 4303 | 598.831 | 637.1804 | 589.0316 | 0.01278% | 0.01298% | 0.01171% | 0.01119% | 6746 | 0.01136% | 0.01128% |  | 9.4748 | 24.6684 | 25.8302 |  | 4303 | 589.3562 | 612.512 | 563.2014 |  | 4303 | 0.01283% | 0.013% | 0.01166% | 0.01036% | 0.01238% | 0.01291% |  | 4303 | 0.013% | 0.01166% | 4303 | 8028 | 0.0112% | 3449 | 0.01137% | 0.01128% |  | 4303 | 0.01238% | 0.01291% | 0.01264% |  | 4303 | 6746 | 0.01128% | 0.01196%
| Jun | 29 | 8 | 4304 | 610.0249 | 645.0004 | 598.5308 | 0.01302% | 0.01313% | 0.0119% | 0.01119% | 3792 | 0.01136% | 0.01128% |  | 9.4755 | 24.6682 | 25.8318 |  | 4304 | 600.5494 | 620.3321 | 572.6989 |  | 4304 | 0.01307% | 0.01317% | 0.01186% | 0.01036% | 0.01238% | 0.01291% |  | 4304 | 0.01317% | 0.01186% | 4304 | 7937 | 0.01119% | 230 | 0.01137% | 0.01128% |  | 4304 | 0.01238% | 0.01291% | 0.01264% |  | 4304 | 3792 | 0.01128% | 0.01234%
| Jun | 29 | 9 | 4305 | 620.3715 | 655.9949 | 606.2295 | 0.01324% | 0.01336% | 0.01205% | 0.01119% | 7803 | 0.01136% | 0.01128% |  | 9.4762 | 24.6681 | 25.8334 |  | 4305 | 610.8952 | 631.3268 | 580.3961 |  | 4305 | 0.0133% | 0.0134% | 0.01202% | 0.01036% | 0.01238% | 0.01291% |  | 4305 | 0.0134% | 0.01202% | 4305 | 493 | 0.01119% | 4564 | 0.01137% | 0.01128% |  | 4305 | 0.01238% | 0.01291% | 0.01264% |  | 4305 | 7803 | 0.01128% | 0.01169%
| Jun | 29 | 10 | 4306 | 628.1767 | 668.5907 | 615.4848 | 0.01341% | 0.01361% | 0.01224% | 0.01119% | 3793 | 0.01136% | 0.01128% |  | 9.477 | 24.6679 | 25.835 |  | 4306 | 618.6997 | 643.9228 | 589.6498 |  | 4306 | 0.01347% | 0.01367% | 0.01221% | 0.01036% | 0.01238% | 0.01291% |  | 4306 | 0.01367% | 0.01221% | 4306 | 8756 | 0.01119% | 3124 | 0.01137% | 0.01128% |  | 4306 | 0.01238% | 0.01291% | 0.01265% |  | 4306 | 3793 | 0.01128% | 0.01234%
| Jun | 29 | 11 | 4307 | 639.0958 | 672.5751 | 623.0147 | 0.01364% | 0.0137% | 0.01239% | 0.01119% | 7712 | 0.01136% | 0.01128% |  | 9.4777 | 24.6677 | 25.8366 |  | 4307 | 629.6181 | 647.9075 | 597.1782 |  | 4307 | 0.01371% | 0.01375% | 0.01237% | 0.01036% | 0.01238% | 0.01291% |  | 4307 | 0.01375% | 0.01237% | 4307 | 6330 | 0.01119% | 6560 | 0.01137% | 0.01128% |  | 4307 | 0.01238% | 0.01291% | 0.01265% |  | 4307 | 7712 | 0.01128% | 0.01174%
| Jun | 29 | 12 | 4308 | 649.2957 | 684.3889 | 630.1883 | 0.01386% | 0.01394% | 0.01253% | 0.01119% | 3351 | 0.01136% | 0.01128% |  | 9.4785 | 24.6675 | 25.8382 |  | 4308 | 639.8172 | 659.7214 | 604.3502 |  | 4308 | 0.01393% | 0.014% | 0.01252% | 0.01036% | 0.01238% | 0.01291% |  | 4308 | 0.014% | 0.01252% | 4308 | 3295 | 0.01119% | 3197 | 0.01137% | 0.01128% |  | 4308 | 0.01238% | 0.01291% | 0.01265% |  | 4308 | 3351 | 0.01128% | 0.01193%
| Jun | 29 | 13 | 4309 | 664.295 | 688.8854 | 635.7303 | 0.01418% | 0.01403% | 0.01264% | 0.01119% | 3722 | 0.01136% | 0.01128% |  | 9.4792 | 24.6673 | 25.8397 |  | 4309 | 654.8158 | 664.2181 | 609.8905 |  | 4309 | 0.01425% | 0.0141% | 0.01263% | 0.01036% | 0.01238% | 0.01291% |  | 4309 | 0.0141% | 0.01263% | 4309 | 7586 | 0.01119% | 7272 | 0.01137% | 0.01128% |  | 4309 | 0.01238% | 0.01291% | 0.01265% |  | 4309 | 3722 | 0.01128% | 0.01228%
| Jun | 29 | 14 | 4310 | 676.8844 | 693.233 | 639.0217 | 0.01445% | 0.01412% | 0.01271% | 0.01119% | 611 | 0.01136% | 0.01128% |  | 9.48 | 24.6671 | 25.8413 |  | 4310 | 667.4044 | 668.5658 | 613.1804 |  | 4310 | 0.01453% | 0.01419% | 0.0127% | 0.01036% | 0.01238% | 0.01292% |  | 4310 | 0.01419% | 0.0127% | 4310 | 774 | 0.01119% | 6957 | 0.01137% | 0.01128% |  | 4310 | 0.01238% | 0.01292% | 0.01265% |  | 4310 | 611 | 0.01128% | 0.0094%
| Jun | 29 | 15 | 4311 | 687.9493 | 694.6015 | 641.863 | 0.01468% | 0.01414% | 0.01276% | 0.01119% | 6929 | 0.01136% | 0.01128% |  | 9.4807 | 24.667 | 25.8429 |  | 4311 | 678.4687 | 669.9345 | 616.0201 |  | 4311 | 0.01477% | 0.01422% | 0.01276% | 0.01036% | 0.01238% | 0.01292% |  | 4311 | 0.01422% | 0.01276% | 4311 | 8624 | 0.01119% | 5476 | 0.01137% | 0.01128% |  | 4311 | 0.01238% | 0.01292% | 0.01265% |  | 4311 | 6929 | 0.01128% | 0.01194%
| Jun | 29 | 16 | 4312 | 689.3645 | 692.3299 | 639.1624 | 0.01471% | 0.0141% | 0.01271% | 0.01119% | 7498 | 0.01136% | 0.01128% |  | 9.4814 | 24.6668 | 25.8445 |  | 4312 | 679.883 | 667.6632 | 613.3179 |  | 4312 | 0.0148% | 0.01417% | 0.0127% | 0.01036% | 0.01238% | 0.01292% |  | 4312 | 0.01417% | 0.0127% | 4312 | 6908 | 0.01119% | 7965 | 0.01137% | 0.01128% |  | 4312 | 0.01238% | 0.01292% | 0.01265% |  | 4312 | 7498 | 0.01128% | 0.01182%
| Jun | 29 | 17 | 4313 | 684.8659 | 682.1826 | 636.5086 | 0.01462% | 0.01389% | 0.01266% | 0.01119% | 5645 | 0.01136% | 0.01128% |  | 9.4822 | 24.6666 | 25.846 |  | 4313 | 675.3837 | 657.516 | 610.6626 |  | 4313 | 0.0147% | 0.01396% | 0.01265% | 0.01036% | 0.01238% | 0.01292% |  | 4313 | 0.01396% | 0.01265% | 4313 | 6226 | 0.01119% | 636 | 0.01137% | 0.01128% |  | 4313 | 0.01238% | 0.01292% | 0.01265% |  | 4313 | 5645 | 0.01128% | 0.01234%
| Jun | 29 | 18 | 4314 | 676.8559 | 671.0205 | 631.7262 | 0.01445% | 0.01366% | 0.01256% | 0.01119% | 1477 | 0.01136% | 0.01127% |  | 9.4829 | 24.6664 | 25.8476 |  | 4314 | 667.373 | 646.3541 | 605.8786 |  | 4314 | 0.01453% | 0.01372% | 0.01255% | 0.01036% | 0.01238% | 0.01292% |  | 4314 | 0.01372% | 0.01255% | 4314 | 8553 | 0.01119% | 2755 | 0.01136% | 0.01128% |  | 4314 | 0.01238% | 0.01292% | 0.01265% |  | 4314 | 1477 | 0.01128% | 0.01009%
| Jun | 29 | 19 | 4315 | 665.7827 | 663.2749 | 627.2439 | 0.01421% | 0.01351% | 0.01247% | 0.01119% | 2963 | 0.01136% | 0.01127% |  | 9.4837 | 24.6662 | 25.8492 |  | 4315 | 656.2991 | 638.6087 | 601.3947 |  | 4315 | 0.01429% | 0.01355% | 0.01245% | 0.01037% | 0.01238% | 0.01292% |  | 4315 | 0.01355% | 0.01245% | 4315 | 4084 | 0.01119% | 9 | 0.01136% | 0.01128% |  | 4315 | 0.01238% | 0.01292% | 0.01265% |  | 4315 | 2963 | 0.01128% | 0.01151%
| Jun | 29 | 20 | 4316 | 651.8072 | 650.2882 | 619.5358 | 0.01391% | 0.01324% | 0.01232% | 0.01119% | 6917 | 0.01136% | 0.01127% |  | 9.4844 | 24.666 | 25.8507 |  | 4316 | 642.3228 | 625.6222 | 593.6851 |  | 4316 | 0.01398% | 0.01328% | 0.01229% | 0.01037% | 0.01238% | 0.01292% |  | 4316 | 0.01328% | 0.01229% | 4316 | 8081 | 0.01119% | 1060 | 0.01136% | 0.01128% |  | 4316 | 0.01238% | 0.01292% | 0.01265% |  | 4316 | 6917 | 0.01128% | 0.01194%
| Jun | 29 | 21 | 4317 | 644.7825 | 642.4682 | 611.6777 | 0.01376% | 0.01308% | 0.01216% | 0.01119% | 2932 | 0.01136% | 0.01127% |  | 9.4851 | 24.6658 | 25.8523 |  | 4317 | 635.2974 | 617.8024 | 585.8254 |  | 4317 | 0.01383% | 0.01311% | 0.01213% | 0.01037% | 0.01238% | 0.01292% |  | 4317 | 0.01311% | 0.01213% | 4317 | 2745 | 0.01119% | 3550 | 0.01136% | 0.01128% |  | 4317 | 0.01238% | 0.01292% | 0.01265% |  | 4317 | 2932 | 0.01128% | 0.01148%
| Jun | 29 | 22 | 4318 | 625.4017 | 628.6156 | 601.4283 | 0.01335% | 0.0128% | 0.01196% | 0.01119% | 672 | 0.01136% | 0.01127% |  | 9.4859 | 24.6656 | 25.8539 |  | 4318 | 615.9159 | 603.95 | 575.5745 |  | 4318 | 0.01341% | 0.01282% | 0.01192% | 0.01037% | 0.01238% | 0.01292% |  | 4318 | 0.01282% | 0.01192% | 4318 | 7541 | 0.01119% | 293 | 0.01136% | 0.01128% |  | 4318 | 0.01238% | 0.01292% | 0.01265% |  | 4318 | 672 | 0.01128% | 0.009439%
| Jun | 29 | 23 | 4319 | 604.4709 | 614.6234 | 586.7248 | 0.0129% | 0.01252% | 0.01167% | 0.01119% | 232 | 0.01136% | 0.01127% |  | 9.4866 | 24.6654 | 25.8554 |  | 4319 | 594.9843 | 589.958 | 560.8694 |  | 4319 | 0.01295% | 0.01252% | 0.01161% | 0.01037% | 0.01238% | 0.01292% |  | 4319 | 0.01252% | 0.01161% | 4319 | 162 | 0.01119% | 231 | 0.01136% | 0.01128% |  | 4319 | 0.01238% | 0.01292% | 0.01265% |  | 4319 | 232 | 0.01128% | 0.009204%
| Jun | 30 | 0 | 4320 | 589.1124 | 604.3643 | 573.4372 | 0.01257% | 0.01231% | 0.0114% | 0.01119% | 4347 | 0.01136% | 0.01127% |  | 9.4873 | 24.6652 | 25.857 |  | 4320 | 579.6251 | 579.6991 | 547.5803 |  | 4320 | 0.01262% | 0.0123% | 0.01134% | 0.01037% | 0.01238% | 0.01292% |  | 4320 | 0.0123% | 0.01134% | 4320 | 6223 | 0.01119% | 7970 | 0.01136% | 0.01128% |  | 4320 | 0.01238% | 0.01292% | 0.01265% |  | 4320 | 4347 | 0.01128% | 0.01266%
| Jun | 30 | 1 | 4321 | 580.3743 | 597.8849 | 569.3394 | 0.01239% | 0.01218% | 0.01132% | 0.01119% | 7957 | 0.01136% | 0.01127% |  | 9.4881 | 24.665 | 25.8585 |  | 4321 | 570.8862 | 573.2199 | 543.4809 |  | 4321 | 0.01243% | 0.01217% | 0.01125% | 0.01037% | 0.01238% | 0.01292% |  | 4321 | 0.01217% | 0.01125% | 4321 | 5890 | 0.01119% | 498 | 0.01136% | 0.01128% |  | 4321 | 0.01238% | 0.01292% | 0.01265% |  | 4321 | 7957 | 0.01128% | 0.0116%
| Jun | 30 | 2 | 4322 | 579.2222 | 594.9152 | 564.5101 | 0.01236% | 0.01211% | 0.01123% | 0.01119% | 5854 | 0.01136% | 0.01127% |  | 9.4888 | 24.6648 | 25.8601 |  | 4322 | 569.7333 | 570.2504 | 538.65 |  | 4322 | 0.0124% | 0.0121% | 0.01115% | 0.01037% | 0.01238% | 0.01293% |  | 4322 | 0.0121% | 0.01115% | 4322 | 3459 | 0.01119% | 3445 | 0.01136% | 0.01128% |  | 4322 | 0.01238% | 0.01293% | 0.01265% |  | 4322 | 5854 | 0.01128% | 0.01223%
| Jun | 30 | 3 | 4323 | 578.1703 | 590.3349 | 561.6125 | 0.01234% | 0.01202% | 0.01117% | 0.01118% | 7969 | 0.01136% | 0.01127% |  | 9.4896 | 24.6646 | 25.8616 |  | 4323 | 568.6807 | 565.6703 | 535.7509 |  | 4323 | 0.01238% | 0.01201% | 0.01109% | 0.01037% | 0.01238% | 0.01293% |  | 4323 | 0.01201% | 0.01109% | 4323 | 6485 | 0.01119% | 5930 | 0.01136% | 0.01127% |  | 4323 | 0.01238% | 0.01293% | 0.01265% |  | 4323 | 7969 | 0.01127% | 0.01159%
| Jun | 30 | 4 | 4324 | 574.714 | 588.1006 | 561.35 | 0.01227% | 0.01198% | 0.01116% | 0.01118% | 3629 | 0.01136% | 0.01127% |  | 9.4903 | 24.6644 | 25.8632 |  | 4324 | 565.2237 | 563.4362 | 535.4868 |  | 4324 | 0.0123% | 0.01196% | 0.01109% | 0.01037% | 0.01238% | 0.01293% |  | 4324 | 0.01196% | 0.01109% | 4324 | 7534 | 0.01119% | 6892 | 0.01136% | 0.01127% |  | 4324 | 0.01238% | 0.01293% | 0.01265% |  | 4324 | 3629 | 0.01127% | 0.0122%
| Jun | 30 | 5 | 4325 | 578.3864 | 586.0991 | 560.356 | 0.01234% | 0.01194% | 0.01114% | 0.01118% | 7546 | 0.01136% | 0.01127% |  | 9.491 | 24.6642 | 25.8647 |  | 4325 | 568.8953 | 561.4349 | 534.4913 |  | 4325 | 0.01238% | 0.01192% | 0.01107% | 0.01037% | 0.01238% | 0.01293% |  | 4325 | 0.01192% | 0.01107% | 4325 | 8491 | 0.01119% | 1133 | 0.01136% | 0.01127% |  | 4325 | 0.01238% | 0.01293% | 0.01265% |  | 4325 | 7546 | 0.01127% | 0.0118%
| Jun | 30 | 6 | 4326 | 591.8495 | 593.3977 | 562.3158 | 0.01263% | 0.01208% | 0.01118% | 0.01118% | 1355 | 0.01136% | 0.01127% |  | 9.4918 | 24.664 | 25.8663 |  | 4326 | 582.3577 | 568.7337 | 536.4496 |  | 4326 | 0.01268% | 0.01207% | 0.01111% | 0.01037% | 0.01238% | 0.01293% |  | 4326 | 0.01207% | 0.01111% | 4326 | 7667 | 0.01119% | 65 | 0.01136% | 0.01127% |  | 4326 | 0.01238% | 0.01293% | 0.01265% |  | 4326 | 1355 | 0.01127% | 0.009983%
| Jun | 30 | 7 | 4327 | 606.0377 | 604.6436 | 568.5892 | 0.01293% | 0.01231% | 0.01131% | 0.01118% | 5931 | 0.01136% | 0.01127% |  | 9.4925 | 24.6638 | 25.8678 |  | 4327 | 596.5452 | 579.9798 | 542.7214 |  | 4327 | 0.01299% | 0.01231% | 0.01124% | 0.01038% | 0.01238% | 0.01293% |  | 4327 | 0.01231% | 0.01124% | 4327 | 1076 | 0.01119% | 3796 | 0.01136% | 0.01127% |  | 4327 | 0.01238% | 0.01293% | 0.01265% |  | 4327 | 5931 | 0.01127% | 0.01219%
| Jun | 30 | 8 | 4328 | 617.68 | 618.9337 | 585.2713 | 0.01318% | 0.0126% | 0.01164% | 0.01118% | 1393 | 0.01136% | 0.01127% |  | 9.4932 | 24.6636 | 25.8693 |  | 4328 | 608.1867 | 594.2701 | 559.402 |  | 4328 | 0.01324% | 0.01261% | 0.01158% | 0.01038% | 0.01238% | 0.01293% |  | 4328 | 0.01261% | 0.01158% | 4328 | 1494 | 0.01119% | 6 | 0.01136% | 0.01127% |  | 4328 | 0.01238% | 0.01293% | 0.01265% |  | 4328 | 1393 | 0.01127% | 0.01002%
| Jun | 30 | 9 | 4329 | 636.1826 | 629.23 | 600.1155 | 0.01358% | 0.01281% | 0.01193% | 0.01118% | 8032 | 0.01135% | 0.01127% |  | 9.494 | 24.6634 | 25.8709 |  | 4329 | 626.6886 | 604.5667 | 574.2446 |  | 4329 | 0.01364% | 0.01283% | 0.01189% | 0.01038% | 0.01238% | 0.01293% |  | 4329 | 0.01283% | 0.01189% | 4329 | 5956 | 0.01119% | 5907 | 0.01136% | 0.01127% |  | 4329 | 0.01238% | 0.01293% | 0.01265% |  | 4329 | 8032 | 0.01127% | 0.01155%
| Jun | 30 | 10 | 4330 | 648.9296 | 635.1788 | 613.6938 | 0.01385% | 0.01293% | 0.0122% | 0.01118% | 3794 | 0.01135% | 0.01127% |  | 9.4947 | 24.6632 | 25.8724 |  | 4330 | 639.4349 | 610.5157 | 587.8213 |  | 4330 | 0.01392% | 0.01296% | 0.01217% | 0.01038% | 0.01238% | 0.01293% |  | 4330 | 0.01296% | 0.01217% | 4330 | 396 | 0.01119% | 402 | 0.01136% | 0.01127% |  | 4330 | 0.01238% | 0.01293% | 0.01265% |  | 4330 | 3794 | 0.01127% | 0.01234%
| Jun | 30 | 11 | 4331 | 661.437 | 639.3867 | 622.5365 | 0.01412% | 0.01302% | 0.01238% | 0.01118% | 8349 | 0.01135% | 0.01127% |  | 9.4955 | 24.6629 | 25.874 |  | 4331 | 651.9415 | 614.7238 | 596.6625 |  | 4331 | 0.01419% | 0.01305% | 0.01236% | 0.01038% | 0.01238% | 0.01293% |  | 4331 | 0.01305% | 0.01236% | 4331 | 246 | 0.01119% | 251 | 0.01136% | 0.01127% |  | 4331 | 0.01238% | 0.01293% | 0.01265% |  | 4331 | 8349 | 0.01127% | 0.01131%
| Jun | 30 | 12 | 4332 | 676.5805 | 643.5667 | 632.5514 | 0.01444% | 0.01311% | 0.01258% | 0.01118% | 610 | 0.01135% | 0.01127% |  | 9.4962 | 24.6627 | 25.8755 |  | 4332 | 667.0843 | 618.904 | 606.6759 |  | 4332 | 0.01452% | 0.01314% | 0.01256% | 0.01038% | 0.01238% | 0.01293% |  | 4332 | 0.01314% | 0.01256% | 4332 | 5523 | 0.01119% | 6769 | 0.01136% | 0.01127% |  | 4332 | 0.01238% | 0.01293% | 0.01265% |  | 4332 | 610 | 0.01127% | 0.009399%
| Jun | 30 | 13 | 4333 | 689.1557 | 646.825 | 642.4913 | 0.01471% | 0.01317% | 0.01278% | 0.01118% | 3817 | 0.01135% | 0.01127% |  | 9.4969 | 24.6625 | 25.877 |  | 4333 | 679.6588 | 622.1625 | 616.6143 |  | 4333 | 0.01479% | 0.01321% | 0.01277% | 0.01038% | 0.01237% | 0.01293% |  | 4333 | 0.01321% | 0.01277% | 4333 | 8445 | 0.01119% | 7919 | 0.01136% | 0.01127% |  | 4333 | 0.01237% | 0.01293% | 0.01265% |  | 4333 | 3817 | 0.01127% | 0.01236%
| Jun | 30 | 14 | 4334 | 694.6145 | 646.0616 | 647.7238 | 0.01483% | 0.01316% | 0.01288% | 0.01118% | 6979 | 0.01135% | 0.01127% |  | 9.4977 | 24.6623 | 25.8785 |  | 4334 | 685.1168 | 621.3994 | 621.8452 |  | 4334 | 0.01491% | 0.01319% | 0.01288% | 0.01038% | 0.01237% | 0.01293% |  | 4334 | 0.01319% | 0.01288% | 4334 | 1638 | 0.01118% | 5715 | 0.01136% | 0.01127% |  | 4334 | 0.01237% | 0.01293% | 0.01265% |  | 4334 | 6979 | 0.01127% | 0.01193%
| Jun | 30 | 15 | 4335 | 700.7099 | 641.6396 | 649.5242 | 0.01496% | 0.01307% | 0.01292% | 0.01118% | 3227 | 0.01135% | 0.01127% |  | 9.4984 | 24.6621 | 25.8801 |  | 4335 | 691.2115 | 616.9776 | 623.6441 |  | 4335 | 0.01505% | 0.0131% | 0.01291% | 0.01038% | 0.01237% | 0.01294% |  | 4335 | 0.0131% | 0.01291% | 4335 | 14 | 0.01118% | 7990 | 0.01136% | 0.01127% |  | 4335 | 0.01237% | 0.01294% | 0.01265% |  | 4335 | 3227 | 0.01127% | 0.0118%
| Jun | 30 | 16 | 4336 | 704.9775 | 630.1331 | 649.3554 | 0.01505% | 0.01283% | 0.01291% | 0.01118% | 3840 | 0.01135% | 0.01127% |  | 9.4991 | 24.6618 | 25.8816 |  | 4336 | 695.4784 | 605.4712 | 623.4738 |  | 4336 | 0.01514% | 0.01285% | 0.01291% | 0.01038% | 0.01237% | 0.01294% |  | 4336 | 0.01285% | 0.01291% | 4336 | 51 | 0.01118% | 5374 | 0.01136% | 0.01127% |  | 4336 | 0.01237% | 0.01294% | 0.01266% |  | 4336 | 3840 | 0.01127% | 0.01238%
| Jun | 30 | 17 | 4337 | 697.1923 | 621.6428 | 647.5456 | 0.01488% | 0.01266% | 0.01288% | 0.01118% | 339 | 0.01135% | 0.01127% |  | 9.4999 | 24.6616 | 25.8831 |  | 4337 | 687.6924 | 596.9812 | 621.6625 |  | 4337 | 0.01497% | 0.01267% | 0.01287% | 0.01038% | 0.01237% | 0.01294% |  | 4337 | 0.01267% | 0.01287% | 4337 | 1020 | 0.01118% | 6536 | 0.01136% | 0.01127% |  | 4337 | 0.01237% | 0.01294% | 0.01266% |  | 4337 | 339 | 0.01127% | 0.009249%
| Jun | 30 | 18 | 4338 | 679.6446 | 615.2658 | 639.7531 | 0.01451% | 0.01253% | 0.01272% | 0.01118% | 5646 | 0.01135% | 0.01127% |  | 9.5006 | 24.6614 | 25.8846 |  | 4338 | 670.144 | 590.6044 | 613.8685 |  | 4338 | 0.01459% | 0.01254% | 0.01271% | 0.01038% | 0.01237% | 0.01294% |  | 4338 | 0.01254% | 0.01271% | 4338 | 2791 | 0.01118% | 780 | 0.01136% | 0.01127% |  | 4338 | 0.01237% | 0.01294% | 0.01266% |  | 4338 | 5646 | 0.01127% | 0.01234%
| Jun | 30 | 19 | 4339 | 667.904 | 614.7817 | 634.1737 | 0.01425% | 0.01252% | 0.01261% | 0.01118% | 6790 | 0.01135% | 0.01127% |  | 9.5013 | 24.6612 | 25.8862 |  | 4339 | 658.4027 | 590.1205 | 608.2875 |  | 4339 | 0.01433% | 0.01253% | 0.0126% | 0.01039% | 0.01237% | 0.01294% |  | 4339 | 0.01253% | 0.0126% | 4339 | 1007 | 0.01118% | 3628 | 0.01135% | 0.01127% |  | 4339 | 0.01237% | 0.01294% | 0.01266% |  | 4339 | 6790 | 0.01127% | 0.01196%
| Jun | 30 | 20 | 4340 | 657.9589 | 606.9524 | 623.8118 | 0.01404% | 0.01236% | 0.0124% | 0.01118% | 2860 | 0.01135% | 0.01127% |  | 9.5021 | 24.661 | 25.8877 |  | 4340 | 648.4568 | 582.2914 | 597.9241 |  | 4340 | 0.01412% | 0.01236% | 0.01238% | 0.01039% | 0.01237% | 0.01294% |  | 4340 | 0.01236% | 0.01238% | 4340 | 8757 | 0.01118% | 1152 | 0.01135% | 0.01127% |  | 4340 | 0.01237% | 0.01294% | 0.01266% |  | 4340 | 2860 | 0.01127% | 0.0114%
| Jun | 30 | 21 | 4341 | 644.1364 | 601.8787 | 614.0501 | 0.01375% | 0.01226% | 0.01221% | 0.01118% | 6768 | 0.01135% | 0.01127% |  | 9.5028 | 24.6607 | 25.8892 |  | 4341 | 634.6336 | 577.218 | 588.1609 |  | 4341 | 0.01381% | 0.01225% | 0.01218% | 0.01039% | 0.01237% | 0.01294% |  | 4341 | 0.01225% | 0.01218% | 4341 | 8478 | 0.01118% | 7967 | 0.01135% | 0.01127% |  | 4341 | 0.01237% | 0.01294% | 0.01266% |  | 4341 | 6768 | 0.01127% | 0.01196%
| Jun | 30 | 22 | 4342 | 622.433 | 591.21 | 597.0492 | 0.01328% | 0.01204% | 0.01187% | 0.01118% | 237 | 0.01135% | 0.01127% |  | 9.5035 | 24.6605 | 25.8907 |  | 4342 | 612.9295 | 566.5495 | 571.1585 |  | 4342 | 0.01334% | 0.01202% | 0.01183% | 0.01039% | 0.01237% | 0.01294% |  | 4342 | 0.01202% | 0.01183% | 4342 | 8552 | 0.01118% | 7986 | 0.01135% | 0.01127% |  | 4342 | 0.01237% | 0.01294% | 0.01266% |  | 4342 | 237 | 0.01127% | 0.009206%
| Jun | 30 | 23 | 4343 | 600.3523 | 579.3497 | 583.2365 | 0.01281% | 0.0118% | 0.0116% | 0.01118% | 6106 | 0.01135% | 0.01127% |  | 9.5043 | 24.6603 | 25.8922 |  | 4343 | 590.8481 | 554.6894 | 557.3443 |  | 4343 | 0.01286% | 0.01177% | 0.01154% | 0.01039% | 0.01237% | 0.01294% |  | 4343 | 0.01177% | 0.01154% | 4343 | 129 | 0.01118% | 8029 | 0.01135% | 0.01127% |  | 4343 | 0.01237% | 0.01294% | 0.01266% |  | 4343 | 6106 | 0.01127% | 0.01212%
| Jul | 1 | 0 | 4344 | 586.0316 | 570.1612 | 570.7647 | 0.01251% | 0.01161% | 0.01135% | 0.01118% | 7136 | 0.01135% | 0.01126% |  | 9.505 | 24.66 | 25.8937 |  | 4344 | 576.5266 | 545.5012 | 544.871 |  | 4344 | 0.01255% | 0.01158% | 0.01128% | 0.01039% | 0.01237% | 0.01294% |  | 4344 | 0.01158% | 0.01128% | 4344 | 5813 | 0.01118% | 7040 | 0.01135% | 0.01127% |  | 4344 | 0.01237% | 0.01294% | 0.01266% |  | 4344 | 7136 | 0.01127% | 0.01191%
| Jul | 1 | 1 | 4345 | 578.3457 | 565.9998 | 566.8169 | 0.01234% | 0.01153% | 0.01127% | 0.01118% | 4344 | 0.01135% | 0.01126% |  | 9.5057 | 24.6598 | 25.8952 |  | 4345 | 568.84 | 541.34 | 540.9217 |  | 4345 | 0.01238% | 0.01149% | 0.0112% | 0.01039% | 0.01237% | 0.01294% |  | 4345 | 0.01149% | 0.0112% | 4345 | 8034 | 0.01118% | 3650 | 0.01135% | 0.01127% |  | 4345 | 0.01237% | 0.01294% | 0.01266% |  | 4345 | 4344 | 0.01127% | 0.01266%
| Jul | 1 | 2 | 4346 | 571.1955 | 561.1961 | 567.8015 | 0.01219% | 0.01143% | 0.01129% | 0.01118% | 7996 | 0.01135% | 0.01126% |  | 9.5064 | 24.6596 | 25.8967 |  | 4346 | 561.6891 | 536.5366 | 541.9048 |  | 4346 | 0.01223% | 0.01139% | 0.01122% | 0.01039% | 0.01237% | 0.01294% |  | 4346 | 0.01139% | 0.01122% | 4346 | 8396 | 0.01118% | 814 | 0.01135% | 0.01127% |  | 4346 | 0.01237% | 0.01294% | 0.01266% |  | 4346 | 7996 | 0.01127% | 0.01157%
| Jul | 1 | 3 | 4347 | 567.3921 | 564.0169 | 571.2899 | 0.01211% | 0.01149% | 0.01136% | 0.01118% | 1680 | 0.01135% | 0.01126% |  | 9.5072 | 24.6593 | 25.8982 |  | 4347 | 557.885 | 539.3576 | 545.3916 |  | 4347 | 0.01214% | 0.01145% | 0.01129% | 0.01039% | 0.01237% | 0.01294% |  | 4347 | 0.01145% | 0.01129% | 4347 | 5869 | 0.01118% | 2850 | 0.01135% | 0.01127% |  | 4347 | 0.01237% | 0.01294% | 0.01266% |  | 4347 | 1680 | 0.01127% | 0.01025%
| Jul | 1 | 4 | 4348 | 563.7774 | 564.5662 | 566.7982 | 0.01203% | 0.0115% | 0.01127% | 0.01118% | 5642 | 0.01135% | 0.01126% |  | 9.5079 | 24.6591 | 25.8997 |  | 4348 | 554.2695 | 539.9071 | 540.8984 |  | 4348 | 0.01207% | 0.01146% | 0.0112% | 0.01039% | 0.01237% | 0.01294% |  | 4348 | 0.01146% | 0.0112% | 4348 | 5831 | 0.01118% | 571 | 0.01135% | 0.01127% |  | 4348 | 0.01237% | 0.01294% | 0.01266% |  | 4348 | 5642 | 0.01127% | 0.01234%
| Jul | 1 | 5 | 4349 | 563.3634 | 562.4715 | 573.9905 | 0.01202% | 0.01145% | 0.01141% | 0.01118% | 7829 | 0.01135% | 0.01126% |  | 9.5086 | 24.6588 | 25.9012 |  | 4349 | 553.8548 | 537.8127 | 548.0893 |  | 4349 | 0.01206% | 0.01141% | 0.01135% | 0.01039% | 0.01237% | 0.01295% |  | 4349 | 0.01141% | 0.01135% | 4349 | 3091 | 0.01118% | 6964 | 0.01135% | 0.01127% |  | 4349 | 0.01237% | 0.01295% | 0.01266% |  | 4349 | 7829 | 0.01127% | 0.01167%
| Jul | 1 | 6 | 4350 | 572.2721 | 566.6049 | 593.1763 | 0.01221% | 0.01154% | 0.0118% | 0.01118% | 7891 | 0.01135% | 0.01126% |  | 9.5094 | 24.6586 | 25.9027 |  | 4350 | 562.7627 | 541.9463 | 567.2736 |  | 4350 | 0.01225% | 0.0115% | 0.01175% | 0.01039% | 0.01237% | 0.01295% |  | 4350 | 0.0115% | 0.01175% | 4350 | 7700 | 0.01118% | 573 | 0.01135% | 0.01126% |  | 4350 | 0.01237% | 0.01295% | 0.01266% |  | 4350 | 7891 | 0.01126% | 0.01164%
| Jul | 1 | 7 | 4351 | 582.8407 | 582.9431 | 610.1117 | 0.01244% | 0.01187% | 0.01213% | 0.01118% | 5663 | 0.01135% | 0.01126% |  | 9.5101 | 24.6584 | 25.9042 |  | 4351 | 573.3306 | 558.2848 | 584.2074 |  | 4351 | 0.01248% | 0.01185% | 0.0121% | 0.01039% | 0.01237% | 0.01295% |  | 4351 | 0.01185% | 0.0121% | 4351 | 3266 | 0.01118% | 7497 | 0.01135% | 0.01126% |  | 4351 | 0.01237% | 0.01295% | 0.01266% |  | 4351 | 5663 | 0.01126% | 0.01233%
| Jul | 1 | 8 | 4352 | 601.1962 | 594.7476 | 623.0241 | 0.01283% | 0.01211% | 0.01239% | 0.01118% | 509 | 0.01135% | 0.01126% |  | 9.5108 | 24.6581 | 25.9057 |  | 4352 | 591.6854 | 570.0895 | 597.1184 |  | 4352 | 0.01288% | 0.0121% | 0.01237% | 0.0104% | 0.01237% | 0.01295% |  | 4352 | 0.0121% | 0.01237% | 4352 | 4014 | 0.01118% | 3351 | 0.01135% | 0.01126% |  | 4352 | 0.01237% | 0.01295% | 0.01266% |  | 4352 | 509 | 0.01126% | 0.009338%
| Jul | 1 | 9 | 4353 | 617.5882 | 607.8554 | 609.6147 | 0.01318% | 0.01238% | 0.01212% | 0.01118% | 673 | 0.01135% | 0.01126% |  | 9.5116 | 24.6579 | 25.9072 |  | 4353 | 608.0766 | 583.1975 | 583.7075 |  | 4353 | 0.01324% | 0.01238% | 0.01209% | 0.0104% | 0.01237% | 0.01295% |  | 4353 | 0.01238% | 0.01209% | 4353 | 1160 | 0.01118% | 3075 | 0.01135% | 0.01126% |  | 4353 | 0.01237% | 0.01295% | 0.01266% |  | 4353 | 673 | 0.01126% | 0.00944%
| Jul | 1 | 10 | 4354 | 632.6446 | 619.5482 | 639.8656 | 0.0135% | 0.01262% | 0.01272% | 0.01118% | 8030 | 0.01135% | 0.01126% |  | 9.5123 | 24.6576 | 25.9087 |  | 4354 | 623.1324 | 594.8905 | 613.957 |  | 4354 | 0.01356% | 0.01263% | 0.01271% | 0.0104% | 0.01237% | 0.01295% |  | 4354 | 0.01263% | 0.01271% | 4354 | 428 | 0.01118% | 2964 | 0.01135% | 0.01126% |  | 4354 | 0.01237% | 0.01295% | 0.01266% |  | 4354 | 8030 | 0.01126% | 0.01155%
| Jul | 1 | 11 | 4355 | 647.9696 | 631.3992 | 661.5271 | 0.01383% | 0.01286% | 0.01315% | 0.01118% | 377 | 0.01135% | 0.01126% |  | 9.513 | 24.6574 | 25.9102 |  | 4355 | 638.4566 | 606.7418 | 635.6169 |  | 4355 | 0.0139% | 0.01288% | 0.01316% | 0.0104% | 0.01237% | 0.01295% |  | 4355 | 0.01288% | 0.01316% | 4355 | 3460 | 0.01118% | 1756 | 0.01135% | 0.01126% |  | 4355 | 0.01237% | 0.01295% | 0.01266% |  | 4355 | 377 | 0.01126% | 0.009267%
| Jul | 1 | 12 | 4356 | 665.9425 | 633.4379 | 679.7002 | 0.01421% | 0.0129% | 0.01352% | 0.01117% | 8358 | 0.01135% | 0.01126% |  | 9.5137 | 24.6571 | 25.9117 |  | 4356 | 656.4288 | 608.7808 | 653.7885 |  | 4356 | 0.01429% | 0.01292% | 0.01354% | 0.0104% | 0.01237% | 0.01295% |  | 4356 | 0.01292% | 0.01354% | 4356 | 6021 | 0.01118% | 4349 | 0.01135% | 0.01126% |  | 4356 | 0.01237% | 0.01295% | 0.01266% |  | 4356 | 8358 | 0.01126% | 0.0113%
| Jul | 1 | 13 | 4357 | 677.5069 | 635.6443 | 697.0575 | 0.01446% | 0.01294% | 0.01386% | 0.01117% | 6632 | 0.01135% | 0.01126% |  | 9.5145 | 24.6569 | 25.9131 |  | 4357 | 667.9924 | 610.9874 | 671.1443 |  | 4357 | 0.01454% | 0.01297% | 0.0139% | 0.0104% | 0.01237% | 0.01295% |  | 4357 | 0.01297% | 0.0139% | 4357 | 7704 | 0.01118% | 1242 | 0.01135% | 0.01126% |  | 4357 | 0.01237% | 0.01295% | 0.01266% |  | 4357 | 6632 | 0.01126% | 0.01198%
| Jul | 1 | 14 | 4358 | 686.6841 | 638.251 | 708.6008 | 0.01466% | 0.013% | 0.01409% | 0.01117% | 1406 | 0.01134% | 0.01126% |  | 9.5152 | 24.6566 | 25.9146 |  | 4358 | 677.1689 | 613.5943 | 682.6862 |  | 4358 | 0.01474% | 0.01302% | 0.01414% | 0.0104% | 0.01237% | 0.01295% |  | 4358 | 0.01302% | 0.01414% | 4358 | 7769 | 0.01118% | 1165 | 0.01135% | 0.01126% |  | 4358 | 0.01237% | 0.01295% | 0.01266% |  | 4358 | 1406 | 0.01126% | 0.01003%
| Jul | 1 | 15 | 4359 | 692.5075 | 642.4775 | 720.735 | 0.01478% | 0.01308% | 0.01433% | 0.01117% | 1699 | 0.01134% | 0.01126% |  | 9.5159 | 24.6564 | 25.9161 |  | 4359 | 682.9916 | 617.8211 | 694.8189 |  | 4359 | 0.01487% | 0.01311% | 0.01439% | 0.0104% | 0.01237% | 0.01295% |  | 4359 | 0.01311% | 0.01439% | 4359 | 7649 | 0.01118% | 8402 | 0.01135% | 0.01126% |  | 4359 | 0.01237% | 0.01295% | 0.01266% |  | 4359 | 1699 | 0.01126% | 0.01027%
| Jul | 1 | 16 | 4360 | 693.9492 | 638.9678 | 719.0377 | 0.01481% | 0.01301% | 0.0143% | 0.01117% | 4298 | 0.01134% | 0.01126% |  | 9.5167 | 24.6561 | 25.9176 |  | 4360 | 684.4326 | 614.3117 | 693.1201 |  | 4360 | 0.0149% | 0.01304% | 0.01435% | 0.0104% | 0.01237% | 0.01295% |  | 4360 | 0.01304% | 0.01435% | 4360 | 1594 | 0.01118% | 1122 | 0.01135% | 0.01126% |  | 4360 | 0.01237% | 0.01295% | 0.01266% |  | 4360 | 4298 | 0.01126% | 0.01264%
| Jul | 1 | 17 | 4361 | 689.6838 | 641.1742 | 707.8694 | 0.01472% | 0.01306% | 0.01408% | 0.01117% | 105 | 0.01134% | 0.01126% |  | 9.5174 | 24.6559 | 25.9191 |  | 4361 | 680.1664 | 616.5183 | 681.9504 |  | 4361 | 0.01481% | 0.01309% | 0.01412% | 0.0104% | 0.01237% | 0.01295% |  | 4361 | 0.01309% | 0.01412% | 4361 | 8742 | 0.01118% | 3227 | 0.01135% | 0.01126% |  | 4361 | 0.01237% | 0.01295% | 0.01266% |  | 4361 | 105 | 0.01126% | 0.009158%
| Jul | 1 | 18 | 4362 | 669.5726 | 636.3704 | 697.3013 | 0.01429% | 0.01296% | 0.01387% | 0.01117% | 562 | 0.01134% | 0.01126% |  | 9.5181 | 24.6556 | 25.9205 |  | 4362 | 660.0545 | 611.7148 | 671.3807 |  | 4362 | 0.01437% | 0.01298% | 0.0139% | 0.0104% | 0.01237% | 0.01296% |  | 4362 | 0.01298% | 0.0139% | 4362 | 725 | 0.01118% | 6970 | 0.01135% | 0.01126% |  | 4362 | 0.01237% | 0.01296% | 0.01266% |  | 4362 | 562 | 0.01126% | 0.009369%
| Jul | 1 | 19 | 4363 | 653.1827 | 626.1672 | 687.9053 | 0.01394% | 0.01275% | 0.01368% | 0.01117% | 3075 | 0.01134% | 0.01126% |  | 9.5188 | 24.6554 | 25.922 |  | 4363 | 643.6638 | 601.5119 | 661.9833 |  | 4363 | 0.01401% | 0.01277% | 0.01371% | 0.0104% | 0.01237% | 0.01296% |  | 4363 | 0.01277% | 0.01371% | 4363 | 7816 | 0.01117% | 749 | 0.01135% | 0.01126% |  | 4363 | 0.01237% | 0.01296% | 0.01266% |  | 4363 | 3075 | 0.01126% | 0.01164%
| Jul | 1 | 20 | 4364 | 637.3125 | 589.8787 | 675.4429 | 0.0136% | 0.01201% | 0.01343% | 0.01117% | 6953 | 0.01134% | 0.01126% |  | 9.5196 | 24.6551 | 25.9235 |  | 4364 | 627.7929 | 565.2236 | 649.5194 |  | 4364 | 0.01367% | 0.012% | 0.01345% | 0.01041% | 0.01237% | 0.01296% |  | 4364 | 0.012% | 0.01345% | 4364 | 3116 | 0.01117% | 7218 | 0.01135% | 0.01126% |  | 4364 | 0.01237% | 0.01296% | 0.01266% |  | 4364 | 6953 | 0.01126% | 0.01194%
| Jul | 1 | 21 | 4365 | 624.9909 | 572.1907 | 663.4494 | 0.01334% | 0.01165% | 0.01319% | 0.01117% | 2772 | 0.01134% | 0.01126% |  | 9.5203 | 24.6548 | 25.9249 |  | 4365 | 615.4706 | 547.5358 | 637.5245 |  | 4365 | 0.0134% | 0.01162% | 0.0132% | 0.01041% | 0.01237% | 0.01296% |  | 4365 | 0.01162% | 0.0132% | 4365 | 2550 | 0.01117% | 7892 | 0.01135% | 0.01126% |  | 4365 | 0.01237% | 0.01296% | 0.01266% |  | 4365 | 2772 | 0.01126% | 0.0113%
| Jul | 1 | 22 | 4366 | 608.6064 | 573.2333 | 642.4725 | 0.01299% | 0.01167% | 0.01278% | 0.01117% | 6703 | 0.01134% | 0.01126% |  | 9.521 | 24.6546 | 25.9264 |  | 4366 | 599.0854 | 548.5787 | 616.5461 |  | 4366 | 0.01304% | 0.01164% | 0.01277% | 0.01041% | 0.01237% | 0.01296% |  | 4366 | 0.01164% | 0.01277% | 4366 | 1856 | 0.01117% | 695 | 0.01135% | 0.01126% |  | 4366 | 0.01237% | 0.01296% | 0.01266% |  | 4366 | 6703 | 0.01126% | 0.01197%
| Jul | 1 | 23 | 4367 | 595.4901 | 560.051 | 625.6779 | 0.01271% | 0.0114% | 0.01244% | 0.01117% | 66 | 0.01134% | 0.01126% |  | 9.5217 | 24.6543 | 25.9279 |  | 4367 | 585.9684 | 535.3967 | 599.75 |  | 4367 | 0.01276% | 0.01136% | 0.01242% | 0.01041% | 0.01237% | 0.01296% |  | 4367 | 0.01136% | 0.01242% | 4367 | 7575 | 0.01117% | 664 | 0.01135% | 0.01126% |  | 4367 | 0.01237% | 0.01296% | 0.01266% |  | 4367 | 66 | 0.01126% | 0.009145%
| Jul | 2 | 0 | 4368 | 582.0862 | 550.3598 | 613.5531 | 0.01242% | 0.01121% | 0.0122% | 0.01117% | 8102 | 0.01134% | 0.01126% |  | 9.5225 | 24.654 | 25.9293 |  | 4368 | 572.5637 | 525.7058 | 587.6238 |  | 4368 | 0.01246% | 0.01116% | 0.01217% | 0.01041% | 0.01237% | 0.01296% |  | 4368 | 0.01116% | 0.01217% | 4368 | 374 | 0.01117% | 6993 | 0.01134% | 0.01126% |  | 4368 | 0.01237% | 0.01296% | 0.01267% |  | 4368 | 8102 | 0.01126% | 0.0115%
| Jul | 2 | 1 | 4369 | 574.2007 | 543.0519 | 602.1879 | 0.01226% | 0.01106% | 0.01197% | 0.01117% | 6926 | 0.01134% | 0.01126% |  | 9.5232 | 24.6538 | 25.9308 |  | 4369 | 564.6775 | 518.3981 | 576.2571 |  | 4369 | 0.01229% | 0.011% | 0.01193% | 0.01041% | 0.01237% | 0.01296% |  | 4369 | 0.011% | 0.01193% | 4369 | 6430 | 0.01117% | 2950 | 0.01134% | 0.01126% |  | 4369 | 0.01237% | 0.01296% | 0.01267% |  | 4369 | 6926 | 0.01126% | 0.01194%
| Jul | 2 | 2 | 4370 | 567.7428 | 543.3219 | 601.0157 | 0.01212% | 0.01106% | 0.01195% | 0.01117% | 6057 | 0.01134% | 0.01126% |  | 9.5239 | 24.6535 | 25.9322 |  | 4370 | 558.2189 | 518.6683 | 575.0835 |  | 4370 | 0.01215% | 0.01101% | 0.01191% | 0.01041% | 0.01237% | 0.01296% |  | 4370 | 0.01101% | 0.01191% | 4370 | 7532 | 0.01117% | 6794 | 0.01134% | 0.01126% |  | 4370 | 0.01237% | 0.01296% | 0.01267% |  | 4370 | 6057 | 0.01126% | 0.01214%
| Jul | 2 | 3 | 4371 | 564.7094 | 548.0604 | 603.632 | 0.01205% | 0.01116% | 0.012% | 0.01117% | 1550 | 0.01134% | 0.01126% |  | 9.5246 | 24.6532 | 25.9337 |  | 4371 | 555.1847 | 523.4072 | 577.6983 |  | 4371 | 0.01209% | 0.01111% | 0.01196% | 0.01041% | 0.01237% | 0.01296% |  | 4371 | 0.01111% | 0.01196% | 4371 | 3085 | 0.01117% | 4274 | 0.01134% | 0.01126% |  | 4371 | 0.01237% | 0.01296% | 0.01267% |  | 4371 | 1550 | 0.01126% | 0.01015%
| Jul | 2 | 4 | 4372 | 561.0375 | 548.7679 | 602.2817 | 0.01197% | 0.01117% | 0.01198% | 0.01117% | 7968 | 0.01134% | 0.01126% |  | 9.5254 | 24.653 | 25.9351 |  | 4372 | 551.5121 | 524.115 | 576.3465 |  | 4372 | 0.01201% | 0.01112% | 0.01194% | 0.01041% | 0.01237% | 0.01296% |  | 4372 | 0.01112% | 0.01194% | 4372 | 2793 | 0.01117% | 2771 | 0.01134% | 0.01126% |  | 4372 | 0.01237% | 0.01296% | 0.01267% |  | 4372 | 7968 | 0.01126% | 0.01159%
| Jul | 2 | 5 | 4373 | 558.2202 | 553.9812 | 585.2432 | 0.01191% | 0.01128% | 0.01164% | 0.01117% | 3577 | 0.01134% | 0.01126% |  | 9.5261 | 24.6527 | 25.9366 |  | 4373 | 548.6941 | 529.3286 | 559.3066 |  | 4373 | 0.01194% | 0.01123% | 0.01158% | 0.01041% | 0.01237% | 0.01296% |  | 4373 | 0.01123% | 0.01158% | 4373 | 8033 | 0.01117% | 4320 | 0.01134% | 0.01126% |  | 4373 | 0.01237% | 0.01296% | 0.01267% |  | 4373 | 3577 | 0.01126% | 0.01215%
| Jul | 2 | 6 | 4374 | 564.0433 | 575.8586 | 597.4805 | 0.01204% | 0.01173% | 0.01188% | 0.01117% | 6081 | 0.01134% | 0.01125% |  | 9.5268 | 24.6524 | 25.938 |  | 4374 | 554.5165 | 551.2062 | 571.5425 |  | 4374 | 0.01207% | 0.0117% | 0.01184% | 0.01041% | 0.01237% | 0.01296% |  | 4374 | 0.0117% | 0.01184% | 4374 | 8653 | 0.01117% | 310 | 0.01134% | 0.01126% |  | 4374 | 0.01237% | 0.01296% | 0.01267% |  | 4374 | 6081 | 0.01126% | 0.01213%
| Jul | 2 | 7 | 4375 | 574.8596 | 600.082 | 610.4399 | 0.01227% | 0.01222% | 0.01214% | 0.01117% | 7271 | 0.01134% | 0.01125% |  | 9.5275 | 24.6521 | 25.9395 |  | 4375 | 565.3321 | 575.4298 | 584.5004 |  | 4375 | 0.01231% | 0.01221% | 0.0121% | 0.01041% | 0.01237% | 0.01296% |  | 4375 | 0.01221% | 0.0121% | 4375 | 3117 | 0.01117% | 2769 | 0.01134% | 0.01126% |  | 4375 | 0.01237% | 0.01296% | 0.01267% |  | 4375 | 7271 | 0.01126% | 0.01188%
| Jul | 2 | 8 | 4376 | 592.794 | 614.2045 | 613.9563 | 0.01265% | 0.01251% | 0.01221% | 0.01117% | 104 | 0.01134% | 0.01125% |  | 9.5283 | 24.6519 | 25.9409 |  | 4376 | 583.2657 | 589.5526 | 588.0154 |  | 4376 | 0.0127% | 0.01251% | 0.01218% | 0.01041% | 0.01237% | 0.01297% |  | 4376 | 0.01251% | 0.01218% | 4376 | 189 | 0.01117% | 4589 | 0.01134% | 0.01126% |  | 4376 | 0.01237% | 0.01297% | 0.01267% |  | 4376 | 104 | 0.01126% | 0.009158%
| Jul | 2 | 9 | 4377 | 611.6434 | 627.1726 | 628.0034 | 0.01305% | 0.01277% | 0.01249% | 0.01117% | 7039 | 0.01134% | 0.01125% |  | 9.529 | 24.6516 | 25.9424 |  | 4377 | 602.1144 | 602.5211 | 602.0611 |  | 4377 | 0.01311% | 0.01279% | 0.01247% | 0.01042% | 0.01237% | 0.01297% |  | 4377 | 0.01279% | 0.01247% | 4377 | 7552 | 0.01117% | 8254 | 0.01134% | 0.01126% |  | 4377 | 0.01237% | 0.01297% | 0.01267% |  | 4377 | 7039 | 0.01126% | 0.01193%
| Jul | 2 | 10 | 4378 | 626.7133 | 635.0764 | 643.0352 | 0.01338% | 0.01293% | 0.01279% | 0.01117% | 6975 | 0.01134% | 0.01125% |  | 9.5297 | 24.6513 | 25.9438 |  | 4378 | 617.1835 | 610.4251 | 617.0913 |  | 4378 | 0.01343% | 0.01296% | 0.01278% | 0.01042% | 0.01237% | 0.01297% |  | 4378 | 0.01296% | 0.01278% | 4378 | 8393 | 0.01117% | 1289 | 0.01134% | 0.01125% |  | 4378 | 0.01237% | 0.01297% | 0.01267% |  | 4378 | 6975 | 0.01125% | 0.01193%
| Jul | 2 | 11 | 4379 | 642.1724 | 637.0873 | 650.7151 | 0.01371% | 0.01297% | 0.01294% | 0.01117% | 6732 | 0.01134% | 0.01125% |  | 9.5304 | 24.651 | 25.9453 |  | 4379 | 632.6419 | 612.4362 | 624.7699 |  | 4379 | 0.01377% | 0.013% | 0.01294% | 0.01042% | 0.01237% | 0.01297% |  | 4379 | 0.013% | 0.01294% | 4379 | 6620 | 0.01117% | 8423 | 0.01134% | 0.01125% |  | 4379 | 0.01237% | 0.01297% | 0.01267% |  | 4379 | 6732 | 0.01125% | 0.01197%
| Jul | 2 | 12 | 4380 | 661.45 | 641.5 | 659.5297 | 0.01412% | 0.01306% | 0.01311% | 0.01117% | 5644 | 0.01134% | 0.01125% |  | 9.5312 | 24.6507 | 25.9467 |  | 4380 | 651.9189 | 616.8492 | 633.583 |  | 4380 | 0.01419% | 0.01309% | 0.01312% | 0.01042% | 0.01237% | 0.01297% |  | 4380 | 0.01309% | 0.01312% | 4380 | 6872 | 0.01117% | 7853 | 0.01134% | 0.01125% |  | 4380 | 0.01237% | 0.01297% | 0.01267% |  | 4380 | 5644 | 0.01125% | 0.01234%
| Jul | 2 | 13 | 4381 | 671.2348 | 639.7126 | 671.0075 | 0.01433% | 0.01303% | 0.01334% | 0.01117% | 2964 | 0.01134% | 0.01125% |  | 9.5319 | 24.6505 | 25.9481 |  | 4381 | 661.7029 | 615.0621 | 645.0593 |  | 4381 | 0.0144% | 0.01305% | 0.01336% | 0.01042% | 0.01237% | 0.01297% |  | 4381 | 0.01305% | 0.01336% | 4381 | 3041 | 0.01117% | 7925 | 0.01134% | 0.01125% |  | 4381 | 0.01237% | 0.01297% | 0.01267% |  | 4381 | 2964 | 0.01125% | 0.01152%
| Jul | 2 | 14 | 4382 | 676.9353 | 642.282 | 681.0599 | 0.01445% | 0.01308% | 0.01354% | 0.01116% | 7580 | 0.01134% | 0.01125% |  | 9.5326 | 24.6502 | 25.9496 |  | 4382 | 667.4027 | 617.6318 | 655.1103 |  | 4382 | 0.01453% | 0.01311% | 0.01357% | 0.01042% | 0.01237% | 0.01297% |  | 4382 | 0.01311% | 0.01357% | 4382 | 8422 | 0.01117% | 3007 | 0.01134% | 0.01125% |  | 4382 | 0.01237% | 0.01297% | 0.01267% |  | 4382 | 7580 | 0.01125% | 0.01179%
| Jul | 2 | 15 | 4383 | 680.6092 | 644.9538 | 683.7793 | 0.01453% | 0.01313% | 0.0136% | 0.01116% | 6127 | 0.01134% | 0.01125% |  | 9.5333 | 24.6499 | 25.951 |  | 4383 | 671.0759 | 620.3039 | 657.8283 |  | 4383 | 0.01461% | 0.01317% | 0.01362% | 0.01042% | 0.01237% | 0.01297% |  | 4383 | 0.01317% | 0.01362% | 4383 | 7515 | 0.01117% | 8103 | 0.01134% | 0.01125% |  | 4383 | 0.01237% | 0.01297% | 0.01267% |  | 4383 | 6127 | 0.01125% | 0.01211%
| Jul | 2 | 16 | 4384 | 683.3483 | 638.9678 | 673.1174 | 0.01458% | 0.01301% | 0.01338% | 0.01116% | 8302 | 0.01134% | 0.01125% |  | 9.534 | 24.6496 | 25.9524 |  | 4384 | 673.8142 | 614.3182 | 647.1649 |  | 4384 | 0.01467% | 0.01304% | 0.0134% | 0.01042% | 0.01237% | 0.01297% |  | 4384 | 0.01304% | 0.0134% | 4384 | 6982 | 0.01117% | 6875 | 0.01133% | 0.01125% |  | 4384 | 0.01237% | 0.01297% | 0.01267% |  | 4384 | 8302 | 0.01125% | 0.01135%
| Jul | 2 | 17 | 4385 | 677.6452 | 631.8646 | 682.4477 | 0.01446% | 0.01287% | 0.01357% | 0.01116% | 2755 | 0.01134% | 0.01125% |  | 9.5348 | 24.6493 | 25.9539 |  | 4385 | 668.1105 | 607.2153 | 656.4939 |  | 4385 | 0.01454% | 0.01289% | 0.01359% | 0.01042% | 0.01237% | 0.01297% |  | 4385 | 0.01289% | 0.01359% | 4385 | 7654 | 0.01117% | 8037 | 0.01133% | 0.01125% |  | 4385 | 0.01237% | 0.01297% | 0.01267% |  | 4385 | 2755 | 0.01125% | 0.01129%
| Jul | 2 | 18 | 4386 | 659.7999 | 622.6203 | 675.1147 | 0.01408% | 0.01268% | 0.01342% | 0.01116% | 644 | 0.01133% | 0.01125% |  | 9.5355 | 24.649 | 25.9553 |  | 4386 | 650.2644 | 597.9713 | 649.1594 |  | 4386 | 0.01415% | 0.01269% | 0.01344% | 0.01042% | 0.01237% | 0.01297% |  | 4386 | 0.01269% | 0.01344% | 4386 | 1451 | 0.01117% | 5932 | 0.01133% | 0.01125% |  | 4386 | 0.01237% | 0.01297% | 0.01267% |  | 4386 | 644 | 0.01125% | 0.009421%
| Jul | 2 | 19 | 4387 | 647.8628 | 617.8445 | 601.991 | 0.01383% | 0.01258% | 0.01197% | 0.01116% | 3224 | 0.01133% | 0.01125% |  | 9.5362 | 24.6487 | 25.9567 |  | 4387 | 638.3265 | 593.1958 | 576.0343 |  | 4387 | 0.0139% | 0.01259% | 0.01193% | 0.01042% | 0.01237% | 0.01297% |  | 4387 | 0.01259% | 0.01193% | 4387 | 500 | 0.01117% | 285 | 0.01133% | 0.01125% |  | 4387 | 0.01237% | 0.01297% | 0.01267% |  | 4387 | 3224 | 0.01125% | 0.0118%
| Jul | 2 | 20 | 4388 | 632.755 | 614.3814 | 633.4329 | 0.0135% | 0.01251% | 0.0126% | 0.01116% | 4299 | 0.01133% | 0.01125% |  | 9.5369 | 24.6484 | 25.9581 |  | 4388 | 623.2181 | 589.7329 | 607.4747 |  | 4388 | 0.01357% | 0.01252% | 0.01258% | 0.01042% | 0.01237% | 0.01297% |  | 4388 | 0.01252% | 0.01258% | 4388 | 618 | 0.01117% | 7273 | 0.01133% | 0.01125% |  | 4388 | 0.01237% | 0.01297% | 0.01267% |  | 4388 | 4299 | 0.01125% | 0.01264%
| Jul | 2 | 21 | 4389 | 626.7123 | 610.9927 | 626.2686 | 0.01338% | 0.01244% | 0.01245% | 0.01116% | 485 | 0.01133% | 0.01125% |  | 9.5377 | 24.6481 | 25.9595 |  | 4389 | 617.1747 | 586.3446 | 600.3091 |  | 4389 | 0.01343% | 0.01245% | 0.01243% | 0.01042% | 0.01237% | 0.01297% |  | 4389 | 0.01245% | 0.01243% | 4389 | 152 | 0.01117% | 4585 | 0.01133% | 0.01125% |  | 4389 | 0.01237% | 0.01297% | 0.01267% |  | 4389 | 485 | 0.01125% | 0.009324%
| Jul | 2 | 22 | 4390 | 610.8976 | 599.6537 | 613.6469 | 0.01304% | 0.01221% | 0.0122% | 0.01116% | 275 | 0.01133% | 0.01125% |  | 9.5384 | 24.6478 | 25.961 |  | 4390 | 601.3593 | 575.0059 | 587.6859 |  | 4390 | 0.01309% | 0.0122% | 0.01217% | 0.01043% | 0.01237% | 0.01298% |  | 4390 | 0.0122% | 0.01217% | 4390 | 3042 | 0.01117% | 6767 | 0.01133% | 0.01125% |  | 4390 | 0.01237% | 0.01298% | 0.01267% |  | 4390 | 275 | 0.01125% | 0.009221%
| Jul | 2 | 23 | 4391 | 590.1763 | 584.4513 | 598.4745 | 0.0126% | 0.0119% | 0.0119% | 0.01116% | 337 | 0.01133% | 0.01125% |  | 9.5391 | 24.6476 | 25.9624 |  | 4391 | 580.6372 | 559.8037 | 572.5121 |  | 4391 | 0.01264% | 0.01188% | 0.01186% | 0.01043% | 0.01237% | 0.01298% |  | 4391 | 0.01188% | 0.01186% | 4391 | 8519 | 0.01117% | 2773 | 0.01133% | 0.01125% |  | 4391 | 0.01237% | 0.01298% | 0.01267% |  | 4391 | 337 | 0.01125% | 0.009248%
| Jul | 3 | 0 | 4392 | 575.7816 | 575.3187 | 587.3718 | 0.01229% | 0.01172% | 0.01168% | 0.01116% | 62 | 0.01133% | 0.01125% |  | 9.5398 | 24.6473 | 25.9638 |  | 4392 | 566.2418 | 550.6714 | 561.408 |  | 4392 | 0.01233% | 0.01169% | 0.01163% | 0.01043% | 0.01237% | 0.01298% |  | 4392 | 0.01169% | 0.01163% | 4392 | 5927 | 0.01117% | 7423 | 0.01133% | 0.01125% |  | 4392 | 0.01237% | 0.01298% | 0.01267% |  | 4392 | 62 | 0.01125% | 0.009144%
| Jul | 3 | 1 | 4393 | 570.1008 | 569.4257 | 583.921 | 0.01217% | 0.0116% | 0.01161% | 0.01116% | 1124 | 0.01133% | 0.01125% |  | 9.5405 | 24.647 | 25.9652 |  | 4393 | 560.5602 | 544.7788 | 557.9558 |  | 4393 | 0.0122% | 0.01156% | 0.01155% | 0.01043% | 0.01237% | 0.01298% |  | 4393 | 0.01156% | 0.01155% | 4393 | 1954 | 0.01117% | 2770 | 0.01133% | 0.01125% |  | 4393 | 0.01237% | 0.01298% | 0.01267% |  | 4393 | 1124 | 0.01125% | 0.009784%
| Jul | 3 | 2 | 4394 | 568.5317 | 562.7974 | 578.6604 | 0.01213% | 0.01146% | 0.01151% | 0.01116% | 229 | 0.01133% | 0.01125% |  | 9.5412 | 24.6466 | 25.9666 |  | 4394 | 558.9904 | 538.1507 | 552.6938 |  | 4394 | 0.01217% | 0.01142% | 0.01145% | 0.01043% | 0.01237% | 0.01298% |  | 4394 | 0.01142% | 0.01145% | 4394 | 163 | 0.01117% | 8448 | 0.01133% | 0.01125% |  | 4394 | 0.01237% | 0.01298% | 0.01267% |  | 4394 | 229 | 0.01125% | 0.009203%
| Jul | 3 | 3 | 4395 | 566.5686 | 566.9215 | 580.9484 | 0.01209% | 0.01154% | 0.01155% | 0.01116% | 3215 | 0.01133% | 0.01125% |  | 9.542 | 24.6463 | 25.968 |  | 4395 | 557.0267 | 542.2751 | 554.9804 |  | 4395 | 0.01213% | 0.01151% | 0.01149% | 0.01043% | 0.01237% | 0.01298% |  | 4395 | 0.01151% | 0.01149% | 4395 | 8754 | 0.01117% | 7571 | 0.01133% | 0.01125% |  | 4395 | 0.01237% | 0.01298% | 0.01267% |  | 4395 | 3215 | 0.01125% | 0.01179%
| Jul | 3 | 4 | 4396 | 560.9454 | 566.1022 | 582.4675 | 0.01197% | 0.01153% | 0.01158% | 0.01116% | 4489 | 0.01133% | 0.01125% |  | 9.5427 | 24.646 | 25.9694 |  | 4396 | 551.4027 | 541.4562 | 556.4981 |  | 4396 | 0.012% | 0.01149% | 0.01152% | 0.01043% | 0.01237% | 0.01298% |  | 4396 | 0.01149% | 0.01152% | 4396 | 2094 | 0.01117% | 8367 | 0.01133% | 0.01125% |  | 4396 | 0.01237% | 0.01298% | 0.01267% |  | 4396 | 4489 | 0.01125% | 0.0127%
| Jul | 3 | 5 | 4397 | 563.585 | 569.4909 | 588.1314 | 0.01203% | 0.0116% | 0.01169% | 0.01116% | 587 | 0.01133% | 0.01125% |  | 9.5434 | 24.6457 | 25.9708 |  | 4397 | 554.0416 | 544.8452 | 562.1606 |  | 4397 | 0.01206% | 0.01156% | 0.01164% | 0.01043% | 0.01237% | 0.01298% |  | 4397 | 0.01156% | 0.01164% | 4397 | 8232 | 0.01116% | 22 | 0.01133% | 0.01125% |  | 4397 | 0.01237% | 0.01298% | 0.01267% |  | 4397 | 587 | 0.01125% | 0.009385%
| Jul | 3 | 6 | 4398 | 573.957 | 586.3411 | 601.0532 | 0.01225% | 0.01194% | 0.01195% | 0.01116% | 1153 | 0.01133% | 0.01125% |  | 9.5441 | 24.6454 | 25.9722 |  | 4398 | 564.4129 | 561.6957 | 575.081 |  | 4398 | 0.01229% | 0.01192% | 0.01191% | 0.01043% | 0.01237% | 0.01298% |  | 4398 | 0.01192% | 0.01191% | 4398 | 5955 | 0.01116% | 1430 | 0.01133% | 0.01125% |  | 4398 | 0.01237% | 0.01298% | 0.01267% |  | 4398 | 1153 | 0.01125% | 0.009808%
| Jul | 3 | 7 | 4399 | 590.5821 | 597.7825 | 615.5598 | 0.0126% | 0.01217% | 0.01224% | 0.01116% | 154 | 0.01133% | 0.01125% |  | 9.5448 | 24.6451 | 25.9736 |  | 4399 | 581.0373 | 573.1374 | 589.5862 |  | 4399 | 0.01265% | 0.01216% | 0.01221% | 0.01043% | 0.01237% | 0.01298% |  | 4399 | 0.01216% | 0.01221% | 4399 | 50 | 0.01116% | 3224 | 0.01133% | 0.01125% |  | 4399 | 0.01237% | 0.01298% | 0.01267% |  | 4399 | 154 | 0.01125% | 0.009175%
| Jul | 3 | 8 | 4400 | 611.2153 | 603.5544 | 626.0623 | 0.01305% | 0.01229% | 0.01245% | 0.01116% | 2850 | 0.01133% | 0.01124% |  | 9.5456 | 24.6448 | 25.975 |  | 4400 | 601.6697 | 578.9096 | 600.0873 |  | 4400 | 0.0131% | 0.01229% | 0.01243% | 0.01043% | 0.01237% | 0.01298% |  | 4400 | 0.01229% | 0.01243% | 4400 | 619 | 0.01116% | 5526 | 0.01133% | 0.01125% |  | 4400 | 0.01237% | 0.01298% | 0.01267% |  | 4400 | 2850 | 0.01125% | 0.01139%
| Jul | 3 | 9 | 4401 | 627.6013 | 600.8267 | 634.3706 | 0.01339% | 0.01223% | 0.01261% | 0.01116% | 5840 | 0.01133% | 0.01124% |  | 9.5463 | 24.6445 | 25.9764 |  | 4401 | 618.055 | 576.1822 | 608.3942 |  | 4401 | 0.01345% | 0.01223% | 0.0126% | 0.01043% | 0.01237% | 0.01298% |  | 4401 | 0.01223% | 0.0126% | 4401 | 6752 | 0.01116% | 3845 | 0.01133% | 0.01125% |  | 4401 | 0.01237% | 0.01298% | 0.01267% |  | 4401 | 5840 | 0.01125% | 0.01224%
| Jul | 3 | 10 | 4402 | 639.3958 | 585.1402 | 648.2208 | 0.01365% | 0.01192% | 0.01289% | 0.01116% | 2950 | 0.01133% | 0.01124% |  | 9.547 | 24.6442 | 25.9778 |  | 4402 | 629.8488 | 560.496 | 622.243 |  | 4402 | 0.01371% | 0.0119% | 0.01289% | 0.01043% | 0.01237% | 0.01298% |  | 4402 | 0.0119% | 0.01289% | 4402 | 5761 | 0.01116% | 7542 | 0.01133% | 0.01125% |  | 4402 | 0.01237% | 0.01298% | 0.01267% |  | 4402 | 2950 | 0.01125% | 0.0115%
| Jul | 3 | 11 | 4403 | 651.0989 | 605.3605 | 660.9176 | 0.0139% | 0.01233% | 0.01314% | 0.01116% | 54 | 0.01133% | 0.01124% |  | 9.5477 | 24.6439 | 25.9792 |  | 4403 | 641.5512 | 580.7166 | 634.9384 |  | 4403 | 0.01397% | 0.01233% | 0.01315% | 0.01044% | 0.01237% | 0.01298% |  | 4403 | 0.01233% | 0.01315% | 4403 | 7678 | 0.01116% | 6994 | 0.01133% | 0.01125% |  | 4403 | 0.01237% | 0.01298% | 0.01268% |  | 4403 | 54 | 0.01125% | 0.009141%
| Jul | 3 | 12 | 4404 | 665.8051 | 617.9562 | 671.617 | 0.01421% | 0.01258% | 0.01335% | 0.01116% | 3795 | 0.01133% | 0.01124% |  | 9.5484 | 24.6436 | 25.9806 |  | 4404 | 656.2566 | 593.3127 | 645.6364 |  | 4404 | 0.01429% | 0.01259% | 0.01337% | 0.01044% | 0.01237% | 0.01299% |  | 4404 | 0.01259% | 0.01337% | 4404 | 6225 | 0.01116% | 7803 | 0.01133% | 0.01125% |  | 4404 | 0.01237% | 0.01299% | 0.01268% |  | 4404 | 3795 | 0.01125% | 0.01234%
| Jul | 3 | 13 | 4405 | 677.3972 | 626.5582 | 680.2253 | 0.01446% | 0.01276% | 0.01353% | 0.01116% | 6045 | 0.01133% | 0.01124% |  | 9.5491 | 24.6432 | 25.982 |  | 4405 | 667.848 | 601.915 | 654.2433 |  | 4405 | 0.01454% | 0.01278% | 0.01355% | 0.01044% | 0.01237% | 0.01299% |  | 4405 | 0.01278% | 0.01355% | 4405 | 7901 | 0.01116% | 2994 | 0.01133% | 0.01125% |  | 4405 | 0.01237% | 0.01299% | 0.01268% |  | 4405 | 6045 | 0.01125% | 0.01214%
| Jul | 3 | 14 | 4406 | 685.0226 | 636.3239 | 688.5992 | 0.01462% | 0.01296% | 0.01369% | 0.01116% | 364 | 0.01133% | 0.01124% |  | 9.5499 | 24.6429 | 25.9834 |  | 4406 | 675.4727 | 611.681 | 662.6158 |  | 4406 | 0.0147% | 0.01298% | 0.01372% | 0.01044% | 0.01237% | 0.01299% |  | 4406 | 0.01298% | 0.01372% | 4406 | 679 | 0.01116% | 7712 | 0.01133% | 0.01125% |  | 4406 | 0.01237% | 0.01299% | 0.01268% |  | 4406 | 364 | 0.01125% | 0.00926%
| Jul | 3 | 15 | 4407 | 694.0783 | 642.9057 | 691.8812 | 0.01481% | 0.01309% | 0.01376% | 0.01116% | 167 | 0.01133% | 0.01124% |  | 9.5506 | 24.6426 | 25.9847 |  | 4407 | 684.5277 | 618.2631 | 665.8965 |  | 4407 | 0.0149% | 0.01312% | 0.01379% | 0.01044% | 0.01236% | 0.01299% |  | 4407 | 0.01312% | 0.01379% | 4407 | 2551 | 0.01116% | 5929 | 0.01133% | 0.01124% |  | 4407 | 0.01236% | 0.01299% | 0.01268% |  | 4407 | 167 | 0.01124% | 0.00918%
| Jul | 3 | 16 | 4408 | 700.1829 | 648.2401 | 687.5302 | 0.01494% | 0.0132% | 0.01367% | 0.01116% | 5864 | 0.01133% | 0.01124% |  | 9.5513 | 24.6423 | 25.9861 |  | 4408 | 690.6316 | 623.5978 | 661.5441 |  | 4408 | 0.01503% | 0.01324% | 0.0137% | 0.01044% | 0.01236% | 0.01299% |  | 4408 | 0.01324% | 0.0137% | 4408 | 2912 | 0.01116% | 3722 | 0.01133% | 0.01124% |  | 4408 | 0.01236% | 0.01299% | 0.01268% |  | 4408 | 5864 | 0.01124% | 0.01222%
| Jul | 3 | 17 | 4409 | 696.3395 | 641.1462 | 682.9916 | 0.01486% | 0.01306% | 0.01358% | 0.01115% | 6948 | 0.01133% | 0.01124% |  | 9.552 | 24.642 | 25.9875 |  | 4409 | 686.7875 | 616.5043 | 657.0041 |  | 4409 | 0.01495% | 0.01309% | 0.01361% | 0.01044% | 0.01236% | 0.01299% |  | 4409 | 0.01309% | 0.01361% | 4409 | 3864 | 0.01116% | 3215 | 0.01133% | 0.01124% |  | 4409 | 0.01236% | 0.01299% | 0.01268% |  | 4409 | 6948 | 0.01124% | 0.01194%
| Jul | 3 | 18 | 4410 | 679.787 | 638.6978 | 677.5153 | 0.01451% | 0.01301% | 0.01347% | 0.01115% | 701 | 0.01133% | 0.01124% |  | 9.5527 | 24.6416 | 25.9889 |  | 4410 | 670.2343 | 614.0562 | 651.5264 |  | 4410 | 0.01459% | 0.01303% | 0.01349% | 0.01044% | 0.01236% | 0.01299% |  | 4410 | 0.01303% | 0.01349% | 4410 | 6142 | 0.01116% | 6995 | 0.01133% | 0.01124% |  | 4410 | 0.01236% | 0.01299% | 0.01268% |  | 4410 | 701 | 0.01124% | 0.009459%
| Jul | 3 | 19 | 4411 | 665.2155 | 633.8383 | 669.6853 | 0.0142% | 0.01291% | 0.01332% | 0.01115% | 3228 | 0.01133% | 0.01124% |  | 9.5534 | 24.6413 | 25.9903 |  | 4411 | 655.662 | 609.197 | 643.695 |  | 4411 | 0.01427% | 0.01293% | 0.01333% | 0.01044% | 0.01236% | 0.01299% |  | 4411 | 0.01293% | 0.01333% | 4411 | 5548 | 0.01116% | 6107 | 0.01133% | 0.01124% |  | 4411 | 0.01236% | 0.01299% | 0.01268% |  | 4411 | 3228 | 0.01124% | 0.0118%
| Jul | 3 | 20 | 4412 | 652.5971 | 623.6536 | 655.0662 | 0.01393% | 0.0127% | 0.01303% | 0.01115% | 7222 | 0.01133% | 0.01124% |  | 9.5541 | 24.641 | 25.9916 |  | 4412 | 643.043 | 599.0127 | 629.0745 |  | 4412 | 0.014% | 0.01271% | 0.01303% | 0.01044% | 0.01236% | 0.01299% |  | 4412 | 0.01271% | 0.01303% | 4412 | 6332 | 0.01116% | 6607 | 0.01133% | 0.01124% |  | 4412 | 0.01236% | 0.01299% | 0.01268% |  | 4412 | 7222 | 0.01124% | 0.01189%
| Jul | 3 | 21 | 4413 | 641.7723 | 614.1486 | 649.271 | 0.0137% | 0.01251% | 0.01291% | 0.01115% | 1408 | 0.01133% | 0.01124% |  | 9.5549 | 24.6407 | 25.993 |  | 4413 | 632.2174 | 589.508 | 623.278 |  | 4413 | 0.01376% | 0.01251% | 0.01291% | 0.01044% | 0.01236% | 0.01299% |  | 4413 | 0.01251% | 0.01291% | 4413 | 487 | 0.01116% | 3629 | 0.01133% | 0.01124% |  | 4413 | 0.01236% | 0.01299% | 0.01268% |  | 4413 | 1408 | 0.01124% | 0.01003%
| Jul | 3 | 22 | 4414 | 622.7974 | 605.0439 | 633.0109 | 0.01329% | 0.01232% | 0.01259% | 0.01115% | 5643 | 0.01133% | 0.01124% |  | 9.5556 | 24.6403 | 25.9944 |  | 4414 | 613.2418 | 580.4036 | 607.0165 |  | 4414 | 0.01335% | 0.01232% | 0.01257% | 0.01044% | 0.01236% | 0.01299% |  | 4414 | 0.01232% | 0.01257% | 4414 | 8522 | 0.01116% | 465 | 0.01133% | 0.01124% |  | 4414 | 0.01236% | 0.01299% | 0.01268% |  | 4414 | 5643 | 0.01124% | 0.01234%
| Jul | 3 | 23 | 4415 | 603.806 | 588.0913 | 612.6154 | 0.01289% | 0.01198% | 0.01218% | 0.01115% | 7890 | 0.01133% | 0.01124% |  | 9.5563 | 24.64 | 25.9957 |  | 4415 | 594.2497 | 563.4513 | 586.6196 |  | 4415 | 0.01294% | 0.01196% | 0.01215% | 0.01045% | 0.01236% | 0.01299% |  | 4415 | 0.01196% | 0.01215% | 4415 | 2696 | 0.01116% | 6946 | 0.01133% | 0.01124% |  | 4415 | 0.01236% | 0.01299% | 0.01268% |  | 4415 | 7890 | 0.01124% | 0.01164%
| Jul | 4 | 0 | 4416 | 587.4249 | 574.4994 | 600.3687 | 0.01254% | 0.0117% | 0.01194% | 0.01115% | 3007 | 0.01133% | 0.01124% |  | 9.557 | 24.6397 | 25.9971 |  | 4416 | 577.8679 | 549.8598 | 574.3716 |  | 4416 | 0.01258% | 0.01167% | 0.01189% | 0.01045% | 0.01236% | 0.01299% |  | 4416 | 0.01167% | 0.01189% | 4416 | 8009 | 0.01116% | 6729 | 0.01133% | 0.01124% |  | 4416 | 0.01236% | 0.01299% | 0.01268% |  | 4416 | 3007 | 0.01124% | 0.01156%
| Jul | 4 | 1 | 4417 | 576.7155 | 567.3311 | 592.248 | 0.01231% | 0.01155% | 0.01178% | 0.01115% | 7964 | 0.01132% | 0.01124% |  | 9.5577 | 24.6393 | 25.9985 |  | 4417 | 567.1578 | 542.6918 | 566.2495 |  | 4417 | 0.01235% | 0.01152% | 0.01173% | 0.01045% | 0.01236% | 0.01299% |  | 4417 | 0.01152% | 0.01173% | 4417 | 6262 | 0.01116% | 6746 | 0.01132% | 0.01124% |  | 4417 | 0.01236% | 0.01299% | 0.01268% |  | 4417 | 7964 | 0.01124% | 0.01159%
| Jul | 4 | 2 | 4418 | 571.9875 | 561.4661 | 588.2533 | 0.01221% | 0.01143% | 0.0117% | 0.01115% | 5400 | 0.01132% | 0.01124% |  | 9.5584 | 24.639 | 25.9998 |  | 4418 | 562.4291 | 536.8271 | 562.2535 |  | 4418 | 0.01224% | 0.01139% | 0.01164% | 0.01045% | 0.01236% | 0.01299% |  | 4418 | 0.01139% | 0.01164% | 4418 | 3458 | 0.01116% | 7498 | 0.01132% | 0.01124% |  | 4418 | 0.01236% | 0.01299% | 0.01268% |  | 4418 | 5400 | 0.01124% | 0.01248%
| Jul | 4 | 3 | 4419 | 570.0562 | 557.6492 | 586.059 | 0.01217% | 0.01136% | 0.01165% | 0.01115% | 3450 | 0.01132% | 0.01124% |  | 9.5591 | 24.6387 | 26.0012 |  | 4419 | 560.4971 | 533.0105 | 560.0578 |  | 4419 | 0.0122% | 0.01131% | 0.0116% | 0.01045% | 0.01236% | 0.013% |  | 4419 | 0.01131% | 0.0116% | 4419 | 4368 | 0.01116% | 7957 | 0.01132% | 0.01124% |  | 4419 | 0.01236% | 0.013% | 0.01268% |  | 4419 | 3450 | 0.01124% | 0.01203%
| Jul | 4 | 4 | 4420 | 566.8388 | 556.8579 | 590.035 | 0.0121% | 0.01134% | 0.01173% | 0.01115% | 6780 | 0.01132% | 0.01124% |  | 9.5598 | 24.6383 | 26.0025 |  | 4420 | 557.2789 | 532.2196 | 564.0324 |  | 4420 | 0.01213% | 0.0113% | 0.01168% | 0.01045% | 0.01236% | 0.013% |  | 4420 | 0.0113% | 0.01168% | 4420 | 1497 | 0.01116% | 6929 | 0.01132% | 0.01124% |  | 4420 | 0.01236% | 0.013% | 0.01268% |  | 4420 | 6780 | 0.01124% | 0.01196%
| Jul | 4 | 5 | 4421 | 565.0539 | 555.1636 | 586.6592 | 0.01206% | 0.01131% | 0.01167% | 0.01115% | 396 | 0.01132% | 0.01124% |  | 9.5606 | 24.638 | 26.0039 |  | 4421 | 555.4933 | 530.5256 | 560.6553 |  | 4421 | 0.01209% | 0.01126% | 0.01161% | 0.01045% | 0.01236% | 0.013% |  | 4421 | 0.01126% | 0.01161% | 4421 | 400 | 0.01116% | 652 | 0.01132% | 0.01124% |  | 4421 | 0.01236% | 0.013% | 0.01268% |  | 4421 | 396 | 0.01124% | 0.009276%
| Jul | 4 | 6 | 4422 | 569.8223 | 562.4808 | 589.4255 | 0.01216% | 0.01145% | 0.01172% | 0.01115% | 7944 | 0.01132% | 0.01124% |  | 9.5613 | 24.6376 | 26.0053 |  | 4422 | 560.261 | 537.8432 | 563.4202 |  | 4422 | 0.0122% | 0.01142% | 0.01167% | 0.01045% | 0.01236% | 0.013% |  | 4422 | 0.01142% | 0.01167% | 4422 | 717 | 0.01116% | 40 | 0.01132% | 0.01124% |  | 4422 | 0.01236% | 0.013% | 0.01268% |  | 4422 | 7944 | 0.01124% | 0.0116%
| Jul | 4 | 7 | 4423 | 574.908 | 568.5786 | 598.3901 | 0.01227% | 0.01158% | 0.0119% | 0.01115% | 6947 | 0.01132% | 0.01124% |  | 9.562 | 24.6373 | 26.0066 |  | 4423 | 565.346 | 543.9413 | 572.3835 |  | 4423 | 0.01231% | 0.01155% | 0.01185% | 0.01045% | 0.01236% | 0.013% |  | 4423 | 0.01155% | 0.01185% | 4423 | 7989 | 0.01116% | 3792 | 0.01132% | 0.01124% |  | 4423 | 0.01236% | 0.013% | 0.01268% |  | 4423 | 6947 | 0.01124% | 0.01194%
| Jul | 4 | 8 | 4424 | 587.3601 | 581.4164 | 610.4586 | 0.01254% | 0.01184% | 0.01214% | 0.01115% | 1115 | 0.01132% | 0.01124% |  | 9.5627 | 24.6369 | 26.008 |  | 4424 | 577.7974 | 556.7794 | 584.4507 |  | 4424 | 0.01258% | 0.01182% | 0.0121% | 0.01045% | 0.01236% | 0.013% |  | 4424 | 0.01182% | 0.0121% | 4424 | 2725 | 0.01116% | 169 | 0.01132% | 0.01124% |  | 4424 | 0.01236% | 0.013% | 0.01268% |  | 4424 | 1115 | 0.01124% | 0.009776%
| Jul | 4 | 9 | 4425 | 606.4721 | 591.7965 | 623.0616 | 0.01294% | 0.01205% | 0.01239% | 0.01115% | 5405 | 0.01132% | 0.01124% |  | 9.5634 | 24.6366 | 26.0093 |  | 4425 | 596.9087 | 567.1599 | 597.0523 |  | 4425 | 0.01299% | 0.01204% | 0.01236% | 0.01045% | 0.01236% | 0.013% |  | 4425 | 0.01204% | 0.01236% | 4425 | 516 | 0.01115% | 3793 | 0.01132% | 0.01124% |  | 4425 | 0.01236% | 0.013% | 0.01268% |  | 4425 | 5405 | 0.01124% | 0.01247%
| Jul | 4 | 10 | 4426 | 621.2398 | 609.2332 | 635.5334 | 0.01326% | 0.01241% | 0.01264% | 0.01115% | 8123 | 0.01132% | 0.01124% |  | 9.5641 | 24.6363 | 26.0106 |  | 4426 | 611.6757 | 584.597 | 609.5227 |  | 4426 | 0.01331% | 0.01241% | 0.01262% | 0.01045% | 0.01236% | 0.013% |  | 4426 | 0.01241% | 0.01262% | 4426 | 118 | 0.01115% | 7969 | 0.01132% | 0.01124% |  | 4426 | 0.01236% | 0.013% | 0.01268% |  | 4426 | 8123 | 0.01124% | 0.01149%
| Jul | 4 | 11 | 4427 | 636.6713 | 619.0734 | 644.1604 | 0.01359% | 0.01261% | 0.01281% | 0.01115% | 6758 | 0.01132% | 0.01124% |  | 9.5648 | 24.6359 | 26.012 |  | 4427 | 627.1064 | 594.4375 | 618.1484 |  | 4427 | 0.01365% | 0.01262% | 0.0128% | 0.01045% | 0.01236% | 0.013% |  | 4427 | 0.01262% | 0.0128% | 4427 | 1054 | 0.01115% | 6917 | 0.01132% | 0.01124% |  | 4427 | 0.01236% | 0.013% | 0.01268% |  | 4427 | 6758 | 0.01124% | 0.01196%
| Jul | 4 | 12 | 4428 | 656.4595 | 628.3177 | 652.2061 | 0.01401% | 0.01279% | 0.01297% | 0.01115% | 4563 | 0.01132% | 0.01124% |  | 9.5655 | 24.6356 | 26.0133 |  | 4428 | 646.894 | 603.6822 | 626.1928 |  | 4428 | 0.01408% | 0.01281% | 0.01297% | 0.01046% | 0.01236% | 0.013% |  | 4428 | 0.01281% | 0.01297% | 4428 | 3186 | 0.01115% | 6034 | 0.01132% | 0.01124% |  | 4428 | 0.01236% | 0.013% | 0.01268% |  | 4428 | 4563 | 0.01124% | 0.01271%
| Jul | 4 | 13 | 4429 | 670.0661 | 632.7025 | 661.4052 | 0.0143% | 0.01288% | 0.01315% | 0.01115% | 19 | 0.01132% | 0.01124% |  | 9.5662 | 24.6352 | 26.0147 |  | 4429 | 660.4999 | 608.0673 | 635.3905 |  | 4429 | 0.01438% | 0.01291% | 0.01316% | 0.01046% | 0.01236% | 0.013% |  | 4429 | 0.01291% | 0.01316% | 4429 | 5708 | 0.01115% | 1738 | 0.01132% | 0.01124% |  | 4429 | 0.01236% | 0.013% | 0.01268% |  | 4429 | 19 | 0.01124% | 0.00913%
| Jul | 4 | 14 | 4430 | 680.2524 | 636.3332 | 666.3189 | 0.01452% | 0.01296% | 0.01325% | 0.01115% | 7378 | 0.01132% | 0.01123% |  | 9.567 | 24.6349 | 26.016 |  | 4430 | 670.6855 | 611.6983 | 640.3028 |  | 4430 | 0.0146% | 0.01298% | 0.01326% | 0.01046% | 0.01236% | 0.013% |  | 4430 | 0.01298% | 0.01326% | 4430 | 1165 | 0.01115% | 1263 | 0.01132% | 0.01124% |  | 4430 | 0.01236% | 0.013% | 0.01268% |  | 4430 | 7378 | 0.01124% | 0.01186%
| Jul | 4 | 15 | 4431 | 684.3621 | 640.2525 | 670.9606 | 0.01461% | 0.01304% | 0.01334% | 0.01115% | 4321 | 0.01132% | 0.01123% |  | 9.5677 | 24.6345 | 26.0173 |  | 4431 | 674.7944 | 615.618 | 644.9432 |  | 4431 | 0.01469% | 0.01307% | 0.01336% | 0.01046% | 0.01236% | 0.013% |  | 4431 | 0.01307% | 0.01336% | 4431 | 6165 | 0.01115% | 201 | 0.01132% | 0.01124% |  | 4431 | 0.01236% | 0.013% | 0.01268% |  | 4431 | 4321 | 0.01124% | 0.01265%
| Jul | 4 | 16 | 4432 | 684.7976 | 638.4837 | 670.5199 | 0.01462% | 0.013% | 0.01333% | 0.01115% | 6731 | 0.01132% | 0.01123% |  | 9.5684 | 24.6342 | 26.0187 |  | 4432 | 675.2293 | 613.8496 | 644.5012 |  | 4432 | 0.0147% | 0.01303% | 0.01335% | 0.01046% | 0.01236% | 0.013% |  | 4432 | 0.01303% | 0.01335% | 4432 | 1161 | 0.01115% | 3228 | 0.01132% | 0.01124% |  | 4432 | 0.01236% | 0.013% | 0.01268% |  | 4432 | 6731 | 0.01124% | 0.01197%
| Jul | 4 | 17 | 4433 | 683.9237 | 629.7328 | 667.9692 | 0.0146% | 0.01282% | 0.01328% | 0.01115% | 5504 | 0.01132% | 0.01123% |  | 9.5691 | 24.6338 | 26.02 |  | 4433 | 674.3546 | 605.099 | 641.9492 |  | 4433 | 0.01468% | 0.01284% | 0.01329% | 0.01046% | 0.01236% | 0.01301% |  | 4433 | 0.01284% | 0.01329% | 4433 | 7676 | 0.01115% | 2958 | 0.01132% | 0.01124% |  | 4433 | 0.01236% | 0.01301% | 0.01268% |  | 4433 | 5504 | 0.01124% | 0.01242%
| Jul | 4 | 18 | 4434 | 668.274 | 623.9516 | 658.5545 | 0.01426% | 0.01271% | 0.0131% | 0.01115% | 6730 | 0.01132% | 0.01123% |  | 9.5698 | 24.6334 | 26.0213 |  | 4434 | 658.7042 | 599.3181 | 632.5332 |  | 4434 | 0.01434% | 0.01272% | 0.0131% | 0.01046% | 0.01236% | 0.01301% |  | 4434 | 0.01272% | 0.0131% | 4434 | 6634 | 0.01115% | 8349 | 0.01132% | 0.01124% |  | 4434 | 0.01236% | 0.01301% | 0.01268% |  | 4434 | 6730 | 0.01124% | 0.01197%
| Jul | 4 | 19 | 4435 | 655.2249 | 616.0385 | 647.5925 | 0.01398% | 0.01254% | 0.01288% | 0.01115% | 1407 | 0.01132% | 0.01123% |  | 9.5705 | 24.6331 | 26.0227 |  | 4435 | 645.6544 | 591.4054 | 621.5698 |  | 4435 | 0.01405% | 0.01255% | 0.01287% | 0.01046% | 0.01236% | 0.01301% |  | 4435 | 0.01255% | 0.01287% | 4435 | 7584 | 0.01115% | 7546 | 0.01132% | 0.01124% |  | 4435 | 0.01236% | 0.01301% | 0.01268% |  | 4435 | 1407 | 0.01124% | 0.01003%
| Jul | 4 | 20 | 4436 | 639.1335 | 605.7421 | 633.5266 | 0.01364% | 0.01234% | 0.0126% | 0.01115% | 7893 | 0.01132% | 0.01123% |  | 9.5712 | 24.6327 | 26.024 |  | 4436 | 629.5623 | 581.1094 | 607.5026 |  | 4436 | 0.0137% | 0.01233% | 0.01258% | 0.01046% | 0.01236% | 0.01301% |  | 4436 | 0.01233% | 0.01258% | 4436 | 682 | 0.01115% | 8032 | 0.01132% | 0.01124% |  | 4436 | 0.01236% | 0.01301% | 0.01268% |  | 4436 | 7893 | 0.01124% | 0.01164%
| Jul | 4 | 21 | 4437 | 622.5133 | 599.9796 | 624.8058 | 0.01329% | 0.01222% | 0.01242% | 0.01115% | 775 | 0.01132% | 0.01123% |  | 9.5719 | 24.6324 | 26.0253 |  | 4437 | 612.9414 | 575.3472 | 598.7805 |  | 4437 | 0.01334% | 0.01221% | 0.0124% | 0.01046% | 0.01236% | 0.01301% |  | 4437 | 0.01221% | 0.0124% | 4437 | 8758 | 0.01115% | 5478 | 0.01132% | 0.01123% |  | 4437 | 0.01236% | 0.01301% | 0.01268% |  | 4437 | 775 | 0.01123% | 0.00951%
| Jul | 4 | 22 | 4438 | 603.9876 | 592.1596 | 613.7031 | 0.01289% | 0.01206% | 0.0122% | 0.01115% | 3438 | 0.01132% | 0.01123% |  | 9.5726 | 24.632 | 26.0266 |  | 4438 | 594.415 | 567.5276 | 587.6765 |  | 4438 | 0.01294% | 0.01205% | 0.01217% | 0.01046% | 0.01236% | 0.01301% |  | 4438 | 0.01205% | 0.01217% | 4438 | 427 | 0.01115% | 363 | 0.01132% | 0.01123% |  | 4438 | 0.01236% | 0.01301% | 0.01268% |  | 4438 | 3438 | 0.01123% | 0.01202%
| Jul | 4 | 23 | 4439 | 591.3366 | 584.1255 | 603.135 | 0.01262% | 0.01189% | 0.01199% | 0.01114% | 7908 | 0.01132% | 0.01123% |  | 9.5733 | 24.6316 | 26.028 |  | 4439 | 581.7633 | 559.4938 | 577.107 |  | 4439 | 0.01266% | 0.01188% | 0.01195% | 0.01046% | 0.01236% | 0.01301% |  | 4439 | 0.01188% | 0.01195% | 4439 | 4009 | 0.01115% | 46 | 0.01131% | 0.01123% |  | 4439 | 0.01236% | 0.01301% | 0.01268% |  | 4439 | 7908 | 0.01123% | 0.01163%
| Jul | 5 | 0 | 4440 | 576.4135 | 576.3986 | 590.2131 | 0.0123% | 0.01174% | 0.01174% | 0.01114% | 2994 | 0.01132% | 0.01123% |  | 9.574 | 24.6313 | 26.0293 |  | 4440 | 566.8395 | 551.7673 | 564.1839 |  | 4440 | 0.01234% | 0.01171% | 0.01168% | 0.01046% | 0.01236% | 0.01301% |  | 4440 | 0.01171% | 0.01168% | 4440 | 2071 | 0.01115% | 4562 | 0.01131% | 0.01123% |  | 4440 | 0.01236% | 0.01301% | 0.01268% |  | 4440 | 2994 | 0.01123% | 0.01155%
| Jul | 5 | 1 | 4441 | 566.3822 | 572.0324 | 584.9525 | 0.01209% | 0.01165% | 0.01163% | 0.01114% | 6138 | 0.01132% | 0.01123% |  | 9.5747 | 24.6309 | 26.0306 |  | 4441 | 556.8075 | 547.4015 | 558.9219 |  | 4441 | 0.01212% | 0.01162% | 0.01157% | 0.01047% | 0.01236% | 0.01301% |  | 4441 | 0.01162% | 0.01157% | 4441 | 7474 | 0.01115% | 538 | 0.01131% | 0.01123% |  | 4441 | 0.01236% | 0.01301% | 0.01268% |  | 4441 | 6138 | 0.01123% | 0.01211%
| Jul | 5 | 2 | 4442 | 562.235 | 567.3963 | 580.2733 | 0.012% | 0.01155% | 0.01154% | 0.01114% | 8333 | 0.01132% | 0.01123% |  | 9.5755 | 24.6305 | 26.0319 |  | 4442 | 552.6595 | 542.7657 | 554.2414 |  | 4442 | 0.01203% | 0.01152% | 0.01148% | 0.01047% | 0.01236% | 0.01301% |  | 4442 | 0.01152% | 0.01148% | 4442 | 5953 | 0.01115% | 2844 | 0.01131% | 0.01123% |  | 4442 | 0.01236% | 0.01301% | 0.01268% |  | 4442 | 8333 | 0.01123% | 0.01132%
| Jul | 5 | 3 | 4443 | 560.5748 | 565.5809 | 578.4072 | 0.01196% | 0.01152% | 0.0115% | 0.01114% | 7475 | 0.01132% | 0.01123% |  | 9.5762 | 24.6302 | 26.0332 |  | 4443 | 550.9987 | 540.9507 | 552.374 |  | 4443 | 0.01199% | 0.01148% | 0.01144% | 0.01047% | 0.01236% | 0.01301% |  | 4443 | 0.01148% | 0.01144% | 4443 | 8326 | 0.01115% | 7996 | 0.01131% | 0.01123% |  | 4443 | 0.01236% | 0.01301% | 0.01269% |  | 4443 | 7475 | 0.01123% | 0.01183%
| Jul | 5 | 4 | 4444 | 557.769 | 564.7244 | 580.1232 | 0.0119% | 0.0115% | 0.01154% | 0.01114% | 2771 | 0.01131% | 0.01123% |  | 9.5769 | 24.6298 | 26.0345 |  | 4444 | 548.1922 | 540.0946 | 554.0887 |  | 4444 | 0.01193% | 0.01146% | 0.01147% | 0.01047% | 0.01236% | 0.01301% |  | 4444 | 0.01146% | 0.01147% | 4444 | 6035 | 0.01115% | 3794 | 0.01131% | 0.01123% |  | 4444 | 0.01236% | 0.01301% | 0.01269% |  | 4444 | 2771 | 0.01123% | 0.0113%
| Jul | 5 | 5 | 4445 | 560.4397 | 567.2194 | 585.4307 | 0.01196% | 0.01155% | 0.01164% | 0.01114% | 3822 | 0.01131% | 0.01123% |  | 9.5776 | 24.6294 | 26.0358 |  | 4445 | 550.8621 | 542.59 | 559.3949 |  | 4445 | 0.01199% | 0.01152% | 0.01158% | 0.01047% | 0.01236% | 0.01301% |  | 4445 | 0.01152% | 0.01158% | 4445 | 6871 | 0.01115% | 6979 | 0.01131% | 0.01123% |  | 4445 | 0.01236% | 0.01301% | 0.01269% |  | 4445 | 3822 | 0.01123% | 0.01236%
| Jul | 5 | 6 | 4446 | 579.1899 | 580.9695 | 591.1509 | 0.01236% | 0.01183% | 0.01175% | 0.01114% | 7816 | 0.01131% | 0.01123% |  | 9.5783 | 24.629 | 26.0371 |  | 4446 | 569.6116 | 556.3405 | 565.1137 |  | 4446 | 0.0124% | 0.01181% | 0.0117% | 0.01047% | 0.01236% | 0.01301% |  | 4446 | 0.01181% | 0.0117% | 4446 | 8554 | 0.01115% | 3577 | 0.01131% | 0.01123% |  | 4446 | 0.01236% | 0.01301% | 0.01269% |  | 4446 | 7816 | 0.01123% | 0.01168%
| Jul | 5 | 7 | 4447 | 595.4243 | 596.9447 | 602.9287 | 0.01271% | 0.01216% | 0.01199% | 0.01114% | 1691 | 0.01131% | 0.01123% |  | 9.579 | 24.6287 | 26.0384 |  | 4447 | 585.8453 | 572.316 | 576.8902 |  | 4447 | 0.01275% | 0.01215% | 0.01195% | 0.01047% | 0.01236% | 0.01301% |  | 4447 | 0.01215% | 0.01195% | 4447 | 6269 | 0.01115% | 7891 | 0.01131% | 0.01123% |  | 4447 | 0.01236% | 0.01301% | 0.01269% |  | 4447 | 1691 | 0.01123% | 0.01026%
| Jul | 5 | 8 | 4448 | 610.0286 | 611.2534 | 615.7099 | 0.01302% | 0.01245% | 0.01224% | 0.01114% | 6949 | 0.01131% | 0.01123% |  | 9.5797 | 24.6283 | 26.0398 |  | 4448 | 600.4489 | 586.6251 | 589.6701 |  | 4448 | 0.01307% | 0.01245% | 0.01221% | 0.01047% | 0.01236% | 0.01301% |  | 4448 | 0.01245% | 0.01221% | 4448 | 181 | 0.01115% | 7829 | 0.01131% | 0.01123% |  | 4448 | 0.01236% | 0.01301% | 0.01269% |  | 4448 | 6949 | 0.01123% | 0.01194%
| Jul | 5 | 9 | 4449 | 630.5802 | 629.0159 | 629.7664 | 0.01346% | 0.01281% | 0.01252% | 0.01114% | 209 | 0.01131% | 0.01123% |  | 9.5804 | 24.6279 | 26.041 |  | 4449 | 620.9999 | 604.388 | 603.7253 |  | 4449 | 0.01352% | 0.01283% | 0.0125% | 0.01047% | 0.01236% | 0.01302% |  | 4449 | 0.01283% | 0.0125% | 4449 | 174 | 0.01115% | 5908 | 0.01131% | 0.01123% |  | 4449 | 0.01236% | 0.01302% | 0.01269% |  | 4449 | 209 | 0.01123% | 0.009195%
| Jul | 5 | 10 | 4450 | 649.7181 | 648.9848 | 645.7264 | 0.01387% | 0.01322% | 0.01284% | 0.01114% | 3355 | 0.01131% | 0.01123% |  | 9.5811 | 24.6275 | 26.0423 |  | 4450 | 640.137 | 624.3573 | 619.6841 |  | 4450 | 0.01393% | 0.01325% | 0.01283% | 0.01047% | 0.01236% | 0.01302% |  | 4450 | 0.01325% | 0.01283% | 4450 | 8351 | 0.01115% | 192 | 0.01131% | 0.01123% |  | 4450 | 0.01236% | 0.01302% | 0.01269% |  | 4450 | 3355 | 0.01123% | 0.01193%
| Jul | 5 | 11 | 4451 | 671.2411 | 670.0336 | 660.2893 | 0.01433% | 0.01364% | 0.01313% | 0.01114% | 466 | 0.01131% | 0.01123% |  | 9.5818 | 24.6271 | 26.0436 |  | 4451 | 661.6593 | 645.4065 | 634.2456 |  | 4451 | 0.0144% | 0.0137% | 0.01313% | 0.01047% | 0.01236% | 0.01302% |  | 4451 | 0.0137% | 0.01313% | 4451 | 8235 | 0.01115% | 6790 | 0.01131% | 0.01123% |  | 4451 | 0.01236% | 0.01302% | 0.01269% |  | 4451 | 466 | 0.01123% | 0.009313%
| Jul | 5 | 12 | 4452 | 693.6789 | 685.5433 | 671.5514 | 0.01481% | 0.01396% | 0.01335% | 0.01114% | 725 | 0.01131% | 0.01123% |  | 9.5825 | 24.6268 | 26.0449 |  | 4452 | 684.0964 | 660.9165 | 645.5064 |  | 4452 | 0.01489% | 0.01403% | 0.01337% | 0.01047% | 0.01236% | 0.01302% |  | 4452 | 0.01403% | 0.01337% | 4452 | 6986 | 0.01115% | 6768 | 0.01131% | 0.01123% |  | 4452 | 0.01236% | 0.01302% | 0.01269% |  | 4452 | 725 | 0.01123% | 0.009475%
| Jul | 5 | 13 | 4453 | 713.1022 | 700.4292 | 679.3438 | 0.01522% | 0.01426% | 0.01351% | 0.01114% | 645 | 0.01131% | 0.01123% |  | 9.5832 | 24.6264 | 26.0462 |  | 4453 | 703.519 | 675.8028 | 653.2976 |  | 4453 | 0.01531% | 0.01434% | 0.01353% | 0.01047% | 0.01236% | 0.01302% |  | 4453 | 0.01434% | 0.01353% | 4453 | 5876 | 0.01115% | 8030 | 0.01131% | 0.01123% |  | 4453 | 0.01236% | 0.01302% | 0.01269% |  | 4453 | 645 | 0.01123% | 0.009422%
| Jul | 5 | 14 | 4454 | 723.7473 | 709.3012 | 685.9642 | 0.01545% | 0.01444% | 0.01364% | 0.01114% | 8327 | 0.01131% | 0.01123% |  | 9.5839 | 24.626 | 26.0475 |  | 4454 | 714.1634 | 684.6752 | 659.9167 |  | 4454 | 0.01555% | 0.01453% | 0.01367% | 0.01048% | 0.01236% | 0.01302% |  | 4454 | 0.01453% | 0.01367% | 4454 | 8270 | 0.01115% | 8358 | 0.01131% | 0.01123% |  | 4454 | 0.01236% | 0.01302% | 0.01269% |  | 4454 | 8327 | 0.01123% | 0.01133%
| Jul | 5 | 15 | 4455 | 731.0745 | 715.3244 | 691.4124 | 0.0156% | 0.01457% | 0.01375% | 0.01114% | 8031 | 0.01131% | 0.01123% |  | 9.5846 | 24.6256 | 26.0488 |  | 4455 | 721.4899 | 690.6988 | 665.3636 |  | 4455 | 0.01571% | 0.01466% | 0.01378% | 0.01048% | 0.01236% | 0.01302% |  | 4455 | 0.01466% | 0.01378% | 4455 | 1026 | 0.01115% | 7136 | 0.01131% | 0.01123% |  | 4455 | 0.01236% | 0.01302% | 0.01269% |  | 4455 | 8031 | 0.01123% | 0.01155%
| Jul | 5 | 16 | 4456 | 731.9141 | 718.229 | 691.0279 | 0.01562% | 0.01463% | 0.01374% | 0.01114% | 2769 | 0.01131% | 0.01122% |  | 9.5853 | 24.6252 | 26.0501 |  | 4456 | 722.3288 | 693.6038 | 664.9778 |  | 4456 | 0.01572% | 0.01472% | 0.01377% | 0.01048% | 0.01236% | 0.01302% |  | 4456 | 0.01472% | 0.01377% | 4456 | 6996 | 0.01115% | 503 | 0.01131% | 0.01123% |  | 4456 | 0.01236% | 0.01302% | 0.01269% |  | 4456 | 2769 | 0.01123% | 0.0113%
| Jul | 5 | 17 | 4457 | 728.9083 | 714.2166 | 687.6896 | 0.01556% | 0.01454% | 0.01367% | 0.01114% | 7846 | 0.01131% | 0.01122% |  | 9.586 | 24.6248 | 26.0514 |  | 4457 | 719.3223 | 689.5918 | 661.6382 |  | 4457 | 0.01566% | 0.01464% | 0.0137% | 0.01048% | 0.01236% | 0.01302% |  | 4457 | 0.01464% | 0.0137% | 4457 | 7715 | 0.01115% | 1049 | 0.01131% | 0.01123% |  | 4457 | 0.01236% | 0.01302% | 0.01269% |  | 4457 | 7846 | 0.01123% | 0.01166%
| Jul | 5 | 18 | 4458 | 716.322 | 702.8683 | 676.2775 | 0.01529% | 0.01431% | 0.01345% | 0.01114% | 7579 | 0.01131% | 0.01122% |  | 9.5867 | 24.6244 | 26.0527 |  | 4458 | 706.7353 | 678.2439 | 650.2248 |  | 4458 | 0.01538% | 0.0144% | 0.01347% | 0.01048% | 0.01236% | 0.01302% |  | 4458 | 0.0144% | 0.01347% | 4458 | 419 | 0.01114% | 3817 | 0.01131% | 0.01123% |  | 4458 | 0.01236% | 0.01302% | 0.01269% |  | 4458 | 7579 | 0.01123% | 0.01179%
| Jul | 5 | 19 | 4459 | 697.4032 | 691.9948 | 657.5793 | 0.01488% | 0.01409% | 0.01308% | 0.01114% | 3192 | 0.01131% | 0.01122% |  | 9.5874 | 24.624 | 26.0539 |  | 4459 | 687.8157 | 667.3707 | 631.5253 |  | 4459 | 0.01497% | 0.01416% | 0.01308% | 0.01048% | 0.01236% | 0.01302% |  | 4459 | 0.01416% | 0.01308% | 4459 | 2731 | 0.01114% | 10 | 0.01131% | 0.01123% |  | 4459 | 0.01236% | 0.01302% | 0.01269% |  | 4459 | 3192 | 0.01123% | 0.01176%
| Jul | 5 | 20 | 4460 | 682.3051 | 676.5782 | 646.636 | 0.01456% | 0.01378% | 0.01286% | 0.01114% | 6826 | 0.01131% | 0.01122% |  | 9.5881 | 24.6237 | 26.0552 |  | 4460 | 672.717 | 651.9546 | 620.5808 |  | 4460 | 0.01464% | 0.01384% | 0.01285% | 0.01048% | 0.01236% | 0.01302% |  | 4460 | 0.01384% | 0.01285% | 4460 | 3865 | 0.01114% | 3840 | 0.01131% | 0.01123% |  | 4460 | 0.01236% | 0.01302% | 0.01269% |  | 4460 | 6826 | 0.01123% | 0.01195%
| Jul | 5 | 21 | 4461 | 667.4857 | 659.4301 | 638.2715 | 0.01425% | 0.01343% | 0.01269% | 0.01114% | 3389 | 0.01131% | 0.01122% |  | 9.5888 | 24.6233 | 26.0565 |  | 4461 | 657.8969 | 634.8069 | 612.215 |  | 4461 | 0.01432% | 0.01347% | 0.01268% | 0.01048% | 0.01236% | 0.01302% |  | 4461 | 0.01347% | 0.01268% | 4461 | 716 | 0.01114% | 1781 | 0.01131% | 0.01123% |  | 4461 | 0.01236% | 0.01302% | 0.01269% |  | 4461 | 3389 | 0.01123% | 0.01197%
| Jul | 5 | 22 | 4462 | 644.2785 | 641.7793 | 625.556 | 0.01375% | 0.01307% | 0.01244% | 0.01114% | 7798 | 0.01131% | 0.01122% |  | 9.5895 | 24.6229 | 26.0578 |  | 4462 | 634.689 | 617.1564 | 599.4982 |  | 4462 | 0.01382% | 0.0131% | 0.01241% | 0.01048% | 0.01236% | 0.01302% |  | 4462 | 0.0131% | 0.01241% | 4462 | 8492 | 0.01114% | 8102 | 0.01131% | 0.01123% |  | 4462 | 0.01236% | 0.01302% | 0.01269% |  | 4462 | 7798 | 0.01123% | 0.01169%
| Jul | 5 | 23 | 4463 | 622.7399 | 619.8647 | 605.1042 | 0.01329% | 0.01262% | 0.01203% | 0.01114% | 7948 | 0.01131% | 0.01122% |  | 9.5902 | 24.6225 | 26.059 |  | 4463 | 613.1497 | 595.2422 | 579.0452 |  | 4463 | 0.01335% | 0.01263% | 0.01199% | 0.01048% | 0.01235% | 0.01302% |  | 4463 | 0.01263% | 0.01199% | 4463 | 5840 | 0.01114% | 3192 | 0.01131% | 0.01122% |  | 4463 | 0.01235% | 0.01302% | 0.01269% |  | 4463 | 7948 | 0.01122% | 0.0116%
| Jul | 6 | 0 | 4464 | 609.3803 | 604.0199 | 593.8046 | 0.01301% | 0.0123% | 0.01181% | 0.01114% | 880 | 0.01131% | 0.01122% |  | 9.5909 | 24.6221 | 26.0603 |  | 4464 | 599.7894 | 579.3978 | 567.7443 |  | 4464 | 0.01306% | 0.0123% | 0.01176% | 0.01048% | 0.01235% | 0.01303% |  | 4464 | 0.0123% | 0.01176% | 4464 | 8542 | 0.01114% | 1313 | 0.01131% | 0.01122% |  | 4464 | 0.01235% | 0.01303% | 0.01269% |  | 4464 | 880 | 0.01122% | 0.009587%
| Jul | 6 | 1 | 4465 | 592.3092 | 597.4474 | 585.0744 | 0.01264% | 0.01217% | 0.01163% | 0.01114% | 8278 | 0.01131% | 0.01122% |  | 9.5916 | 24.6217 | 26.0616 |  | 4465 | 582.7176 | 572.8257 | 559.0128 |  | 4465 | 0.01268% | 0.01216% | 0.01158% | 0.01048% | 0.01235% | 0.01303% |  | 4465 | 0.01216% | 0.01158% | 4465 | 238 | 0.01114% | 661 | 0.01131% | 0.01122% |  | 4465 | 0.01235% | 0.01303% | 0.01269% |  | 4465 | 8278 | 0.01122% | 0.01137%
| Jul | 6 | 2 | 4466 | 581.1294 | 587.3559 | 578.6604 | 0.0124% | 0.01196% | 0.01151% | 0.01114% | 213 | 0.01131% | 0.01122% |  | 9.5923 | 24.6213 | 26.0628 |  | 4466 | 571.5371 | 562.7346 | 552.5975 |  | 4466 | 0.01244% | 0.01194% | 0.01144% | 0.01048% | 0.01235% | 0.01303% |  | 4466 | 0.01194% | 0.01144% | 4466 | 3700 | 0.01114% | 7968 | 0.01131% | 0.01122% |  | 4466 | 0.01235% | 0.01303% | 0.01269% |  | 4466 | 213 | 0.01122% | 0.009197%
| Jul | 6 | 3 | 4467 | 578.7979 | 582.4777 | 578.3322 | 0.01235% | 0.01186% | 0.0115% | 0.01114% | 7823 | 0.01131% | 0.01122% |  | 9.593 | 24.6209 | 26.0641 |  | 4467 | 569.2049 | 557.8568 | 552.2681 |  | 4467 | 0.01239% | 0.01184% | 0.01144% | 0.01049% | 0.01235% | 0.01303% |  | 4467 | 0.01184% | 0.01144% | 4467 | 5762 | 0.01114% | 4301 | 0.01131% | 0.01122% |  | 4467 | 0.01235% | 0.01303% | 0.01269% |  | 4467 | 7823 | 0.01122% | 0.01168%
| Jul | 6 | 4 | 4468 | 579.4153 | 579.1821 | 579.0542 | 0.01237% | 0.01179% | 0.01151% | 0.01114% | 6933 | 0.01131% | 0.01122% |  | 9.5937 | 24.6205 | 26.0654 |  | 4468 | 569.8216 | 554.5616 | 552.9888 |  | 4468 | 0.0124% | 0.01177% | 0.01145% | 0.01049% | 0.01235% | 0.01303% |  | 4468 | 0.01177% | 0.01145% | 4468 | 5912 | 0.01114% | 2993 | 0.0113% | 0.01122% |  | 4468 | 0.01235% | 0.01303% | 0.01269% |  | 4468 | 6933 | 0.01122% | 0.01194%
| Jul | 6 | 5 | 4469 | 581.7845 | 579.1728 | 577.8258 | 0.01242% | 0.01179% | 0.01149% | 0.01114% | 2958 | 0.01131% | 0.01122% |  | 9.5944 | 24.62 | 26.0666 |  | 4469 | 572.19 | 554.5527 | 551.7592 |  | 4469 | 0.01246% | 0.01177% | 0.01143% | 0.01049% | 0.01235% | 0.01303% |  | 4469 | 0.01177% | 0.01143% | 4469 | 3527 | 0.01114% | 4561 | 0.0113% | 0.01122% |  | 4469 | 0.01235% | 0.01303% | 0.01269% |  | 4469 | 2958 | 0.01122% | 0.01151%
| Jul | 6 | 6 | 4470 | 598.2957 | 597.6708 | 583.2365 | 0.01277% | 0.01217% | 0.0116% | 0.01114% | 4300 | 0.01131% | 0.01122% |  | 9.5951 | 24.6196 | 26.0679 |  | 4470 | 588.7005 | 573.0512 | 557.1686 |  | 4470 | 0.01281% | 0.01216% | 0.01154% | 0.01049% | 0.01235% | 0.01303% |  | 4470 | 0.01216% | 0.01154% | 4470 | 8434 | 0.01114% | 631 | 0.0113% | 0.01122% |  | 4470 | 0.01235% | 0.01303% | 0.01269% |  | 4470 | 4300 | 0.01122% | 0.01264%
| Jul | 6 | 7 | 4471 | 622.8267 | 620.656 | 592.3887 | 0.01329% | 0.01264% | 0.01178% | 0.01114% | 4327 | 0.01131% | 0.01122% |  | 9.5958 | 24.6192 | 26.0691 |  | 4471 | 613.2308 | 596.0368 | 566.3195 |  | 4471 | 0.01335% | 0.01265% | 0.01173% | 0.01049% | 0.01235% | 0.01303% |  | 4471 | 0.01265% | 0.01173% | 4471 | 7855 | 0.01114% | 5519 | 0.0113% | 0.01122% |  | 4471 | 0.01235% | 0.01303% | 0.01269% |  | 4471 | 4327 | 0.01122% | 0.01265%
| Jul | 6 | 8 | 4472 | 640.0674 | 638.6792 | 604.2884 | 0.01366% | 0.01301% | 0.01202% | 0.01114% | 6744 | 0.01131% | 0.01122% |  | 9.5965 | 24.6188 | 26.0704 |  | 4472 | 630.4709 | 614.0604 | 578.218 |  | 4472 | 0.01372% | 0.01303% | 0.01197% | 0.01049% | 0.01235% | 0.01303% |  | 4472 | 0.01303% | 0.01197% | 4472 | 8363 | 0.01114% | 6632 | 0.0113% | 0.01122% |  | 4472 | 0.01235% | 0.01303% | 0.01269% |  | 4472 | 6744 | 0.01122% | 0.01196%
| Jul | 6 | 9 | 4473 | 661.2905 | 655.1943 | 616.0193 | 0.01411% | 0.01334% | 0.01225% | 0.01114% | 7353 | 0.01131% | 0.01122% |  | 9.5972 | 24.6184 | 26.0717 |  | 4473 | 651.6932 | 630.5759 | 589.9477 |  | 4473 | 0.01419% | 0.01338% | 0.01222% | 0.01049% | 0.01235% | 0.01303% |  | 4473 | 0.01338% | 0.01222% | 4473 | 8389 | 0.01114% | 258 | 0.0113% | 0.01122% |  | 4473 | 0.01235% | 0.01303% | 0.01269% |  | 4473 | 7353 | 0.01122% | 0.01186%
| Jul | 6 | 10 | 4474 | 685.8549 | 672.7893 | 624.2994 | 0.01464% | 0.0137% | 0.01241% | 0.01113% | 1731 | 0.01131% | 0.01122% |  | 9.5979 | 24.618 | 26.0729 |  | 4474 | 676.257 | 648.1713 | 598.2265 |  | 4474 | 0.01472% | 0.01376% | 0.01239% | 0.01049% | 0.01235% | 0.01303% |  | 4474 | 0.01376% | 0.01239% | 4474 | 6825 | 0.01114% | 5931 | 0.0113% | 0.01122% |  | 4474 | 0.01235% | 0.01303% | 0.01269% |  | 4474 | 1731 | 0.01122% | 0.01029%
| Jul | 6 | 11 | 4475 | 708.4052 | 683.2718 | 636.7149 | 0.01512% | 0.01391% | 0.01266% | 0.01113% | 2773 | 0.01131% | 0.01122% |  | 9.5986 | 24.6176 | 26.0742 |  | 4475 | 698.8066 | 658.6542 | 610.6407 |  | 4475 | 0.01521% | 0.01398% | 0.01265% | 0.01049% | 0.01235% | 0.01303% |  | 4475 | 0.01398% | 0.01265% | 4475 | 6516 | 0.01114% | 5854 | 0.0113% | 0.01122% |  | 4475 | 0.01235% | 0.01303% | 0.01269% |  | 4475 | 2773 | 0.01122% | 0.01131%
| Jul | 6 | 12 | 4476 | 725.3576 | 691.1756 | 647.3956 | 0.01548% | 0.01407% | 0.01287% | 0.01113% | 1265 | 0.01131% | 0.01122% |  | 9.5993 | 24.6172 | 26.0754 |  | 4476 | 715.7582 | 666.5584 | 621.3202 |  | 4476 | 0.01558% | 0.01415% | 0.01287% | 0.01049% | 0.01235% | 0.01303% |  | 4476 | 0.01415% | 0.01287% | 4476 | 155 | 0.01114% | 6953 | 0.0113% | 0.01122% |  | 4476 | 0.01235% | 0.01303% | 0.01269% |  | 4476 | 1265 | 0.01122% | 0.009906%
| Jul | 6 | 13 | 4477 | 741.5007 | 698.0274 | 652.4405 | 0.01583% | 0.01421% | 0.01297% | 0.01113% | 1829 | 0.01131% | 0.01122% |  | 9.6 | 24.6167 | 26.0766 |  | 4477 | 731.9007 | 673.4106 | 626.3639 |  | 4477 | 0.01593% | 0.01429% | 0.01297% | 0.01049% | 0.01235% | 0.01303% |  | 4477 | 0.01429% | 0.01297% | 4477 | 3044 | 0.01114% | 3450 | 0.0113% | 0.01122% |  | 4477 | 0.01235% | 0.01303% | 0.01269% |  | 4477 | 1829 | 0.01122% | 0.01037%
| Jul | 6 | 14 | 4478 | 749.0267 | 700.0941 | 658.4982 | 0.01599% | 0.01426% | 0.01309% | 0.01113% | 2770 | 0.0113% | 0.01122% |  | 9.6007 | 24.6163 | 26.0779 |  | 4478 | 739.426 | 675.4777 | 632.4203 |  | 4478 | 0.0161% | 0.01434% | 0.0131% | 0.01049% | 0.01235% | 0.01303% |  | 4478 | 0.01434% | 0.0131% | 4478 | 7469 | 0.01114% | 106 | 0.0113% | 0.01122% |  | 4478 | 0.01235% | 0.01303% | 0.01269% |  | 4478 | 2770 | 0.01122% | 0.0113%
| Jul | 6 | 15 | 4479 | 754.6715 | 701.2671 | 661.874 | 0.01611% | 0.01428% | 0.01316% | 0.01113% | 572 | 0.0113% | 0.01122% |  | 9.6014 | 24.6159 | 26.0791 |  | 4479 | 745.0701 | 676.6512 | 635.7949 |  | 4479 | 0.01622% | 0.01436% | 0.01317% | 0.01049% | 0.01235% | 0.01303% |  | 4479 | 0.01436% | 0.01317% | 4479 | 6149 | 0.01114% | 6703 | 0.0113% | 0.01122% |  | 4479 | 0.01235% | 0.01303% | 0.01269% |  | 4479 | 572 | 0.01122% | 0.009375%
| Jul | 6 | 16 | 4480 | 756.9808 | 698.558 | 660.4581 | 0.01616% | 0.01423% | 0.01313% | 0.01113% | 3350 | 0.0113% | 0.01122% |  | 9.6021 | 24.6155 | 26.0804 |  | 4480 | 747.3787 | 673.9425 | 634.3777 |  | 4480 | 0.01627% | 0.0143% | 0.01314% | 0.0105% | 0.01235% | 0.01304% |  | 4480 | 0.0143% | 0.01314% | 4480 | 760 | 0.01114% | 6926 | 0.0113% | 0.01122% |  | 4480 | 0.01235% | 0.01304% | 0.01269% |  | 4480 | 3350 | 0.01122% | 0.01193%
| Jul | 6 | 17 | 4481 | 749.0799 | 692.4137 | 659.3328 | 0.01599% | 0.0141% | 0.01311% | 0.01113% | 6977 | 0.0113% | 0.01122% |  | 9.6028 | 24.6151 | 26.0816 |  | 4481 | 739.4771 | 667.7987 | 633.2512 |  | 4481 | 0.0161% | 0.01417% | 0.01311% | 0.0105% | 0.01235% | 0.01304% |  | 4481 | 0.01417% | 0.01311% | 4481 | 1541 | 0.01114% | 6106 | 0.0113% | 0.01122% |  | 4481 | 0.01235% | 0.01304% | 0.01269% |  | 4481 | 6977 | 0.01122% | 0.01193%
| Jul | 6 | 18 | 4482 | 734.1357 | 678.375 | 652.2811 | 0.01567% | 0.01381% | 0.01297% | 0.01113% | 1651 | 0.0113% | 0.01122% |  | 9.6035 | 24.6146 | 26.0828 |  | 4482 | 724.5322 | 653.7603 | 626.1983 |  | 4482 | 0.01577% | 0.01388% | 0.01297% | 0.0105% | 0.01235% | 0.01304% |  | 4482 | 0.01388% | 0.01297% | 4482 | 437 | 0.01114% | 67 | 0.0113% | 0.01122% |  | 4482 | 0.01235% | 0.01304% | 0.01269% |  | 4482 | 1651 | 0.01122% | 0.01023%
| Jul | 6 | 19 | 4483 | 714.9196 | 665.984 | 642.9976 | 0.01526% | 0.01356% | 0.01279% | 0.01113% | 3700 | 0.0113% | 0.01122% |  | 9.6042 | 24.6142 | 26.0841 |  | 4483 | 705.3154 | 641.3698 | 616.9136 |  | 4483 | 0.01535% | 0.01361% | 0.01278% | 0.0105% | 0.01235% | 0.01304% |  | 4483 | 0.01361% | 0.01278% | 4483 | 6437 | 0.01114% | 5645 | 0.0113% | 0.01122% |  | 4483 | 0.01235% | 0.01304% | 0.01269% |  | 4483 | 3700 | 0.01122% | 0.01226%
| Jul | 6 | 20 | 4484 | 699.3294 | 651.9825 | 626.1655 | 0.01493% | 0.01328% | 0.01245% | 0.01113% | 7795 | 0.0113% | 0.01122% |  | 9.6049 | 24.6138 | 26.0853 |  | 4484 | 689.7245 | 627.3687 | 600.0802 |  | 4484 | 0.01501% | 0.01332% | 0.01243% | 0.0105% | 0.01235% | 0.01304% |  | 4484 | 0.01332% | 0.01243% | 4484 | 8489 | 0.01114% | 382 | 0.0113% | 0.01122% |  | 4484 | 0.01235% | 0.01304% | 0.01269% |  | 4484 | 7795 | 0.01122% | 0.01169%
| Jul | 6 | 21 | 4485 | 687.8801 | 644.6745 | 615.1941 | 0.01468% | 0.01313% | 0.01223% | 0.01113% | 3672 | 0.0113% | 0.01122% |  | 9.6056 | 24.6134 | 26.0865 |  | 4485 | 678.2745 | 620.0612 | 589.1076 |  | 4485 | 0.01476% | 0.01316% | 0.0122% | 0.0105% | 0.01235% | 0.01304% |  | 4485 | 0.01316% | 0.0122% | 4485 | 587 | 0.01114% | 813 | 0.0113% | 0.01122% |  | 4485 | 0.01235% | 0.01304% | 0.01269% |  | 4485 | 3672 | 0.01122% | 0.01223%
| Jul | 6 | 22 | 4486 | 661.7972 | 629.3697 | 603.557 | 0.01412% | 0.01282% | 0.012% | 0.01113% | 609 | 0.0113% | 0.01122% |  | 9.6063 | 24.6129 | 26.0878 |  | 4486 | 652.1909 | 604.7568 | 577.4692 |  | 4486 | 0.0142% | 0.01284% | 0.01196% | 0.0105% | 0.01235% | 0.01304% |  | 4486 | 0.01284% | 0.01196% | 4486 | 8532 | 0.01114% | 4536 | 0.0113% | 0.01122% |  | 4486 | 0.01235% | 0.01304% | 0.01269% |  | 4486 | 609 | 0.01122% | 0.009399%
| Jul | 6 | 23 | 4487 | 638.2187 | 611.8492 | 588.0845 | 0.01362% | 0.01246% | 0.01169% | 0.01113% | 7813 | 0.0113% | 0.01122% |  | 9.607 | 24.6125 | 26.089 |  | 4487 | 628.6117 | 587.2367 | 561.9955 |  | 4487 | 0.01368% | 0.01246% | 0.01164% | 0.0105% | 0.01235% | 0.01304% |  | 4487 | 0.01246% | 0.01164% | 4487 | 3502 | 0.01114% | 373 | 0.0113% | 0.01122% |  | 4487 | 0.01235% | 0.01304% | 0.01269% |  | 4487 | 7813 | 0.01122% | 0.01168%
| Jul | 7 | 0 | 4488 | 621.4988 | 597.2239 | 575.6315 | 0.01326% | 0.01216% | 0.01145% | 0.01113% | 7016 | 0.0113% | 0.01122% |  | 9.6077 | 24.6121 | 26.0902 |  | 4488 | 611.8911 | 572.6119 | 549.5413 |  | 4488 | 0.01332% | 0.01215% | 0.01138% | 0.0105% | 0.01235% | 0.01304% |  | 4488 | 0.01215% | 0.01138% | 4488 | 3675 | 0.01114% | 1286 | 0.0113% | 0.01122% |  | 4488 | 0.01235% | 0.01304% | 0.01269% |  | 4488 | 7016 | 0.01122% | 0.01193%
| Jul | 7 | 1 | 4489 | 609.9675 | 588.8268 | 569.8645 | 0.01302% | 0.01199% | 0.01133% | 0.01113% | 467 | 0.0113% | 0.01122% |  | 9.6084 | 24.6116 | 26.0914 |  | 4489 | 600.3592 | 564.2151 | 543.7731 |  | 4489 | 0.01307% | 0.01198% | 0.01126% | 0.0105% | 0.01235% | 0.01304% |  | 4489 | 0.01198% | 0.01126% | 4489 | 5524 | 0.01114% | 7271 | 0.0113% | 0.01122% |  | 4489 | 0.01235% | 0.01304% | 0.0127% |  | 4489 | 467 | 0.01122% | 0.009314%
| Jul | 7 | 2 | 4490 | 604.1108 | 581.0254 | 567.9328 | 0.01289% | 0.01183% | 0.01129% | 0.01113% | 8044 | 0.0113% | 0.01122% |  | 9.6091 | 24.6112 | 26.0926 |  | 4490 | 594.5018 | 556.4142 | 541.8402 |  | 4490 | 0.01294% | 0.01181% | 0.01122% | 0.0105% | 0.01235% | 0.01304% |  | 4490 | 0.01181% | 0.01122% | 4490 | 3436 | 0.01114% | 8302 | 0.0113% | 0.01122% |  | 4490 | 0.01235% | 0.01304% | 0.0127% |  | 4490 | 8044 | 0.01122% | 0.01154%
| Jul | 7 | 3 | 4491 | 604.0273 | 577.8695 | 563.8068 | 0.01289% | 0.01177% | 0.01121% | 0.01113% | 8142 | 0.0113% | 0.01121% |  | 9.6097 | 24.6108 | 26.0939 |  | 4491 | 594.4176 | 553.2587 | 537.713 |  | 4491 | 0.01294% | 0.01174% | 0.01114% | 0.0105% | 0.01235% | 0.01304% |  | 4491 | 0.01174% | 0.01114% | 4491 | 4 | 0.01114% | 3355 | 0.0113% | 0.01122% |  | 4491 | 0.01235% | 0.01304% | 0.0127% |  | 4491 | 8142 | 0.01122% | 0.01147%
| Jul | 7 | 4 | 4492 | 604.1068 | 577.0409 | 562.0439 | 0.01289% | 0.01175% | 0.01118% | 0.01113% | 3537 | 0.0113% | 0.01121% |  | 9.6104 | 24.6103 | 26.0951 |  | 4492 | 594.4964 | 552.4306 | 535.9488 |  | 4492 | 0.01294% | 0.01173% | 0.0111% | 0.0105% | 0.01235% | 0.01304% |  | 4492 | 0.01173% | 0.0111% | 4492 | 6346 | 0.01114% | 2849 | 0.0113% | 0.01122% |  | 4492 | 0.01235% | 0.01304% | 0.0127% |  | 4492 | 3537 | 0.01122% | 0.01211%
| Jul | 7 | 5 | 4493 | 602.3615 | 575.7003 | 562.5784 | 0.01286% | 0.01172% | 0.01119% | 0.01113% | 7590 | 0.0113% | 0.01121% |  | 9.6111 | 24.6099 | 26.0963 |  | 4493 | 592.7504 | 551.0905 | 536.4821 |  | 4493 | 0.0129% | 0.0117% | 0.01111% | 0.01051% | 0.01235% | 0.01304% |  | 4493 | 0.0117% | 0.01111% | 4493 | 3512 | 0.01114% | 7039 | 0.0113% | 0.01122% |  | 4493 | 0.01235% | 0.01304% | 0.0127% |  | 4493 | 7590 | 0.01122% | 0.01179%
| Jul | 7 | 6 | 4494 | 610.472 | 584.9819 | 561.9876 | 0.01303% | 0.01191% | 0.01117% | 0.01113% | 3579 | 0.0113% | 0.01121% |  | 9.6118 | 24.6094 | 26.0975 |  | 4494 | 600.8601 | 560.3725 | 535.8901 |  | 4494 | 0.01308% | 0.01189% | 0.0111% | 0.01051% | 0.01235% | 0.01304% |  | 4494 | 0.01189% | 0.0111% | 4494 | 132 | 0.01114% | 2780 | 0.0113% | 0.01122% |  | 4494 | 0.01235% | 0.01304% | 0.0127% |  | 4494 | 3579 | 0.01122% | 0.01215%
| Jul | 7 | 7 | 4495 | 623.3698 | 598.0897 | 567.4077 | 0.0133% | 0.01218% | 0.01128% | 0.01113% | 3651 | 0.0113% | 0.01121% |  | 9.6125 | 24.609 | 26.0987 |  | 4495 | 613.7573 | 573.4807 | 541.309 |  | 4495 | 0.01336% | 0.01217% | 0.01121% | 0.01051% | 0.01235% | 0.01304% |  | 4495 | 0.01217% | 0.01121% | 4495 | 3115 | 0.01114% | 6975 | 0.0113% | 0.01122% |  | 4495 | 0.01235% | 0.01304% | 0.0127% |  | 4495 | 3651 | 0.01122% | 0.01221%
| Jul | 7 | 8 | 4496 | 641.126 | 617.7328 | 579.7481 | 0.01368% | 0.01258% | 0.01153% | 0.01113% | 9 | 0.0113% | 0.01121% |  | 9.6132 | 24.6086 | 26.0999 |  | 4496 | 631.5128 | 593.1242 | 553.6482 |  | 4496 | 0.01375% | 0.01259% | 0.01147% | 0.01051% | 0.01235% | 0.01305% |  | 4496 | 0.01259% | 0.01147% | 4496 | 965 | 0.01114% | 6732 | 0.0113% | 0.01122% |  | 4496 | 0.01235% | 0.01305% | 0.0127% |  | 4496 | 9 | 0.01122% | 0.009127%
| Jul | 7 | 9 | 4497 | 657.2359 | 631.2595 | 593.4389 | 0.01403% | 0.01285% | 0.0118% | 0.01113% | 1046 | 0.0113% | 0.01121% |  | 9.6139 | 24.6081 | 26.1011 |  | 4497 | 647.622 | 606.6514 | 567.3378 |  | 4497 | 0.0141% | 0.01288% | 0.01175% | 0.01051% | 0.01235% | 0.01305% |  | 4497 | 0.01288% | 0.01175% | 4497 | 3369 | 0.01114% | 7580 | 0.0113% | 0.01122% |  | 4497 | 0.01235% | 0.01305% | 0.0127% |  | 4497 | 1046 | 0.01122% | 0.009719%
| Jul | 7 | 10 | 4498 | 675.7922 | 644.0322 | 604.4103 | 0.01442% | 0.01311% | 0.01202% | 0.01113% | 8650 | 0.0113% | 0.01121% |  | 9.6146 | 24.6077 | 26.1023 |  | 4498 | 666.1776 | 619.4245 | 578.308 |  | 4498 | 0.0145% | 0.01315% | 0.01198% | 0.01051% | 0.01235% | 0.01305% |  | 4498 | 0.01315% | 0.01198% | 4498 | 1078 | 0.01114% | 2754 | 0.0113% | 0.01122% |  | 4498 | 0.01235% | 0.01305% | 0.0127% |  | 4498 | 8650 | 0.01122% | 0.01106%
| Jul | 7 | 11 | 4499 | 703.3335 | 653.1183 | 612.6154 | 0.01501% | 0.0133% | 0.01218% | 0.01113% | 3818 | 0.0113% | 0.01121% |  | 9.6153 | 24.6072 | 26.1035 |  | 4499 | 693.7183 | 628.511 | 586.5119 |  | 4499 | 0.0151% | 0.01334% | 0.01215% | 0.01051% | 0.01235% | 0.01305% |  | 4499 | 0.01334% | 0.01215% | 4499 | 7685 | 0.01114% | 607 | 0.0113% | 0.01122% |  | 4499 | 0.01235% | 0.01305% | 0.0127% |  | 4499 | 3818 | 0.01122% | 0.01236%
| Jul | 7 | 12 | 4500 | 724.7235 | 660.4262 | 622.7616 | 0.01547% | 0.01345% | 0.01238% | 0.01113% | 3231 | 0.0113% | 0.01121% |  | 9.616 | 24.6068 | 26.1047 |  | 4500 | 715.1076 | 635.8195 | 596.6568 |  | 4500 | 0.01557% | 0.0135% | 0.01236% | 0.01051% | 0.01235% | 0.01305% |  | 4500 | 0.0135% | 0.01236% | 4500 | 8484 | 0.01114% | 3438 | 0.0113% | 0.01122% |  | 4500 | 0.01235% | 0.01305% | 0.0127% |  | 4500 | 3231 | 0.01122% | 0.01181%
| Jul | 7 | 13 | 4501 | 734.0466 | 665.5651 | 626.8594 | 0.01567% | 0.01355% | 0.01246% | 0.01113% | 1125 | 0.0113% | 0.01121% |  | 9.6167 | 24.6063 | 26.1059 |  | 4501 | 724.43 | 640.9588 | 600.7535 |  | 4501 | 0.01577% | 0.0136% | 0.01244% | 0.01051% | 0.01235% | 0.01305% |  | 4501 | 0.0136% | 0.01244% | 4501 | 214 | 0.01114% | 1643 | 0.01129% | 0.01122% |  | 4501 | 0.01235% | 0.01305% | 0.0127% |  | 4501 | 1125 | 0.01122% | 0.009785%
| Jul | 7 | 14 | 4502 | 741.7609 | 670.2943 | 632.5795 | 0.01583% | 0.01365% | 0.01258% | 0.01112% | 643 | 0.0113% | 0.01121% |  | 9.6174 | 24.6059 | 26.1071 |  | 4502 | 732.1435 | 645.6885 | 606.4724 |  | 4502 | 0.01594% | 0.0137% | 0.01256% | 0.01051% | 0.01235% | 0.01305% |  | 4502 | 0.0137% | 0.01256% | 4502 | 2026 | 0.01113% | 4347 | 0.01129% | 0.01121% |  | 4502 | 0.01235% | 0.01305% | 0.0127% |  | 4502 | 643 | 0.01121% | 0.00942%
| Jul | 7 | 15 | 4503 | 749.1687 | 676.3176 | 636.0585 | 0.01599% | 0.01377% | 0.01265% | 0.01112% | 4255 | 0.0113% | 0.01121% |  | 9.618 | 24.6054 | 26.1083 |  | 4503 | 739.5507 | 651.7122 | 609.9502 |  | 4503 | 0.0161% | 0.01383% | 0.01263% | 0.01051% | 0.01235% | 0.01305% |  | 4503 | 0.01383% | 0.01263% | 4503 | 3187 | 0.01113% | 168 | 0.01129% | 0.01121% |  | 4503 | 0.01235% | 0.01305% | 0.0127% |  | 4503 | 4255 | 0.01121% | 0.01263%
| Jul | 7 | 16 | 4504 | 749.4412 | 678.9429 | 636.593 | 0.016% | 0.01383% | 0.01266% | 0.01112% | 3444 | 0.0113% | 0.01121% |  | 9.6187 | 24.605 | 26.1095 |  | 4504 | 739.8225 | 654.3379 | 610.4835 |  | 4504 | 0.0161% | 0.01389% | 0.01264% | 0.01051% | 0.01235% | 0.01305% |  | 4504 | 0.01389% | 0.01264% | 4504 | 8644 | 0.01113% | 259 | 0.01129% | 0.01121% |  | 4504 | 0.01235% | 0.01305% | 0.0127% |  | 4504 | 3444 | 0.01121% | 0.01202%
| Jul | 7 | 17 | 4505 | 739.5758 | 670.3781 | 634.2393 | 0.01578% | 0.01365% | 0.01261% | 0.01112% | 7911 | 0.0113% | 0.01121% |  | 9.6194 | 24.6045 | 26.1107 |  | 4505 | 729.9564 | 645.7736 | 608.1286 |  | 4505 | 0.01589% | 0.01371% | 0.01259% | 0.01051% | 0.01235% | 0.01305% |  | 4505 | 0.01371% | 0.01259% | 4505 | 2070 | 0.01113% | 2965 | 0.01129% | 0.01121% |  | 4505 | 0.01235% | 0.01305% | 0.0127% |  | 4505 | 7911 | 0.01121% | 0.01162%
| Jul | 7 | 18 | 4506 | 711.6013 | 657.8289 | 630.3665 | 0.01519% | 0.0134% | 0.01253% | 0.01112% | 491 | 0.0113% | 0.01121% |  | 9.6201 | 24.604 | 26.1119 |  | 4506 | 701.9812 | 633.2248 | 604.2546 |  | 4506 | 0.01528% | 0.01344% | 0.01251% | 0.01051% | 0.01235% | 0.01305% |  | 4506 | 0.01344% | 0.01251% | 4506 | 3434 | 0.01113% | 2996 | 0.01129% | 0.01121% |  | 4506 | 0.01235% | 0.01305% | 0.0127% |  | 4506 | 491 | 0.01121% | 0.009327%
| Jul | 7 | 19 | 4507 | 691.621 | 650.9398 | 624.7964 | 0.01476% | 0.01326% | 0.01242% | 0.01112% | 7496 | 0.01129% | 0.01121% |  | 9.6208 | 24.6036 | 26.113 |  | 4507 | 682.0002 | 626.3363 | 598.6834 |  | 4507 | 0.01485% | 0.01329% | 0.0124% | 0.01052% | 0.01235% | 0.01305% |  | 4507 | 0.01329% | 0.0124% | 4507 | 3413 | 0.01113% | 28 | 0.01129% | 0.01121% |  | 4507 | 0.01235% | 0.01305% | 0.0127% |  | 4507 | 7496 | 0.01121% | 0.01182%
| Jul | 7 | 20 | 4508 | 678.0402 | 638.884 | 616.5257 | 0.01447% | 0.01301% | 0.01226% | 0.01112% | 7711 | 0.01129% | 0.01121% |  | 9.6215 | 24.6031 | 26.1142 |  | 4508 | 668.4187 | 614.2809 | 590.4115 |  | 4508 | 0.01455% | 0.01304% | 0.01223% | 0.01052% | 0.01235% | 0.01305% |  | 4508 | 0.01304% | 0.01223% | 4508 | 287 | 0.01113% | 6057 | 0.01129% | 0.01121% |  | 4508 | 0.01235% | 0.01305% | 0.0127% |  | 4508 | 7711 | 0.01121% | 0.01174%
| Jul | 7 | 21 | 4509 | 669.101 | 626.4744 | 610.6368 | 0.01428% | 0.01276% | 0.01214% | 0.01112% | 2993 | 0.01129% | 0.01121% |  | 9.6222 | 24.6027 | 26.1154 |  | 4509 | 659.4788 | 601.8718 | 584.5214 |  | 4509 | 0.01436% | 0.01277% | 0.0121% | 0.01052% | 0.01234% | 0.01305% |  | 4509 | 0.01277% | 0.0121% | 4509 | 1880 | 0.01113% | 3389 | 0.01129% | 0.01121% |  | 4509 | 0.01234% | 0.01305% | 0.0127% |  | 4509 | 2993 | 0.01121% | 0.01155%
| Jul | 7 | 22 | 4510 | 654.6245 | 609.3356 | 594.0015 | 0.01397% | 0.01241% | 0.01181% | 0.01112% | 5311 | 0.01129% | 0.01121% |  | 9.6229 | 24.6022 | 26.1166 |  | 4510 | 645.0016 | 584.7334 | 567.885 |  | 4510 | 0.01404% | 0.01241% | 0.01176% | 0.01052% | 0.01234% | 0.01305% |  | 4510 | 0.01241% | 0.01176% | 4510 | 7690 | 0.01113% | 6081 | 0.01129% | 0.01121% |  | 4510 | 0.01234% | 0.01305% | 0.0127% |  | 4510 | 5311 | 0.01121% | 0.01252%
| Jul | 7 | 23 | 4511 | 633.652 | 596.6281 | 576.9256 | 0.01352% | 0.01215% | 0.01147% | 0.01112% | 3166 | 0.01129% | 0.01121% |  | 9.6236 | 24.6017 | 26.1178 |  | 4511 | 624.0284 | 572.0264 | 550.8078 |  | 4511 | 0.01358% | 0.01214% | 0.01141% | 0.01052% | 0.01234% | 0.01305% |  | 4511 | 0.01214% | 0.01141% | 4511 | 633 | 0.01113% | 3166 | 0.01129% | 0.01121% |  | 4511 | 0.01234% | 0.01305% | 0.0127% |  | 4511 | 3166 | 0.01121% | 0.01174%
| Jul | 8 | 0 | 4512 | 615.3086 | 584.2092 | 567.0701 | 0.01313% | 0.0119% | 0.01128% | 0.01112% | 3356 | 0.01129% | 0.01121% |  | 9.6243 | 24.6013 | 26.1189 |  | 4512 | 605.6844 | 559.608 | 540.9512 |  | 4512 | 0.01318% | 0.01188% | 0.0112% | 0.01052% | 0.01234% | 0.01305% |  | 4512 | 0.01188% | 0.0112% | 4512 | 5901 | 0.01113% | 1456 | 0.01129% | 0.01121% |  | 4512 | 0.01234% | 0.01305% | 0.0127% |  | 4512 | 3356 | 0.01121% | 0.01193%
| Jul | 8 | 1 | 4513 | 607.996 | 577.2178 | 564.1444 | 0.01298% | 0.01175% | 0.01122% | 0.01112% | 4490 | 0.01129% | 0.01121% |  | 9.6249 | 24.6008 | 26.1201 |  | 4513 | 598.3711 | 552.617 | 538.0243 |  | 4513 | 0.01303% | 0.01173% | 0.01114% | 0.01052% | 0.01234% | 0.01306% |  | 4513 | 0.01173% | 0.01114% | 4513 | 2767 | 0.01113% | 3231 | 0.01129% | 0.01121% |  | 4513 | 0.01234% | 0.01306% | 0.0127% |  | 4513 | 4490 | 0.01121% | 0.0127%
| Jul | 8 | 2 | 4514 | 600.3177 | 570.6825 | 560.3372 | 0.01281% | 0.01162% | 0.01114% | 0.01112% | 2844 | 0.01129% | 0.01121% |  | 9.6256 | 24.6003 | 26.1213 |  | 4514 | 590.6921 | 546.0822 | 534.216 |  | 4514 | 0.01286% | 0.01159% | 0.01106% | 0.01052% | 0.01234% | 0.01306% |  | 4514 | 0.01159% | 0.01106% | 4514 | 6055 | 0.01113% | 5646 | 0.01129% | 0.01121% |  | 4514 | 0.01234% | 0.01306% | 0.0127% |  | 4514 | 2844 | 0.01121% | 0.01138%
| Jul | 8 | 3 | 4515 | 595.1317 | 569.5281 | 557.3459 | 0.0127% | 0.0116% | 0.01108% | 0.01112% | 6 | 0.01129% | 0.01121% |  | 9.6263 | 24.5999 | 26.1225 |  | 4515 | 585.5054 | 544.9283 | 531.2234 |  | 4515 | 0.01275% | 0.01157% | 0.011% | 0.01052% | 0.01234% | 0.01306% |  | 4515 | 0.01157% | 0.011% | 4515 | 7675 | 0.01113% | 3350 | 0.01129% | 0.01121% |  | 4515 | 0.01234% | 0.01306% | 0.0127% |  | 4515 | 6 | 0.01121% | 0.009126%
| Jul | 8 | 4 | 4516 | 592.5907 | 566.1488 | 551.8415 | 0.01265% | 0.01153% | 0.01097% | 0.01112% | 526 | 0.01129% | 0.01121% |  | 9.627 | 24.5994 | 26.1236 |  | 4516 | 582.9637 | 541.5494 | 525.7178 |  | 4516 | 0.01269% | 0.01149% | 0.01089% | 0.01052% | 0.01234% | 0.01306% |  | 4516 | 0.01149% | 0.01089% | 4516 | 1615 | 0.01113% | 1047 | 0.01129% | 0.01121% |  | 4516 | 0.01234% | 0.01306% | 0.0127% |  | 4516 | 526 | 0.01121% | 0.009348%
| Jul | 8 | 5 | 4517 | 584.8813 | 564.1286 | 548.822 | 0.01248% | 0.01149% | 0.01091% | 0.01112% | 7578 | 0.01129% | 0.01121% |  | 9.6277 | 24.5989 | 26.1248 |  | 4517 | 575.2537 | 539.5297 | 522.6972 |  | 4517 | 0.01252% | 0.01145% | 0.01082% | 0.01052% | 0.01234% | 0.01306% |  | 4517 | 0.01145% | 0.01082% | 4517 | 418 | 0.01113% | 7890 | 0.01129% | 0.01121% |  | 4517 | 0.01234% | 0.01306% | 0.0127% |  | 4517 | 7578 | 0.01121% | 0.01179%
| Jul | 8 | 6 | 4518 | 592.3282 | 568.1689 | 566.9763 | 0.01264% | 0.01157% | 0.01127% | 0.01112% | 3677 | 0.01129% | 0.01121% |  | 9.6284 | 24.5984 | 26.1259 |  | 4518 | 582.6998 | 543.5705 | 540.8504 |  | 4518 | 0.01268% | 0.01154% | 0.0112% | 0.01052% | 0.01234% | 0.01306% |  | 4518 | 0.01154% | 0.0112% | 4518 | 2910 | 0.01112% | 269 | 0.01129% | 0.01121% |  | 4518 | 0.01234% | 0.01306% | 0.0127% |  | 4518 | 3677 | 0.01121% | 0.01224%
| Jul | 8 | 7 | 4519 | 607.2713 | 577.3947 | 577.4132 | 0.01296% | 0.01176% | 0.01148% | 0.01112% | 4346 | 0.01129% | 0.01121% |  | 9.6291 | 24.598 | 26.1271 |  | 4519 | 597.6422 | 552.7967 | 551.2861 |  | 4519 | 0.01301% | 0.01173% | 0.01142% | 0.01052% | 0.01234% | 0.01306% |  | 4519 | 0.01173% | 0.01142% | 4519 | 3480 | 0.01112% | 7964 | 0.01129% | 0.01121% |  | 4519 | 0.01234% | 0.01306% | 0.0127% |  | 4519 | 4346 | 0.01121% | 0.01266%
| Jul | 8 | 8 | 4520 | 628.1394 | 595.6786 | 582.2612 | 0.01341% | 0.01213% | 0.01158% | 0.01112% | 230 | 0.01129% | 0.01121% |  | 9.6297 | 24.5975 | 26.1283 |  | 4520 | 618.5097 | 571.0811 | 556.133 |  | 4520 | 0.01346% | 0.01212% | 0.01152% | 0.01053% | 0.01234% | 0.01306% |  | 4520 | 0.01212% | 0.01152% | 4520 | 4372 | 0.01112% | 2843 | 0.01129% | 0.01121% |  | 4520 | 0.01234% | 0.01306% | 0.0127% |  | 4520 | 230 | 0.01121% | 0.009203%
| Jul | 8 | 9 | 4521 | 642.5247 | 611.0299 | 595.0237 | 0.01371% | 0.01244% | 0.01183% | 0.01112% | 3697 | 0.01129% | 0.0112% |  | 9.6304 | 24.597 | 26.1294 |  | 4521 | 632.8943 | 586.4329 | 568.8942 |  | 4521 | 0.01378% | 0.01245% | 0.01178% | 0.01053% | 0.01234% | 0.01306% |  | 4521 | 0.01245% | 0.01178% | 4521 | 779 | 0.01112% | 2757 | 0.01129% | 0.01121% |  | 4521 | 0.01234% | 0.01306% | 0.0127% |  | 4521 | 3697 | 0.01121% | 0.01226%
| Jul | 8 | 10 | 4522 | 662.1997 | 626.9306 | 605.4324 | 0.01413% | 0.01277% | 0.01204% | 0.01112% | 4902 | 0.01129% | 0.0112% |  | 9.6311 | 24.5965 | 26.1306 |  | 4522 | 652.5686 | 602.3341 | 579.3018 |  | 4522 | 0.01421% | 0.01278% | 0.012% | 0.01053% | 0.01234% | 0.01306% |  | 4522 | 0.01278% | 0.012% | 4522 | 2266 | 0.01112% | 3795 | 0.01129% | 0.01121% |  | 4522 | 0.01234% | 0.01306% | 0.0127% |  | 4522 | 4902 | 0.01121% | 0.01268%
| Jul | 8 | 11 | 4523 | 681.471 | 642.1982 | 618.9919 | 0.01454% | 0.01308% | 0.01231% | 0.01112% | 65 | 0.01129% | 0.0112% |  | 9.6318 | 24.596 | 26.1317 |  | 4523 | 671.8392 | 617.6022 | 592.8602 |  | 4523 | 0.01462% | 0.01311% | 0.01228% | 0.01053% | 0.01234% | 0.01306% |  | 4523 | 0.01311% | 0.01228% | 4523 | 3039 | 0.01112% | 1807 | 0.01129% | 0.01121% |  | 4523 | 0.01234% | 0.01306% | 0.0127% |  | 4523 | 65 | 0.01121% | 0.009145%
| Jul | 8 | 12 | 4524 | 698.3052 | 654.0771 | 633.4704 | 0.0149% | 0.01332% | 0.0126% | 0.01112% | 818 | 0.01129% | 0.0112% |  | 9.6325 | 24.5956 | 26.1329 |  | 4524 | 688.6727 | 629.4816 | 607.3375 |  | 4524 | 0.01499% | 0.01336% | 0.01258% | 0.01053% | 0.01234% | 0.01306% |  | 4524 | 0.01336% | 0.01258% | 4524 | 6997 | 0.01112% | 5642 | 0.01129% | 0.0112% |  | 4524 | 0.01234% | 0.01306% | 0.0127% |  | 4524 | 818 | 0.0112% | 0.009541%
| Jul | 8 | 13 | 4525 | 711.8723 | 666.0026 | 642.6882 | 0.01519% | 0.01356% | 0.01278% | 0.01112% | 6715 | 0.01129% | 0.0112% |  | 9.6332 | 24.5951 | 26.134 |  | 4525 | 702.2391 | 641.4075 | 616.5542 |  | 4525 | 0.01529% | 0.01361% | 0.01277% | 0.01053% | 0.01234% | 0.01306% |  | 4525 | 0.01361% | 0.01277% | 4525 | 2940 | 0.01112% | 8123 | 0.01129% | 0.0112% |  | 4525 | 0.01234% | 0.01306% | 0.0127% |  | 4525 | 6715 | 0.0112% | 0.01197%
| Jul | 8 | 14 | 4526 | 718.6949 | 672.361 | 648.8584 | 0.01534% | 0.01369% | 0.0129% | 0.01112% | 7112 | 0.01129% | 0.0112% |  | 9.6339 | 24.5946 | 26.1352 |  | 4526 | 709.061 | 647.7664 | 622.7232 |  | 4526 | 0.01543% | 0.01375% | 0.0129% | 0.01053% | 0.01234% | 0.01306% |  | 4526 | 0.01375% | 0.0129% | 4526 | 5525 | 0.01112% | 7944 | 0.01129% | 0.0112% |  | 4526 | 0.01234% | 0.01306% | 0.0127% |  | 4526 | 7112 | 0.0112% | 0.01191%
| Jul | 8 | 15 | 4527 | 722.2821 | 675.9545 | 655.6288 | 0.01542% | 0.01376% | 0.01304% | 0.01112% | 8147 | 0.01129% | 0.0112% |  | 9.6345 | 24.5941 | 26.1363 |  | 4527 | 712.6476 | 651.3604 | 629.4925 |  | 4527 | 0.01551% | 0.01383% | 0.01304% | 0.01053% | 0.01234% | 0.01306% |  | 4527 | 0.01383% | 0.01304% | 4527 | 7482 | 0.01112% | 6127 | 0.01129% | 0.0112% |  | 4527 | 0.01234% | 0.01306% | 0.0127% |  | 4527 | 8147 | 0.0112% | 0.01147%
| Jul | 8 | 16 | 4528 | 724.415 | 679.5945 | 653.247 | 0.01546% | 0.01384% | 0.01299% | 0.01112% | 6786 | 0.01129% | 0.0112% |  | 9.6352 | 24.5936 | 26.1375 |  | 4528 | 714.7798 | 655.0009 | 627.1095 |  | 4528 | 0.01556% | 0.0139% | 0.01299% | 0.01053% | 0.01234% | 0.01306% |  | 4528 | 0.0139% | 0.01299% | 4528 | 683 | 0.01112% | 5663 | 0.01129% | 0.0112% |  | 4528 | 0.01234% | 0.01306% | 0.0127% |  | 4528 | 6786 | 0.0112% | 0.01196%
| Jul | 8 | 17 | 4529 | 719.7285 | 676.4293 | 652.9094 | 0.01536% | 0.01377% | 0.01298% | 0.01112% | 338 | 0.01129% | 0.0112% |  | 9.6359 | 24.5931 | 26.1386 |  | 4529 | 710.0926 | 651.8362 | 626.7708 |  | 4529 | 0.01546% | 0.01384% | 0.01298% | 0.01053% | 0.01234% | 0.01306% |  | 4529 | 0.01384% | 0.01298% | 4529 | 7540 | 0.01112% | 6948 | 0.01129% | 0.0112% |  | 4529 | 0.01234% | 0.01306% | 0.0127% |  | 4529 | 338 | 0.0112% | 0.009248%
| Jul | 8 | 18 | 4530 | 701.7381 | 662.4464 | 647.8269 | 0.01498% | 0.01349% | 0.01288% | 0.01112% | 1707 | 0.01129% | 0.0112% |  | 9.6366 | 24.5926 | 26.1397 |  | 4530 | 692.1015 | 637.8538 | 621.6872 |  | 4530 | 0.01507% | 0.01354% | 0.01287% | 0.01053% | 0.01234% | 0.01306% |  | 4530 | 0.01354% | 0.01287% | 4530 | 6043 | 0.01112% | 1356 | 0.01129% | 0.0112% |  | 4530 | 0.01234% | 0.01306% | 0.0127% |  | 4530 | 1707 | 0.0112% | 0.01027%
| Jul | 8 | 19 | 4531 | 688.6462 | 651.6194 | 642.4725 | 0.0147% | 0.01327% | 0.01278% | 0.01112% | 608 | 0.01129% | 0.0112% |  | 9.6373 | 24.5921 | 26.1409 |  | 4531 | 679.0089 | 627.0273 | 616.3316 |  | 4531 | 0.01478% | 0.01331% | 0.01276% | 0.01053% | 0.01234% | 0.01307% |  | 4531 | 0.01331% | 0.01276% | 4531 | 5546 | 0.01112% | 7222 | 0.01129% | 0.0112% |  | 4531 | 0.01234% | 0.01307% | 0.0127% |  | 4531 | 608 | 0.0112% | 0.009398%
| Jul | 8 | 20 | 4532 | 671.1123 | 641.9375 | 630.5447 | 0.01432% | 0.01307% | 0.01254% | 0.01112% | 6537 | 0.01129% | 0.0112% |  | 9.638 | 24.5917 | 26.142 |  | 4532 | 661.4743 | 617.3459 | 604.4026 |  | 4532 | 0.0144% | 0.0131% | 0.01252% | 0.01053% | 0.01234% | 0.01307% |  | 4532 | 0.0131% | 0.01252% | 4532 | 2453 | 0.01112% | 286 | 0.01128% | 0.0112% |  | 4532 | 0.01234% | 0.01307% | 0.0127% |  | 4532 | 6537 | 0.0112% | 0.012%
| Jul | 8 | 21 | 4533 | 659.1949 | 630.1051 | 619.9859 | 0.01407% | 0.01283% | 0.01233% | 0.01112% | 612 | 0.01129% | 0.0112% |  | 9.6386 | 24.5912 | 26.1432 |  | 4533 | 649.5562 | 605.514 | 593.8427 |  | 4533 | 0.01414% | 0.01285% | 0.0123% | 0.01054% | 0.01234% | 0.01307% |  | 4533 | 0.01285% | 0.0123% | 4533 | 3557 | 0.01112% | 284 | 0.01128% | 0.0112% |  | 4533 | 0.01234% | 0.01307% | 0.0127% |  | 4533 | 612 | 0.0112% | 0.0094%
| Jul | 8 | 22 | 4534 | 642.7034 | 615.8709 | 601.4283 | 0.01372% | 0.01254% | 0.01196% | 0.01112% | 3578 | 0.01129% | 0.0112% |  | 9.6393 | 24.5907 | 26.1443 |  | 4534 | 633.064 | 591.2802 | 575.284 |  | 4534 | 0.01378% | 0.01255% | 0.01191% | 0.01054% | 0.01234% | 0.01307% |  | 4534 | 0.01255% | 0.01191% | 4534 | 2622 | 0.01112% | 2776 | 0.01128% | 0.0112% |  | 4534 | 0.01234% | 0.01307% | 0.0127% |  | 4534 | 3578 | 0.0112% | 0.01215%
| Jul | 8 | 23 | 4535 | 622.329 | 595.2969 | 586.0403 | 0.01328% | 0.01212% | 0.01165% | 0.01112% | 1151 | 0.01129% | 0.0112% |  | 9.64 | 24.5902 | 26.1454 |  | 4535 | 612.689 | 570.7067 | 559.8949 |  | 4535 | 0.01334% | 0.01211% | 0.01159% | 0.01054% | 0.01234% | 0.01307% |  | 4535 | 0.01211% | 0.01159% | 4535 | 1425 | 0.01112% | 403 | 0.01128% | 0.0112% |  | 4535 | 0.01234% | 0.01307% | 0.0127% |  | 4535 | 1151 | 0.0112% | 0.009807%
| Jul | 9 | 0 | 4536 | 605.3205 | 579.1262 | 571.8619 | 0.01292% | 0.01179% | 0.01137% | 0.01112% | 231 | 0.01128% | 0.0112% |  | 9.6407 | 24.5897 | 26.1465 |  | 4536 | 595.6799 | 554.5366 | 545.7153 |  | 4536 | 0.01297% | 0.01177% | 0.0113% | 0.01054% | 0.01234% | 0.01307% |  | 4536 | 0.01177% | 0.0113% | 4536 | 7645 | 0.01112% | 1079 | 0.01128% | 0.0112% |  | 4536 | 0.01234% | 0.01307% | 0.0127% |  | 4536 | 231 | 0.0112% | 0.009204%
| Jul | 9 | 1 | 4537 | 594.4393 | 571.9393 | 565.1665 | 0.01269% | 0.01165% | 0.01124% | 0.01112% | 6996 | 0.01128% | 0.0112% |  | 9.6414 | 24.5892 | 26.1477 |  | 4537 | 584.7979 | 547.3501 | 539.0189 |  | 4537 | 0.01273% | 0.01162% | 0.01116% | 0.01054% | 0.01234% | 0.01307% |  | 4537 | 0.01162% | 0.01116% | 4537 | 1517 | 0.01112% | 642 | 0.01128% | 0.0112% |  | 4537 | 0.01234% | 0.01307% | 0.0127% |  | 4537 | 6996 | 0.0112% | 0.01193%
| Jul | 9 | 2 | 4538 | 585.1153 | 569.1464 | 565.3634 | 0.01249% | 0.01159% | 0.01124% | 0.01111% | 6821 | 0.01128% | 0.0112% |  | 9.6421 | 24.5887 | 26.1488 |  | 4538 | 575.4732 | 544.5578 | 539.2147 |  | 4538 | 0.01253% | 0.01156% | 0.01117% | 0.01054% | 0.01234% | 0.01307% |  | 4538 | 0.01156% | 0.01117% | 4538 | 6955 | 0.01112% | 4344 | 0.01128% | 0.0112% |  | 4538 | 0.01234% | 0.01307% | 0.0127% |  | 4538 | 6821 | 0.0112% | 0.01195%
| Jul | 9 | 3 | 4539 | 581.7279 | 564.3241 | 566.9388 | 0.01242% | 0.01149% | 0.01127% | 0.01111% | 2996 | 0.01128% | 0.0112% |  | 9.6427 | 24.5882 | 26.1499 |  | 4539 | 572.0852 | 539.736 | 540.7889 |  | 4539 | 0.01245% | 0.01146% | 0.0112% | 0.01054% | 0.01234% | 0.01307% |  | 4539 | 0.01146% | 0.0112% | 4539 | 1010 | 0.01112% | 6780 | 0.01128% | 0.0112% |  | 4539 | 0.01234% | 0.01307% | 0.0127% |  | 4539 | 2996 | 0.0112% | 0.01155%
| Jul | 9 | 4 | 4540 | 576.2316 | 569.193 | 563.7506 | 0.0123% | 0.01159% | 0.01121% | 0.01111% | 4495 | 0.01128% | 0.0112% |  | 9.6434 | 24.5877 | 26.151 |  | 4540 | 566.5882 | 544.6053 | 537.5995 |  | 4540 | 0.01233% | 0.01156% | 0.01113% | 0.01054% | 0.01234% | 0.01307% |  | 4540 | 0.01156% | 0.01113% | 4540 | 7830 | 0.01112% | 6947 | 0.01128% | 0.0112% |  | 4540 | 0.01234% | 0.01307% | 0.0127% |  | 4540 | 4495 | 0.0112% | 0.0127%
| Jul | 9 | 5 | 4541 | 572.7356 | 572.6748 | 567.3233 | 0.01222% | 0.01166% | 0.01128% | 0.01111% | 5384 | 0.01128% | 0.0112% |  | 9.6441 | 24.5871 | 26.1521 |  | 4541 | 563.0915 | 548.0876 | 541.1711 |  | 4541 | 0.01226% | 0.01163% | 0.01121% | 0.01054% | 0.01234% | 0.01307% |  | 4541 | 0.01163% | 0.01121% | 4541 | 263 | 0.01112% | 2966 | 0.01128% | 0.0112% |  | 4541 | 0.01234% | 0.01307% | 0.0127% |  | 4541 | 5384 | 0.0112% | 0.01249%
| Jul | 9 | 6 | 4542 | 580.7764 | 592.8578 | 587.8313 | 0.0124% | 0.01207% | 0.01169% | 0.01111% | 3841 | 0.01128% | 0.0112% |  | 9.6448 | 24.5866 | 26.1533 |  | 4542 | 571.1316 | 568.2711 | 561.6781 |  | 4542 | 0.01243% | 0.01206% | 0.01163% | 0.01054% | 0.01234% | 0.01307% |  | 4542 | 0.01206% | 0.01163% | 4542 | 101 | 0.01112% | 1103 | 0.01128% | 0.0112% |  | 4542 | 0.01234% | 0.01307% | 0.0127% |  | 4542 | 3841 | 0.0112% | 0.01238%
| Jul | 9 | 7 | 4543 | 594.2912 | 611.1044 | 600.6219 | 0.01268% | 0.01244% | 0.01194% | 0.01111% | 7581 | 0.01128% | 0.0112% |  | 9.6455 | 24.5861 | 26.1544 |  | 4543 | 584.6457 | 586.5183 | 574.4675 |  | 4543 | 0.01273% | 0.01245% | 0.0119% | 0.01054% | 0.01234% | 0.01307% |  | 4543 | 0.01245% | 0.0119% | 4543 | 6940 | 0.01112% | 6758 | 0.01128% | 0.0112% |  | 4543 | 0.01234% | 0.01307% | 0.0127% |  | 4543 | 7581 | 0.0112% | 0.01179%
| Jul | 9 | 8 | 4544 | 614.4416 | 622.853 | 613.7406 | 0.01311% | 0.01268% | 0.0122% | 0.01111% | 2965 | 0.01128% | 0.0112% |  | 9.6461 | 24.5856 | 26.1555 |  | 4544 | 604.7955 | 598.2674 | 587.5852 |  | 4544 | 0.01317% | 0.0127% | 0.01217% | 0.01054% | 0.01234% | 0.01307% |  | 4544 | 0.0127% | 0.01217% | 4544 | 756 | 0.01112% | 7378 | 0.01128% | 0.0112% |  | 4544 | 0.01234% | 0.01307% | 0.0127% |  | 4544 | 2965 | 0.0112% | 0.01152%
| Jul | 9 | 9 | 4545 | 630.2864 | 634.853 | 620.1641 | 0.01345% | 0.01293% | 0.01233% | 0.01111% | 5975 | 0.01128% | 0.0112% |  | 9.6468 | 24.5851 | 26.1566 |  | 4545 | 620.6396 | 610.2679 | 594.0075 |  | 4545 | 0.01351% | 0.01295% | 0.0123% | 0.01054% | 0.01234% | 0.01307% |  | 4545 | 0.01295% | 0.0123% | 4545 | 8397 | 0.01112% | 2778 | 0.01128% | 0.0112% |  | 4545 | 0.01234% | 0.01307% | 0.0127% |  | 4545 | 5975 | 0.0112% | 0.01217%
| Jul | 9 | 10 | 4546 | 643.1077 | 651.8987 | 634.9801 | 0.01373% | 0.01327% | 0.01263% | 0.01111% | 293 | 0.01128% | 0.0112% |  | 9.6475 | 24.5846 | 26.1577 |  | 4546 | 633.4602 | 627.3141 | 608.8224 |  | 4546 | 0.01379% | 0.01331% | 0.01261% | 0.01054% | 0.01234% | 0.01307% |  | 4546 | 0.01331% | 0.01261% | 4546 | 429 | 0.01112% | 7893 | 0.01128% | 0.0112% |  | 4546 | 0.01234% | 0.01307% | 0.0127% |  | 4546 | 293 | 0.0112% | 0.009228%
| Jul | 9 | 11 | 4547 | 664.004 | 668.4138 | 652.3186 | 0.01417% | 0.01361% | 0.01297% | 0.01111% | 7041 | 0.01128% | 0.0112% |  | 9.6482 | 24.5841 | 26.1588 |  | 4547 | 654.3558 | 643.8297 | 626.1598 |  | 4547 | 0.01424% | 0.01367% | 0.01297% | 0.01055% | 0.01234% | 0.01307% |  | 4547 | 0.01367% | 0.01297% | 4547 | 7539 | 0.01112% | 8333 | 0.01128% | 0.0112% |  | 4547 | 0.01234% | 0.01307% | 0.01271% |  | 4547 | 7041 | 0.0112% | 0.01193%
| Jul | 9 | 12 | 4548 | 684.037 | 692.423 | 664.5372 | 0.0146% | 0.0141% | 0.01321% | 0.01111% | 3558 | 0.01128% | 0.0112% |  | 9.6489 | 24.5836 | 26.1599 |  | 4548 | 674.3882 | 667.8395 | 638.3773 |  | 4548 | 0.01468% | 0.01417% | 0.01322% | 0.01055% | 0.01234% | 0.01308% |  | 4548 | 0.01417% | 0.01322% | 4548 | 1388 | 0.01112% | 4298 | 0.01128% | 0.0112% |  | 4548 | 0.01234% | 0.01308% | 0.01271% |  | 4548 | 3558 | 0.0112% | 0.01213%
| Jul | 9 | 13 | 4549 | 692.1843 | 708.5657 | 671.1012 | 0.01477% | 0.01443% | 0.01334% | 0.01111% | 4541 | 0.01128% | 0.0112% |  | 9.6495 | 24.583 | 26.161 |  | 4549 | 682.5348 | 683.9827 | 644.9402 |  | 4549 | 0.01486% | 0.01452% | 0.01336% | 0.01055% | 0.01234% | 0.01308% |  | 4549 | 0.01452% | 0.01336% | 4549 | 5978 | 0.01112% | 7908 | 0.01128% | 0.0112% |  | 4549 | 0.01234% | 0.01308% | 0.01271% |  | 4549 | 4541 | 0.0112% | 0.0127%
| Jul | 9 | 14 | 4550 | 697.941 | 718.5269 | 673.8957 | 0.0149% | 0.01463% | 0.0134% | 0.01111% | 3820 | 0.01128% | 0.01119% |  | 9.6502 | 24.5825 | 26.1621 |  | 4550 | 688.2908 | 693.9444 | 647.7336 |  | 4550 | 0.01498% | 0.01473% | 0.01341% | 0.01055% | 0.01233% | 0.01308% |  | 4550 | 0.01473% | 0.01341% | 4550 | 405 | 0.01112% | 6731 | 0.01128% | 0.0112% |  | 4550 | 0.01233% | 0.01308% | 0.01271% |  | 4550 | 3820 | 0.0112% | 0.01236%
| Jul | 9 | 15 | 4551 | 694.9737 | 725.4439 | 679.9909 | 0.01483% | 0.01477% | 0.01352% | 0.01111% | 3226 | 0.01128% | 0.01119% |  | 9.6509 | 24.582 | 26.1632 |  | 4551 | 685.3228 | 700.8619 | 653.8277 |  | 4551 | 0.01492% | 0.01488% | 0.01354% | 0.01055% | 0.01233% | 0.01308% |  | 4551 | 0.01488% | 0.01354% | 4551 | 6347 | 0.01112% | 63 | 0.01128% | 0.0112% |  | 4551 | 0.01233% | 0.01308% | 0.01271% |  | 4551 | 3226 | 0.0112% | 0.0118%
| Jul | 9 | 16 | 4552 | 691.9184 | 727.5664 | 667.6598 | 0.01477% | 0.01482% | 0.01328% | 0.01111% | 799 | 0.01128% | 0.01119% |  | 9.6516 | 24.5815 | 26.1643 |  | 4552 | 682.2669 | 702.985 | 641.4955 |  | 4552 | 0.01485% | 0.01492% | 0.01328% | 0.01055% | 0.01233% | 0.01308% |  | 4552 | 0.01492% | 0.01328% | 4552 | 1300 | 0.01112% | 161 | 0.01128% | 0.0112% |  | 4552 | 0.01233% | 0.01308% | 0.01271% |  | 4552 | 799 | 0.0112% | 0.009527%
| Jul | 9 | 17 | 4553 | 686.9976 | 725.2391 | 657.87 | 0.01466% | 0.01477% | 0.01308% | 0.01111% | 1109 | 0.01128% | 0.01119% |  | 9.6522 | 24.581 | 26.1654 |  | 4553 | 677.3454 | 700.6581 | 631.7046 |  | 4553 | 0.01474% | 0.01487% | 0.01308% | 0.01055% | 0.01233% | 0.01308% |  | 4553 | 0.01487% | 0.01308% | 4553 | 3409 | 0.01112% | 6045 | 0.01128% | 0.0112% |  | 4553 | 0.01233% | 0.01308% | 0.01271% |  | 4553 | 1109 | 0.0112% | 0.009771%
| Jul | 9 | 18 | 4554 | 674.1016 | 710.6697 | 646.7861 | 0.01439% | 0.01447% | 0.01286% | 0.01111% | 660 | 0.01128% | 0.01119% |  | 9.6529 | 24.5804 | 26.1665 |  | 4554 | 664.4487 | 686.0892 | 620.6196 |  | 4554 | 0.01446% | 0.01456% | 0.01285% | 0.01055% | 0.01233% | 0.01308% |  | 4554 | 0.01456% | 0.01285% | 4554 | 2895 | 0.01112% | 6730 | 0.01128% | 0.0112% |  | 4554 | 0.01233% | 0.01308% | 0.01271% |  | 4554 | 660 | 0.0112% | 0.009431%
| Jul | 9 | 19 | 4555 | 663.2067 | 690.3842 | 637.7089 | 0.01415% | 0.01406% | 0.01268% | 0.01111% | 7828 | 0.01128% | 0.01119% |  | 9.6536 | 24.5799 | 26.1676 |  | 4555 | 653.5531 | 665.8043 | 611.5413 |  | 4555 | 0.01423% | 0.01413% | 0.01266% | 0.01055% | 0.01233% | 0.01308% |  | 4555 | 0.01413% | 0.01266% | 4555 | 494 | 0.01112% | 3356 | 0.01128% | 0.0112% |  | 4555 | 0.01233% | 0.01308% | 0.01271% |  | 4555 | 7828 | 0.0112% | 0.01167%
| Jul | 9 | 20 | 4556 | 650.6994 | 676.8017 | 633.6767 | 0.01389% | 0.01378% | 0.0126% | 0.01111% | 7947 | 0.01128% | 0.01119% |  | 9.6543 | 24.5794 | 26.1687 |  | 4556 | 641.0452 | 652.2223 | 607.508 |  | 4556 | 0.01395% | 0.01384% | 0.01258% | 0.01055% | 0.01233% | 0.01308% |  | 4556 | 0.01384% | 0.01258% | 4556 | 8688 | 0.01112% | 7816 | 0.01128% | 0.0112% |  | 4556 | 0.01233% | 0.01308% | 0.01271% |  | 4556 | 7947 | 0.0112% | 0.0116%
| Jul | 9 | 21 | 4557 | 644.3062 | 665.2951 | 626.2686 | 0.01375% | 0.01355% | 0.01245% | 0.01111% | 2849 | 0.01128% | 0.01119% |  | 9.6549 | 24.5789 | 26.1698 |  | 4557 | 634.6512 | 640.7163 | 600.0989 |  | 4557 | 0.01382% | 0.0136% | 0.01243% | 0.01055% | 0.01233% | 0.01308% |  | 4557 | 0.0136% | 0.01243% | 4557 | 6618 | 0.01111% | 5644 | 0.01128% | 0.0112% |  | 4557 | 0.01233% | 0.01308% | 0.01271% |  | 4557 | 2849 | 0.0112% | 0.01139%
| Jul | 9 | 22 | 4558 | 626.5525 | 643.8087 | 606.2295 | 0.01337% | 0.01311% | 0.01205% | 0.01111% | 7594 | 0.01128% | 0.01119% |  | 9.6556 | 24.5783 | 26.1708 |  | 4558 | 616.8968 | 619.2304 | 580.0586 |  | 4558 | 0.01343% | 0.01314% | 0.01201% | 0.01055% | 0.01233% | 0.01308% |  | 4558 | 0.01314% | 0.01201% | 4558 | 6070 | 0.01111% | 8327 | 0.01128% | 0.0112% |  | 4558 | 0.01233% | 0.01308% | 0.01271% |  | 4558 | 7594 | 0.0112% | 0.01179%
| Jul | 9 | 23 | 4559 | 608.0796 | 620.3302 | 586.406 | 0.01298% | 0.01263% | 0.01166% | 0.01111% | 6056 | 0.01128% | 0.01119% |  | 9.6563 | 24.5778 | 26.1719 |  | 4559 | 598.4233 | 595.7524 | 560.2341 |  | 4559 | 0.01303% | 0.01264% | 0.0116% | 0.01055% | 0.01233% | 0.01308% |  | 4559 | 0.01264% | 0.0116% | 4559 | 8046 | 0.01111% | 7475 | 0.01128% | 0.01119% |  | 4559 | 0.01233% | 0.01308% | 0.01271% |  | 4559 | 6056 | 0.01119% | 0.01214%
| Jul | 10 | 0 | 4560 | 597.5975 | 608.3954 | 579.5981 | 0.01275% | 0.01239% | 0.01153% | 0.01111% | 3819 | 0.01128% | 0.01119% |  | 9.657 | 24.5773 | 26.173 |  | 4560 | 587.9405 | 583.8181 | 553.4251 |  | 4560 | 0.0128% | 0.01239% | 0.01146% | 0.01056% | 0.01233% | 0.01308% |  | 4560 | 0.01239% | 0.01146% | 4560 | 3 | 0.01111% | 1084 | 0.01128% | 0.01119% |  | 4560 | 0.01233% | 0.01308% | 0.01271% |  | 4560 | 3819 | 0.01119% | 0.01236%
| Jul | 10 | 1 | 4561 | 587.8692 | 598.248 | 572.0775 | 0.01255% | 0.01218% | 0.01138% | 0.01111% | 8063 | 0.01128% | 0.01119% |  | 9.6577 | 24.5767 | 26.1741 |  | 4561 | 578.2115 | 573.6713 | 545.9035 |  | 4561 | 0.01259% | 0.01218% | 0.0113% | 0.01056% | 0.01233% | 0.01308% |  | 4561 | 0.01218% | 0.0113% | 4561 | 3383 | 0.01111% | 1702 | 0.01128% | 0.01119% |  | 4561 | 0.01233% | 0.01308% | 0.01271% |  | 4561 | 8063 | 0.01119% | 0.01153%
| Jul | 10 | 2 | 4562 | 581.3127 | 592.1037 | 572.537 | 0.01241% | 0.01206% | 0.01138% | 0.01111% | 251 | 0.01128% | 0.01119% |  | 9.6583 | 24.5762 | 26.1751 |  | 4562 | 571.6544 | 567.5275 | 546.3619 |  | 4562 | 0.01244% | 0.01205% | 0.01131% | 0.01056% | 0.01233% | 0.01308% |  | 4562 | 0.01205% | 0.01131% | 4562 | 956 | 0.01111% | 817 | 0.01128% | 0.01119% |  | 4562 | 0.01233% | 0.01308% | 0.01271% |  | 4562 | 251 | 0.01119% | 0.009212%
| Jul | 10 | 3 | 4563 | 582.5432 | 591.1541 | 569.4238 | 0.01243% | 0.01204% | 0.01132% | 0.01111% | 8452 | 0.01128% | 0.01119% |  | 9.659 | 24.5756 | 26.1762 |  | 4563 | 572.8842 | 566.5785 | 543.2476 |  | 4563 | 0.01247% | 0.01203% | 0.01125% | 0.01056% | 0.01233% | 0.01308% |  | 4563 | 0.01203% | 0.01125% | 4563 | 138 | 0.01111% | 1832 | 0.01128% | 0.01119% |  | 4563 | 0.01233% | 0.01308% | 0.01271% |  | 4563 | 8452 | 0.01119% | 0.01123%
| Jul | 10 | 4 | 4564 | 583.5242 | 588.1379 | 575.1627 | 0.01245% | 0.01198% | 0.01144% | 0.01111% | 4512 | 0.01128% | 0.01119% |  | 9.6597 | 24.5751 | 26.1773 |  | 4564 | 573.8646 | 563.5627 | 548.9854 |  | 4564 | 0.01249% | 0.01196% | 0.01137% | 0.01056% | 0.01233% | 0.01308% |  | 4564 | 0.01196% | 0.01137% | 4564 | 6609 | 0.01111% | 193 | 0.01127% | 0.01119% |  | 4564 | 0.01233% | 0.01308% | 0.01271% |  | 4564 | 4512 | 0.01119% | 0.0127%
| Jul | 10 | 5 | 4565 | 588.9588 | 575.8027 | 578.4541 | 0.01257% | 0.01173% | 0.0115% | 0.01111% | 5686 | 0.01128% | 0.01119% |  | 9.6604 | 24.5746 | 26.1784 |  | 4565 | 579.2985 | 551.2282 | 552.2757 |  | 4565 | 0.01261% | 0.0117% | 0.01144% | 0.01056% | 0.01233% | 0.01308% |  | 4565 | 0.0117% | 0.01144% | 4565 | 300 | 0.01111% | 8031 | 0.01127% | 0.01119% |  | 4565 | 0.01233% | 0.01308% | 0.01271% |  | 4565 | 5686 | 0.01119% | 0.01232%
| Jul | 10 | 6 | 4566 | 604.5274 | 594.5056 | 596.1677 | 0.0129% | 0.01211% | 0.01185% | 0.01111% | 5885 | 0.01127% | 0.01119% |  | 9.661 | 24.574 | 26.1794 |  | 4566 | 594.8664 | 569.9315 | 569.9883 |  | 4566 | 0.01295% | 0.0121% | 0.0118% | 0.01056% | 0.01233% | 0.01308% |  | 4566 | 0.0121% | 0.0118% | 4566 | 1164 | 0.01111% | 3444 | 0.01127% | 0.01119% |  | 4566 | 0.01233% | 0.01308% | 0.01271% |  | 4566 | 5885 | 0.01119% | 0.01221%
| Jul | 10 | 7 | 4567 | 621.3371 | 612.0447 | 607.8142 | 0.01326% | 0.01246% | 0.01209% | 0.01111% | 6992 | 0.01127% | 0.01119% |  | 9.6617 | 24.5735 | 26.1805 |  | 4567 | 611.6754 | 587.4712 | 581.6337 |  | 4567 | 0.01331% | 0.01247% | 0.01204% | 0.01056% | 0.01233% | 0.01309% |  | 4567 | 0.01247% | 0.01204% | 4567 | 1008 | 0.01111% | 743 | 0.01127% | 0.01119% |  | 4567 | 0.01233% | 0.01309% | 0.01271% |  | 4567 | 6992 | 0.01119% | 0.01193%
| Jul | 10 | 8 | 4568 | 633.7916 | 621.3542 | 614.7909 | 0.01353% | 0.01265% | 0.01222% | 0.01111% | 4518 | 0.01127% | 0.01119% |  | 9.6624 | 24.5729 | 26.1816 |  | 4568 | 624.1292 | 596.7813 | 588.6093 |  | 4568 | 0.01359% | 0.01267% | 0.01219% | 0.01056% | 0.01233% | 0.01309% |  | 4568 | 0.01267% | 0.01219% | 4568 | 6998 | 0.01111% | 2846 | 0.01127% | 0.01119% |  | 4568 | 0.01233% | 0.01309% | 0.01271% |  | 4568 | 4518 | 0.01119% | 0.0127%
| Jul | 10 | 9 | 4569 | 651.4333 | 629.9655 | 621.1393 | 0.0139% | 0.01283% | 0.01235% | 0.01111% | 1454 | 0.01127% | 0.01119% |  | 9.663 | 24.5724 | 26.1826 |  | 4569 | 641.7702 | 605.3931 | 594.9567 |  | 4569 | 0.01397% | 0.01285% | 0.01232% | 0.01056% | 0.01233% | 0.01309% |  | 4569 | 0.01285% | 0.01232% | 4569 | 8234 | 0.01111% | 1056 | 0.01127% | 0.01119% |  | 4569 | 0.01233% | 0.01309% | 0.01271% |  | 4569 | 1454 | 0.01119% | 0.01007%
| Jul | 10 | 10 | 4570 | 661.1569 | 638.7164 | 631.6887 | 0.01411% | 0.01301% | 0.01256% | 0.01111% | 7017 | 0.01127% | 0.01119% |  | 9.6637 | 24.5719 | 26.1837 |  | 4570 | 651.4931 | 614.1446 | 605.505 |  | 4570 | 0.01418% | 0.01304% | 0.01254% | 0.01056% | 0.01233% | 0.01309% |  | 4570 | 0.01304% | 0.01254% | 4570 | 758 | 0.01111% | 3537 | 0.01127% | 0.01119% |  | 4570 | 0.01233% | 0.01309% | 0.01271% |  | 4570 | 7017 | 0.01119% | 0.01193%
| Jul | 10 | 11 | 4571 | 672.149 | 649.4131 | 640.7659 | 0.01435% | 0.01322% | 0.01274% | 0.0111% | 4539 | 0.01127% | 0.01119% |  | 9.6644 | 24.5713 | 26.1847 |  | 4571 | 662.4846 | 624.8418 | 614.5811 |  | 4571 | 0.01442% | 0.01326% | 0.01273% | 0.01056% | 0.01233% | 0.01309% |  | 4571 | 0.01326% | 0.01273% | 4571 | 1365 | 0.01111% | 5840 | 0.01127% | 0.01119% |  | 4571 | 0.01233% | 0.01309% | 0.01271% |  | 4571 | 4539 | 0.01119% | 0.0127%
| Jul | 10 | 12 | 4572 | 676.3524 | 662.1113 | 647.7519 | 0.01444% | 0.01348% | 0.01288% | 0.0111% | 2780 | 0.01127% | 0.01119% |  | 9.6651 | 24.5708 | 26.1858 |  | 4572 | 666.6873 | 637.5405 | 621.5661 |  | 4572 | 0.01451% | 0.01353% | 0.01287% | 0.01056% | 0.01233% | 0.01309% |  | 4572 | 0.01353% | 0.01287% | 4572 | 8692 | 0.01111% | 6949 | 0.01127% | 0.01119% |  | 4572 | 0.01233% | 0.01309% | 0.01271% |  | 4572 | 2780 | 0.01119% | 0.01131%
| Jul | 10 | 13 | 4573 | 681.5142 | 670.0988 | 658.8733 | 0.01455% | 0.01365% | 0.0131% | 0.0111% | 7827 | 0.01127% | 0.01119% |  | 9.6657 | 24.5702 | 26.1868 |  | 4573 | 671.8485 | 645.5286 | 632.6865 |  | 4573 | 0.01462% | 0.0137% | 0.0131% | 0.01056% | 0.01233% | 0.01309% |  | 4573 | 0.0137% | 0.0131% | 4573 | 6964 | 0.01111% | 7846 | 0.01127% | 0.01119% |  | 4573 | 0.01233% | 0.01309% | 0.01271% |  | 4573 | 7827 | 0.01119% | 0.01167%
| Jul | 10 | 14 | 4574 | 686.6 | 681.0934 | 669.0945 | 0.01465% | 0.01387% | 0.0133% | 0.0111% | 8316 | 0.01127% | 0.01119% |  | 9.6664 | 24.5697 | 26.1879 |  | 4574 | 676.9336 | 656.5237 | 642.9066 |  | 4574 | 0.01474% | 0.01393% | 0.01331% | 0.01057% | 0.01233% | 0.01309% |  | 4574 | 0.01393% | 0.01331% | 4574 | 8357 | 0.01111% | 662 | 0.01127% | 0.01119% |  | 4574 | 0.01233% | 0.01309% | 0.01271% |  | 4574 | 8316 | 0.01119% | 0.01134%
| Jul | 10 | 15 | 4575 | 689.887 | 688.0382 | 673.4549 | 0.01472% | 0.01401% | 0.01339% | 0.0111% | 8130 | 0.01127% | 0.01119% |  | 9.6671 | 24.5691 | 26.189 |  | 4575 | 680.2199 | 663.4692 | 647.266 |  | 4575 | 0.01481% | 0.01408% | 0.0134% | 0.01057% | 0.01233% | 0.01309% |  | 4575 | 0.01408% | 0.0134% | 4575 | 4371 | 0.01111% | 8278 | 0.01127% | 0.01119% |  | 4575 | 0.01233% | 0.01309% | 0.01271% |  | 4575 | 8130 | 0.01119% | 0.01148%
| Jul | 10 | 16 | 4576 | 681.5562 | 689.5278 | 672.9017 | 0.01455% | 0.01404% | 0.01338% | 0.0111% | 2966 | 0.01127% | 0.01119% |  | 9.6678 | 24.5685 | 26.19 |  | 4576 | 671.8885 | 664.9592 | 646.7117 |  | 4576 | 0.01463% | 0.01411% | 0.01339% | 0.01057% | 0.01233% | 0.01309% |  | 4576 | 0.01411% | 0.01339% | 4576 | 7699 | 0.01111% | 2775 | 0.01127% | 0.01119% |  | 4576 | 0.01233% | 0.01309% | 0.01271% |  | 4576 | 2966 | 0.01119% | 0.01152%
| Jul | 10 | 17 | 4577 | 678.7928 | 692.9257 | 670.4917 | 0.01449% | 0.01411% | 0.01333% | 0.0111% | 4345 | 0.01127% | 0.01119% |  | 9.6684 | 24.568 | 26.191 |  | 4577 | 669.1244 | 668.3578 | 644.3007 |  | 4577 | 0.01457% | 0.01419% | 0.01334% | 0.01057% | 0.01233% | 0.01309% |  | 4577 | 0.01419% | 0.01334% | 4577 | 1296 | 0.01111% | 1433 | 0.01127% | 0.01119% |  | 4577 | 0.01233% | 0.01309% | 0.01271% |  | 4577 | 4345 | 0.01119% | 0.01266%
| Jul | 10 | 18 | 4578 | 665.2917 | 679.9948 | 658.8171 | 0.0142% | 0.01385% | 0.0131% | 0.0111% | 3255 | 0.01127% | 0.01119% |  | 9.6691 | 24.5674 | 26.1921 |  | 4578 | 655.6226 | 655.4274 | 632.625 |  | 4578 | 0.01427% | 0.01391% | 0.0131% | 0.01057% | 0.01233% | 0.01309% |  | 4578 | 0.01391% | 0.0131% | 4578 | 6237 | 0.01111% | 3226 | 0.01127% | 0.01119% |  | 4578 | 0.01233% | 0.01309% | 0.01271% |  | 4578 | 3255 | 0.01119% | 0.01183%
| Jul | 10 | 19 | 4579 | 651.9636 | 671.5511 | 651.8404 | 0.01391% | 0.01368% | 0.01296% | 0.0111% | 4348 | 0.01127% | 0.01119% |  | 9.6698 | 24.5669 | 26.1931 |  | 4579 | 642.2939 | 646.9842 | 625.6473 |  | 4579 | 0.01398% | 0.01373% | 0.01296% | 0.01057% | 0.01233% | 0.01309% |  | 4579 | 0.01373% | 0.01296% | 4579 | 5954 | 0.01111% | 7948 | 0.01127% | 0.01119% |  | 4579 | 0.01233% | 0.01309% | 0.01271% |  | 4579 | 4348 | 0.01119% | 0.01266%
| Jul | 10 | 20 | 4580 | 639.2254 | 664.5876 | 641.4598 | 0.01364% | 0.01353% | 0.01276% | 0.0111% | 3230 | 0.01127% | 0.01119% |  | 9.6704 | 24.5663 | 26.1942 |  | 4580 | 629.5549 | 640.0213 | 615.2656 |  | 4580 | 0.0137% | 0.01358% | 0.01274% | 0.01057% | 0.01233% | 0.01309% |  | 4580 | 0.01358% | 0.01274% | 4580 | 5707 | 0.01111% | 5864 | 0.01127% | 0.01119% |  | 4580 | 0.01233% | 0.01309% | 0.01271% |  | 4580 | 3230 | 0.01119% | 0.0118%
| Jul | 10 | 21 | 4581 | 630.846 | 653.9282 | 633.7798 | 0.01346% | 0.01332% | 0.0126% | 0.0111% | 498 | 0.01127% | 0.01119% |  | 9.6711 | 24.5657 | 26.1952 |  | 4581 | 621.1749 | 629.3624 | 607.5846 |  | 4581 | 0.01352% | 0.01336% | 0.01258% | 0.01057% | 0.01233% | 0.01309% |  | 4581 | 0.01336% | 0.01258% | 4581 | 1354 | 0.01111% | 7579 | 0.01127% | 0.01119% |  | 4581 | 0.01233% | 0.01309% | 0.01271% |  | 4581 | 498 | 0.01119% | 0.009331%
| Jul | 10 | 22 | 4582 | 615.0709 | 637.2176 | 612.9905 | 0.01313% | 0.01298% | 0.01219% | 0.0111% | 2754 | 0.01127% | 0.01119% |  | 9.6718 | 24.5652 | 26.1962 |  | 4582 | 605.3991 | 612.6524 | 586.7942 |  | 4582 | 0.01318% | 0.013% | 0.01215% | 0.01057% | 0.01233% | 0.01309% |  | 4582 | 0.013% | 0.01215% | 4582 | 7487 | 0.01111% | 7798 | 0.01127% | 0.01119% |  | 4582 | 0.01233% | 0.01309% | 0.01271% |  | 4582 | 2754 | 0.01119% | 0.01128%
| Jul | 10 | 23 | 4583 | 597.7131 | 618.8686 | 596.0552 | 0.01276% | 0.0126% | 0.01185% | 0.0111% | 6793 | 0.01127% | 0.01119% |  | 9.6724 | 24.5646 | 26.1973 |  | 4583 | 588.0406 | 594.3039 | 569.8579 |  | 4583 | 0.0128% | 0.01261% | 0.0118% | 0.01057% | 0.01233% | 0.01309% |  | 4583 | 0.01261% | 0.0118% | 4583 | 164 | 0.01111% | 468 | 0.01127% | 0.01119% |  | 4583 | 0.01233% | 0.01309% | 0.01271% |  | 4583 | 6793 | 0.01119% | 0.01196%
| Jul | 11 | 0 | 4584 | 587.6629 | 606.4217 | 582.3175 | 0.01254% | 0.01235% | 0.01158% | 0.0111% | 402 | 0.01127% | 0.01118% |  | 9.6731 | 24.564 | 26.1983 |  | 4584 | 577.9898 | 581.8577 | 556.1192 |  | 4584 | 0.01258% | 0.01235% | 0.01152% | 0.01057% | 0.01233% | 0.01309% |  | 4584 | 0.01235% | 0.01152% | 4584 | 7110 | 0.01111% | 3822 | 0.01127% | 0.01119% |  | 4584 | 0.01233% | 0.01309% | 0.01271% |  | 4584 | 402 | 0.01119% | 0.009279%
| Jul | 11 | 1 | 4585 | 577.2842 | 602.6328 | 573.4935 | 0.01232% | 0.01227% | 0.0114% | 0.0111% | 7900 | 0.01127% | 0.01118% |  | 9.6738 | 24.5635 | 26.1993 |  | 4585 | 567.6104 | 578.0693 | 547.2942 |  | 4585 | 0.01236% | 0.01227% | 0.01133% | 0.01057% | 0.01233% | 0.01309% |  | 4585 | 0.01227% | 0.01133% | 4585 | 8601 | 0.01111% | 3579 | 0.01127% | 0.01119% |  | 4585 | 0.01233% | 0.01309% | 0.01271% |  | 4585 | 7900 | 0.01119% | 0.01163%
| Jul | 11 | 2 | 4586 | 576.3831 | 596.9447 | 566.4793 | 0.0123% | 0.01216% | 0.01126% | 0.0111% | 3232 | 0.01127% | 0.01118% |  | 9.6745 | 24.5629 | 26.2004 |  | 4586 | 566.7086 | 572.3817 | 540.279 |  | 4586 | 0.01234% | 0.01215% | 0.01119% | 0.01057% | 0.01232% | 0.0131% |  | 4586 | 0.01215% | 0.01119% | 4586 | 8600 | 0.01111% | 7823 | 0.01127% | 0.01119% |  | 4586 | 0.01232% | 0.0131% | 0.01271% |  | 4586 | 3232 | 0.01119% | 0.01181%
| Jul | 11 | 3 | 4587 | 575.9352 | 597.7732 | 565.7854 | 0.01229% | 0.01217% | 0.01125% | 0.0111% | 4588 | 0.01127% | 0.01118% |  | 9.6751 | 24.5623 | 26.2014 |  | 4587 | 566.2601 | 573.2109 | 539.584 |  | 4587 | 0.01233% | 0.01217% | 0.01117% | 0.01058% | 0.01232% | 0.0131% |  | 4587 | 0.01217% | 0.01117% | 4587 | 8383 | 0.01111% | 4299 | 0.01127% | 0.01119% |  | 4587 | 0.01232% | 0.0131% | 0.01271% |  | 4587 | 4588 | 0.01119% | 0.01271%
| Jul | 11 | 4 | 4588 | 575.023 | 596.7305 | 566.6669 | 0.01227% | 0.01215% | 0.01127% | 0.0111% | 636 | 0.01127% | 0.01118% |  | 9.6758 | 24.5618 | 26.2024 |  | 4588 | 565.3472 | 572.1688 | 540.4645 |  | 4588 | 0.01231% | 0.01214% | 0.01119% | 0.01058% | 0.01232% | 0.0131% |  | 4588 | 0.01214% | 0.01119% | 4588 | 3552 | 0.01111% | 787 | 0.01127% | 0.01119% |  | 4588 | 0.01232% | 0.0131% | 0.01271% |  | 4588 | 636 | 0.01119% | 0.009416%
| Jul | 11 | 5 | 4589 | 575.9534 | 598.4249 | 573.7373 | 0.01229% | 0.01219% | 0.01141% | 0.0111% | 2843 | 0.01127% | 0.01118% |  | 9.6765 | 24.5612 | 26.2034 |  | 4589 | 566.2769 | 573.8637 | 547.5339 |  | 4589 | 0.01233% | 0.01218% | 0.01134% | 0.01058% | 0.01232% | 0.0131% |  | 4589 | 0.01218% | 0.01134% | 4589 | 1380 | 0.01111% | 6826 | 0.01127% | 0.01119% |  | 4589 | 0.01232% | 0.0131% | 0.01271% |  | 4589 | 2843 | 0.01119% | 0.01138%
| Jul | 11 | 6 | 4590 | 591.1913 | 622.6948 | 591.7041 | 0.01262% | 0.01268% | 0.01177% | 0.0111% | 6745 | 0.01127% | 0.01118% |  | 9.6771 | 24.5606 | 26.2045 |  | 4590 | 581.5142 | 598.1341 | 565.4997 |  | 4590 | 0.01266% | 0.0127% | 0.01171% | 0.01058% | 0.01232% | 0.0131% |  | 4590 | 0.0127% | 0.01171% | 4590 | 2805 | 0.0111% | 6138 | 0.01127% | 0.01119% |  | 4590 | 0.01232% | 0.0131% | 0.01271% |  | 4590 | 6745 | 0.01119% | 0.01196%
| Jul | 11 | 7 | 4591 | 605.0662 | 638.9678 | 607.8799 | 0.01291% | 0.01301% | 0.01209% | 0.0111% | 22 | 0.01127% | 0.01118% |  | 9.6778 | 24.56 | 26.2055 |  | 4591 | 595.3884 | 614.4078 | 581.6744 |  | 4591 | 0.01296% | 0.01304% | 0.01205% | 0.01058% | 0.01232% | 0.0131% |  | 4591 | 0.01304% | 0.01205% | 4591 | 2913 | 0.0111% | 360 | 0.01127% | 0.01119% |  | 4591 | 0.01232% | 0.0131% | 0.01271% |  | 4591 | 22 | 0.01119% | 0.009131%
| Jul | 11 | 8 | 4592 | 616.6471 | 650.5488 | 618.2511 | 0.01316% | 0.01325% | 0.01229% | 0.0111% | 4586 | 0.01126% | 0.01118% |  | 9.6785 | 24.5595 | 26.2065 |  | 4592 | 606.9686 | 625.9894 | 592.0446 |  | 4592 | 0.01321% | 0.01329% | 0.01226% | 0.01058% | 0.01232% | 0.0131% |  | 4592 | 0.01329% | 0.01226% | 4592 | 3866 | 0.0111% | 3672 | 0.01127% | 0.01119% |  | 4592 | 0.01232% | 0.0131% | 0.01271% |  | 4592 | 4586 | 0.01119% | 0.01271%
| Jul | 11 | 9 | 4593 | 624.7592 | 658.4619 | 637.9058 | 0.01333% | 0.01341% | 0.01268% | 0.0111% | 8624 | 0.01126% | 0.01118% |  | 9.6791 | 24.5589 | 26.2075 |  | 4593 | 615.0801 | 633.903 | 611.6983 |  | 4593 | 0.01339% | 0.01345% | 0.01267% | 0.01058% | 0.01232% | 0.0131% |  | 4593 | 0.01345% | 0.01267% | 4593 | 2894 | 0.0111% | 2766 | 0.01127% | 0.01119% |  | 4593 | 0.01232% | 0.0131% | 0.01271% |  | 4593 | 8624 | 0.01119% | 0.01108%
| Jul | 11 | 10 | 4594 | 637.01 | 671.4673 | 656.1914 | 0.0136% | 0.01367% | 0.01305% | 0.0111% | 8428 | 0.01126% | 0.01118% |  | 9.6798 | 24.5583 | 26.2085 |  | 4594 | 627.3302 | 646.909 | 629.9829 |  | 4594 | 0.01366% | 0.01373% | 0.01305% | 0.01058% | 0.01232% | 0.0131% |  | 4594 | 0.01373% | 0.01305% | 4594 | 182 | 0.0111% | 1126 | 0.01127% | 0.01118% |  | 4594 | 0.01232% | 0.0131% | 0.01271% |  | 4594 | 8428 | 0.01118% | 0.01125%
| Jul | 11 | 11 | 4595 | 649.2819 | 685.4223 | 662.6899 | 0.01386% | 0.01396% | 0.01318% | 0.0111% | 1756 | 0.01126% | 0.01118% |  | 9.6805 | 24.5577 | 26.2095 |  | 4595 | 639.6014 | 660.8645 | 636.4803 |  | 4595 | 0.01392% | 0.01403% | 0.01318% | 0.01058% | 0.01232% | 0.0131% |  | 4595 | 0.01403% | 0.01318% | 4595 | 3043 | 0.0111% | 6933 | 0.01127% | 0.01118% |  | 4595 | 0.01232% | 0.0131% | 0.01271% |  | 4595 | 1756 | 0.01118% | 0.01031%
| Jul | 11 | 12 | 4596 | 661.3358 | 702.468 | 678.0967 | 0.01411% | 0.0143% | 0.01348% | 0.0111% | 5832 | 0.01126% | 0.01118% |  | 9.6811 | 24.5571 | 26.2105 |  | 4596 | 651.6547 | 677.9108 | 651.8861 |  | 4596 | 0.01419% | 0.01439% | 0.0135% | 0.01058% | 0.01232% | 0.0131% |  | 4596 | 0.01439% | 0.0135% | 4596 | 208 | 0.0111% | 3700 | 0.01127% | 0.01118% |  | 4596 | 0.01232% | 0.0131% | 0.01271% |  | 4596 | 5832 | 0.01118% | 0.01224%
| Jul | 11 | 13 | 4597 | 669.3491 | 719.2624 | 691.5436 | 0.01429% | 0.01465% | 0.01375% | 0.0111% | 1060 | 0.01126% | 0.01118% |  | 9.6818 | 24.5566 | 26.2115 |  | 4597 | 659.6673 | 694.7058 | 665.3321 |  | 4597 | 0.01436% | 0.01475% | 0.01378% | 0.01058% | 0.01232% | 0.0131% |  | 4597 | 0.01475% | 0.01378% | 4597 | 508 | 0.0111% | 7353 | 0.01127% | 0.01118% |  | 4597 | 0.01232% | 0.0131% | 0.01271% |  | 4597 | 1060 | 0.01118% | 0.00973%
| Jul | 11 | 14 | 4598 | 680.2269 | 732.6774 | 700.9209 | 0.01452% | 0.01492% | 0.01394% | 0.0111% | 2757 | 0.01126% | 0.01118% |  | 9.6825 | 24.556 | 26.2125 |  | 4598 | 670.5444 | 708.1214 | 674.7083 |  | 4598 | 0.0146% | 0.01503% | 0.01397% | 0.01058% | 0.01232% | 0.0131% |  | 4598 | 0.01503% | 0.01397% | 4598 | 2188 | 0.0111% | 11 | 0.01126% | 0.01118% |  | 4598 | 0.01232% | 0.0131% | 0.01271% |  | 4598 | 2757 | 0.01118% | 0.01129%
| Jul | 11 | 15 | 4599 | 693.1846 | 741.4562 | 704.5217 | 0.01479% | 0.0151% | 0.01401% | 0.0111% | 8647 | 0.01126% | 0.01118% |  | 9.6831 | 24.5554 | 26.2135 |  | 4599 | 683.5014 | 716.9009 | 678.3082 |  | 4599 | 0.01488% | 0.01522% | 0.01405% | 0.01058% | 0.01232% | 0.0131% |  | 4599 | 0.01522% | 0.01405% | 4599 | 5763 | 0.0111% | 3651 | 0.01126% | 0.01118% |  | 4599 | 0.01232% | 0.0131% | 0.01271% |  | 4599 | 8647 | 0.01118% | 0.01107%
| Jul | 11 | 16 | 4600 | 697.3505 | 747.0792 | 699.2986 | 0.01488% | 0.01521% | 0.01391% | 0.0111% | 2776 | 0.01126% | 0.01118% |  | 9.6838 | 24.5548 | 26.2145 |  | 4600 | 687.6667 | 722.5244 | 673.0841 |  | 4600 | 0.01497% | 0.01534% | 0.01394% | 0.01058% | 0.01232% | 0.0131% |  | 4600 | 0.01534% | 0.01394% | 4600 | 632 | 0.0111% | 2995 | 0.01126% | 0.01118% |  | 4600 | 0.01232% | 0.0131% | 0.01271% |  | 4600 | 2776 | 0.01118% | 0.01131%
| Jul | 11 | 17 | 4601 | 690.7871 | 737.1087 | 693.963 | 0.01474% | 0.01501% | 0.0138% | 0.0111% | 6950 | 0.01126% | 0.01118% |  | 9.6845 | 24.5542 | 26.2155 |  | 4601 | 681.1026 | 712.5545 | 667.7474 |  | 4601 | 0.01483% | 0.01512% | 0.01383% | 0.01059% | 0.01232% | 0.0131% |  | 4601 | 0.01512% | 0.01383% | 4601 | 8303 | 0.0111% | 7795 | 0.01126% | 0.01118% |  | 4601 | 0.01232% | 0.0131% | 0.01271% |  | 4601 | 6950 | 0.01118% | 0.01194%
| Jul | 11 | 18 | 4602 | 674.0666 | 725.6859 | 688.9368 | 0.01439% | 0.01478% | 0.0137% | 0.0111% | 7373 | 0.01126% | 0.01118% |  | 9.6851 | 24.5536 | 26.2165 |  | 4602 | 664.3815 | 701.1323 | 662.7202 |  | 4602 | 0.01446% | 0.01488% | 0.01372% | 0.01059% | 0.01232% | 0.0131% |  | 4602 | 0.01488% | 0.01372% | 4602 | 7041 | 0.0111% | 8142 | 0.01126% | 0.01118% |  | 4602 | 0.01232% | 0.0131% | 0.01271% |  | 4602 | 7373 | 0.01118% | 0.01186%
| Jul | 11 | 19 | 4603 | 660.9738 | 709.4781 | 682.2883 | 0.01411% | 0.01445% | 0.01357% | 0.0111% | 6963 | 0.01126% | 0.01118% |  | 9.6858 | 24.553 | 26.2175 |  | 4603 | 651.288 | 684.925 | 656.0708 |  | 4603 | 0.01418% | 0.01454% | 0.01359% | 0.01059% | 0.01232% | 0.0131% |  | 4603 | 0.01454% | 0.01359% | 4603 | 3556 | 0.0111% | 6744 | 0.01126% | 0.01118% |  | 4603 | 0.01232% | 0.0131% | 0.01271% |  | 4603 | 6963 | 0.01118% | 0.01194%
| Jul | 11 | 20 | 4604 | 649.9018 | 697.9622 | 669.4133 | 0.01387% | 0.01421% | 0.01331% | 0.0111% | 40 | 0.01126% | 0.01118% |  | 9.6864 | 24.5524 | 26.2185 |  | 4604 | 640.2154 | 673.4098 | 643.1948 |  | 4604 | 0.01394% | 0.01429% | 0.01332% | 0.01059% | 0.01232% | 0.0131% |  | 4604 | 0.01429% | 0.01332% | 4604 | 6348 | 0.0111% | 8044 | 0.01126% | 0.01118% |  | 4604 | 0.01232% | 0.0131% | 0.01271% |  | 4604 | 40 | 0.01118% | 0.009137%
| Jul | 11 | 21 | 4605 | 640.8731 | 684.1469 | 659.7454 | 0.01368% | 0.01393% | 0.01312% | 0.0111% | 8449 | 0.01126% | 0.01118% |  | 9.6871 | 24.5518 | 26.2195 |  | 4605 | 631.186 | 659.595 | 633.5259 |  | 4605 | 0.01374% | 0.014% | 0.01312% | 0.01059% | 0.01232% | 0.0131% |  | 4605 | 0.014% | 0.01312% | 4605 | 1999 | 0.0111% | 5643 | 0.01126% | 0.01118% |  | 4605 | 0.01232% | 0.0131% | 0.01271% |  | 4605 | 8449 | 0.01118% | 0.01123%
| Jul | 11 | 22 | 4606 | 619.7737 | 662.3347 | 638.0465 | 0.01323% | 0.01349% | 0.01269% | 0.01109% | 571 | 0.01126% | 0.01118% |  | 9.6878 | 24.5512 | 26.2205 |  | 4606 | 610.0859 | 637.7834 | 611.826 |  | 4606 | 0.01328% | 0.01354% | 0.01267% | 0.01059% | 0.01232% | 0.01311% |  | 4606 | 0.01354% | 0.01267% | 4606 | 1760 | 0.0111% | 7813 | 0.01126% | 0.01118% |  | 4606 | 0.01232% | 0.01311% | 0.01271% |  | 4606 | 571 | 0.01118% | 0.009375%
| Jul | 11 | 23 | 4607 | 602.5699 | 638.5861 | 618.9731 | 0.01286% | 0.013% | 0.01231% | 0.01109% | 573 | 0.01126% | 0.01118% |  | 9.6884 | 24.5506 | 26.2215 |  | 4607 | 592.8815 | 614.0355 | 592.7517 |  | 4607 | 0.01291% | 0.01303% | 0.01227% | 0.01059% | 0.01232% | 0.01311% |  | 4607 | 0.01303% | 0.01227% | 4607 | 2986 | 0.0111% | 2774 | 0.01126% | 0.01118% |  | 4607 | 0.01232% | 0.01311% | 0.01271% |  | 4607 | 573 | 0.01118% | 0.009376%
| Jul | 12 | 0 | 4608 | 587.6691 | 625.6273 | 606.0701 | 0.01254% | 0.01274% | 0.01205% | 0.01109% | 310 | 0.01126% | 0.01117% |  | 9.6891 | 24.55 | 26.2225 |  | 4608 | 577.98 | 601.0772 | 579.8476 |  | 4608 | 0.01258% | 0.01276% | 0.01201% | 0.01059% | 0.01232% | 0.01311% |  | 4608 | 0.01276% | 0.01201% | 4608 | 957 | 0.0111% | 618 | 0.01126% | 0.01118% |  | 4608 | 0.01232% | 0.01311% | 0.01271% |  | 4608 | 310 | 0.01118% | 0.009236%
| Jul | 12 | 1 | 4609 | 578.7343 | 620.0229 | 595.0987 | 0.01235% | 0.01263% | 0.01183% | 0.01109% | 2995 | 0.01126% | 0.01117% |  | 9.6898 | 24.5494 | 26.2235 |  | 4609 | 569.0445 | 595.4735 | 568.8752 |  | 4609 | 0.01239% | 0.01264% | 0.01178% | 0.01059% | 0.01232% | 0.01311% |  | 4609 | 0.01264% | 0.01178% | 4609 | 955 | 0.0111% | 2753 | 0.01126% | 0.01118% |  | 4609 | 0.01232% | 0.01311% | 0.01271% |  | 4609 | 2995 | 0.01118% | 0.01155%
| Jul | 12 | 2 | 4610 | 573.2685 | 614.5769 | 592.0792 | 0.01224% | 0.01251% | 0.01177% | 0.01109% | 2778 | 0.01126% | 0.01117% |  | 9.6904 | 24.5488 | 26.2244 |  | 4610 | 563.578 | 590.028 | 565.8548 |  | 4610 | 0.01227% | 0.01252% | 0.01172% | 0.01059% | 0.01232% | 0.01311% |  | 4610 | 0.01252% | 0.01172% | 4610 | 7003 | 0.0111% | 6977 | 0.01126% | 0.01118% |  | 4610 | 0.01232% | 0.01311% | 0.01271% |  | 4610 | 2778 | 0.01118% | 0.01131%
| Jul | 12 | 3 | 4611 | 572.4038 | 613.4504 | 596.449 | 0.01222% | 0.01249% | 0.01186% | 0.01109% | 6997 | 0.01126% | 0.01117% |  | 9.6911 | 24.5482 | 26.2254 |  | 4611 | 562.7127 | 588.9022 | 570.2236 |  | 4611 | 0.01225% | 0.0125% | 0.01181% | 0.01059% | 0.01232% | 0.01311% |  | 4611 | 0.0125% | 0.01181% | 4611 | 8035 | 0.0111% | 8650 | 0.01126% | 0.01118% |  | 4611 | 0.01232% | 0.01311% | 0.01271% |  | 4611 | 6997 | 0.01118% | 0.01193%
| Jul | 12 | 4 | 4612 | 570.7474 | 610.8344 | 596.3834 | 0.01218% | 0.01244% | 0.01186% | 0.01109% | 8375 | 0.01126% | 0.01117% |  | 9.6918 | 24.5476 | 26.2264 |  | 4612 | 561.0557 | 586.2868 | 570.157 |  | 4612 | 0.01221% | 0.01244% | 0.01181% | 0.01059% | 0.01232% | 0.01311% |  | 4612 | 0.01244% | 0.01181% | 4612 | 5719 | 0.0111% | 3230 | 0.01126% | 0.01118% |  | 4612 | 0.01232% | 0.01311% | 0.01271% |  | 4612 | 8375 | 0.01118% | 0.01129%
| Jul | 12 | 5 | 4613 | 572.9598 | 611.1696 | 597.1804 | 0.01223% | 0.01245% | 0.01187% | 0.01109% | 3452 | 0.01126% | 0.01117% |  | 9.6924 | 24.547 | 26.2273 |  | 4613 | 563.2674 | 586.6226 | 570.9531 |  | 4613 | 0.01226% | 0.01245% | 0.01182% | 0.01059% | 0.01232% | 0.01311% |  | 4613 | 0.01245% | 0.01182% | 4613 | 5979 | 0.0111% | 7590 | 0.01126% | 0.01118% |  | 4613 | 0.01232% | 0.01311% | 0.01271% |  | 4613 | 3452 | 0.01118% | 0.01203%
| Jul | 12 | 6 | 4614 | 588.5633 | 630.1238 | 612.3622 | 0.01256% | 0.01283% | 0.01218% | 0.01109% | 1133 | 0.01126% | 0.01117% |  | 9.6931 | 24.5464 | 26.2283 |  | 4614 | 578.8703 | 605.5774 | 586.1339 |  | 4614 | 0.0126% | 0.01285% | 0.01214% | 0.01059% | 0.01232% | 0.01311% |  | 4614 | 0.01285% | 0.01214% | 4614 | 7998 | 0.0111% | 3255 | 0.01126% | 0.01118% |  | 4614 | 0.01232% | 0.01311% | 0.01271% |  | 4614 | 1133 | 0.01118% | 0.009791%
| Jul | 12 | 7 | 4615 | 608.008 | 646.4433 | 620.1359 | 0.01298% | 0.01316% | 0.01233% | 0.01109% | 780 | 0.01125% | 0.01117% |  | 9.6937 | 24.5458 | 26.2293 |  | 4615 | 598.3142 | 621.8975 | 593.9067 |  | 4615 | 0.01302% | 0.0132% | 0.0123% | 0.0106% | 0.01232% | 0.01311% |  | 4615 | 0.0132% | 0.0123% | 4615 | 715 | 0.0111% | 4489 | 0.01126% | 0.01118% |  | 4615 | 0.01232% | 0.01311% | 0.01271% |  | 4615 | 780 | 0.01118% | 0.009513%
| Jul | 12 | 8 | 4616 | 616.9785 | 664.3735 | 633.1891 | 0.01317% | 0.01353% | 0.01259% | 0.01109% | 2846 | 0.01125% | 0.01117% |  | 9.6944 | 24.5452 | 26.2302 |  | 4616 | 607.2841 | 639.8283 | 606.9588 |  | 4616 | 0.01322% | 0.01358% | 0.01257% | 0.0106% | 0.01232% | 0.01311% |  | 4616 | 0.01358% | 0.01257% | 4616 | 2027 | 0.0111% | 7016 | 0.01126% | 0.01118% |  | 4616 | 0.01232% | 0.01311% | 0.01271% |  | 4616 | 2846 | 0.01118% | 0.01139%
| Jul | 12 | 9 | 4617 | 627.4747 | 681.7171 | 644.8262 | 0.01339% | 0.01388% | 0.01282% | 0.01109% | 7324 | 0.01125% | 0.01117% |  | 9.6951 | 24.5446 | 26.2312 |  | 4617 | 617.7796 | 657.1725 | 618.595 |  | 4617 | 0.01345% | 0.01395% | 0.01281% | 0.0106% | 0.01232% | 0.01311% |  | 4617 | 0.01395% | 0.01281% | 4617 | 2914 | 0.0111% | 3232 | 0.01126% | 0.01118% |  | 4617 | 0.01232% | 0.01311% | 0.01271% |  | 4617 | 7324 | 0.01118% | 0.01187%
| Jul | 12 | 10 | 4618 | 642.0997 | 701.6767 | 661.7803 | 0.0137% | 0.01429% | 0.01316% | 0.01109% | 7299 | 0.01125% | 0.01117% |  | 9.6957 | 24.544 | 26.2321 |  | 4618 | 632.4039 | 677.1327 | 635.5482 |  | 4618 | 0.01377% | 0.01437% | 0.01316% | 0.0106% | 0.01232% | 0.01311% |  | 4618 | 0.01437% | 0.01316% | 4618 | 1564 | 0.0111% | 18 | 0.01126% | 0.01118% |  | 4618 | 0.01232% | 0.01311% | 0.01271% |  | 4618 | 7299 | 0.01118% | 0.01188%
| Jul | 12 | 11 | 4619 | 654.9519 | 724.5967 | 676.3431 | 0.01398% | 0.01476% | 0.01345% | 0.01109% | 7566 | 0.01125% | 0.01117% |  | 9.6964 | 24.5433 | 26.233 |  | 4619 | 645.2555 | 700.0534 | 650.1101 |  | 4619 | 0.01405% | 0.01486% | 0.01346% | 0.0106% | 0.01232% | 0.01311% |  | 4619 | 0.01486% | 0.01346% | 4619 | 5742 | 0.01109% | 1878 | 0.01126% | 0.01118% |  | 4619 | 0.01232% | 0.01311% | 0.01271% |  | 4619 | 7566 | 0.01118% | 0.0118%
| Jul | 12 | 12 | 4620 | 671.5906 | 743.5974 | 687.0426 | 0.01433% | 0.01514% | 0.01366% | 0.01109% | 285 | 0.01125% | 0.01117% |  | 9.6971 | 24.5427 | 26.234 |  | 4620 | 661.8935 | 719.0547 | 660.8086 |  | 4620 | 0.01441% | 0.01526% | 0.01368% | 0.0106% | 0.01231% | 0.01311% |  | 4620 | 0.01526% | 0.01368% | 4620 | 6479 | 0.01109% | 7911 | 0.01126% | 0.01118% |  | 4620 | 0.01231% | 0.01311% | 0.01271% |  | 4620 | 285 | 0.01118% | 0.009225%
| Jul | 12 | 13 | 4621 | 684.4253 | 755.2064 | 697.7608 | 0.01461% | 0.01538% | 0.01387% | 0.01109% | 6971 | 0.01125% | 0.01117% |  | 9.6977 | 24.5421 | 26.2349 |  | 4621 | 674.7276 | 730.6643 | 671.5258 |  | 4621 | 0.01469% | 0.01551% | 0.01391% | 0.0106% | 0.01231% | 0.01311% |  | 4621 | 0.01551% | 0.01391% | 4621 | 426 | 0.01109% | 292 | 0.01126% | 0.01118% |  | 4621 | 0.01231% | 0.01311% | 0.01271% |  | 4621 | 6971 | 0.01118% | 0.01194%
| Jul | 12 | 14 | 4622 | 698.6048 | 774.0675 | 705.8533 | 0.01491% | 0.01576% | 0.01404% | 0.01109% | 8379 | 0.01125% | 0.01117% |  | 9.6984 | 24.5415 | 26.2358 |  | 4622 | 688.9064 | 749.526 | 679.6175 |  | 4622 | 0.015% | 0.01591% | 0.01407% | 0.0106% | 0.01231% | 0.01311% |  | 4622 | 0.01591% | 0.01407% | 4622 | 501 | 0.01109% | 2878 | 0.01126% | 0.01118% |  | 4622 | 0.01231% | 0.01311% | 0.01271% |  | 4622 | 8379 | 0.01118% | 0.01129%
| Jul | 12 | 15 | 4623 | 708.8865 | 768.3328 | 706.0221 | 0.01513% | 0.01565% | 0.01404% | 0.01109% | 6927 | 0.01125% | 0.01117% |  | 9.6991 | 24.5409 | 26.2368 |  | 4623 | 699.1875 | 743.7919 | 679.7853 |  | 4623 | 0.01522% | 0.01579% | 0.01408% | 0.0106% | 0.01231% | 0.01311% |  | 4623 | 0.01579% | 0.01408% | 4623 | 6310 | 0.01109% | 646 | 0.01126% | 0.01118% |  | 4623 | 0.01231% | 0.01311% | 0.01271% |  | 4623 | 6927 | 0.01118% | 0.01194%
| Jul | 12 | 16 | 4624 | 713.5291 | 768.9845 | 701.2866 | 0.01523% | 0.01566% | 0.01394% | 0.01109% | 1152 | 0.01125% | 0.01117% |  | 9.6997 | 24.5402 | 26.2377 |  | 4624 | 703.8294 | 744.4442 | 675.0489 |  | 4624 | 0.01532% | 0.0158% | 0.01398% | 0.0106% | 0.01231% | 0.01311% |  | 4624 | 0.0158% | 0.01398% | 4624 | 848 | 0.01109% | 3578 | 0.01126% | 0.01117% |  | 4624 | 0.01231% | 0.01311% | 0.01271% |  | 4624 | 1152 | 0.01117% | 0.009808%
| Jul | 12 | 17 | 4625 | 710.9476 | 764.1249 | 689.3587 | 0.01517% | 0.01556% | 0.01371% | 0.01109% | 814 | 0.01125% | 0.01117% |  | 9.7004 | 24.5396 | 26.2386 |  | 4625 | 701.2473 | 739.5853 | 663.1201 |  | 4625 | 0.01526% | 0.0157% | 0.01373% | 0.0106% | 0.01231% | 0.01311% |  | 4625 | 0.0157% | 0.01373% | 4625 | 3368 | 0.01109% | 2967 | 0.01126% | 0.01117% |  | 4625 | 0.01231% | 0.01311% | 0.01271% |  | 4625 | 814 | 0.01117% | 0.009538%
| Jul | 12 | 18 | 4626 | 692.9931 | 746.1575 | 681.5287 | 0.01479% | 0.01519% | 0.01355% | 0.01109% | 6802 | 0.01125% | 0.01117% |  | 9.701 | 24.539 | 26.2395 |  | 4626 | 683.292 | 721.6186 | 655.2892 |  | 4626 | 0.01487% | 0.01532% | 0.01357% | 0.0106% | 0.01231% | 0.01311% |  | 4626 | 0.01532% | 0.01357% | 4626 | 8699 | 0.01109% | 7711 | 0.01126% | 0.01117% |  | 4626 | 0.01231% | 0.01311% | 0.01271% |  | 4626 | 6802 | 0.01117% | 0.01196%
| Jul | 12 | 19 | 4627 | 679.2853 | 731.2996 | 676.5401 | 0.0145% | 0.01489% | 0.01345% | 0.01109% | 4587 | 0.01125% | 0.01117% |  | 9.7017 | 24.5384 | 26.2404 |  | 4627 | 669.5836 | 706.7612 | 650.2996 |  | 4627 | 0.01458% | 0.015% | 0.01347% | 0.0106% | 0.01231% | 0.01312% |  | 4627 | 0.015% | 0.01347% | 4627 | 2576 | 0.01109% | 5400 | 0.01126% | 0.01117% |  | 4627 | 0.01231% | 0.01312% | 0.01271% |  | 4627 | 4587 | 0.01117% | 0.01271%
| Jul | 12 | 20 | 4628 | 664.2054 | 719.3927 | 666.197 | 0.01418% | 0.01465% | 0.01325% | 0.01109% | 6055 | 0.01125% | 0.01117% |  | 9.7024 | 24.5377 | 26.2413 |  | 4628 | 654.503 | 694.855 | 639.9556 |  | 4628 | 0.01425% | 0.01475% | 0.01325% | 0.0106% | 0.01231% | 0.01312% |  | 4628 | 0.01475% | 0.01325% | 4628 | 1307 | 0.01109% | 613 | 0.01126% | 0.01117% |  | 4628 | 0.01231% | 0.01312% | 0.01271% |  | 4628 | 6055 | 0.01117% | 0.01214%
| Jul | 12 | 21 | 4629 | 652.7188 | 701.4812 | 655.6569 | 0.01393% | 0.01428% | 0.01304% | 0.01109% | 169 | 0.01125% | 0.01117% |  | 9.703 | 24.5371 | 26.2422 |  | 4629 | 643.0157 | 676.9441 | 629.4147 |  | 4629 | 0.014% | 0.01437% | 0.01303% | 0.01061% | 0.01231% | 0.01312% |  | 4629 | 0.01437% | 0.01303% | 4629 | 8233 | 0.01109% | 4321 | 0.01125% | 0.01117% |  | 4629 | 0.01231% | 0.01312% | 0.01271% |  | 4629 | 169 | 0.01117% | 0.009181%
| Jul | 12 | 22 | 4630 | 634.1695 | 681.9219 | 641.2441 | 0.01353% | 0.01389% | 0.01275% | 0.01109% | 7920 | 0.01125% | 0.01117% |  | 9.7037 | 24.5365 | 26.2431 |  | 4630 | 624.4658 | 657.3854 | 615.001 |  | 4630 | 0.01359% | 0.01395% | 0.01274% | 0.01061% | 0.01231% | 0.01312% |  | 4630 | 0.01395% | 0.01274% | 4630 | 1044 | 0.01109% | 3677 | 0.01125% | 0.01117% |  | 4630 | 0.01231% | 0.01312% | 0.01271% |  | 4630 | 7920 | 0.01117% | 0.01162%
| Jul | 12 | 23 | 4631 | 615.1219 | 658.4712 | 623.7087 | 0.01313% | 0.01341% | 0.0124% | 0.01108% | 6980 | 0.01125% | 0.01117% |  | 9.7044 | 24.5358 | 26.244 |  | 4631 | 605.4175 | 633.9354 | 597.4647 |  | 4631 | 0.01318% | 0.01346% | 0.01237% | 0.01061% | 0.01231% | 0.01312% |  | 4631 | 0.01346% | 0.01237% | 4631 | 8637 | 0.01109% | 5405 | 0.01125% | 0.01117% |  | 4631 | 0.01231% | 0.01312% | 0.01271% |  | 4631 | 6980 | 0.01117% | 0.01193%
| Jul | 13 | 0 | 4632 | 600.7148 | 642.4775 | 609.5021 | 0.01282% | 0.01308% | 0.01212% | 0.01108% | 3698 | 0.01125% | 0.01117% |  | 9.705 | 24.5352 | 26.2449 |  | 4632 | 591.0097 | 617.9423 | 583.2573 |  | 4632 | 0.01287% | 0.01312% | 0.01208% | 0.01061% | 0.01231% | 0.01312% |  | 4632 | 0.01312% | 0.01208% | 4632 | 8521 | 0.01109% | 786 | 0.01125% | 0.01117% |  | 4632 | 0.01231% | 0.01312% | 0.01271% |  | 4632 | 3698 | 0.01117% | 0.01226%
| Jul | 13 | 1 | 4633 | 590.6419 | 632.1625 | 600.9032 | 0.01261% | 0.01287% | 0.01195% | 0.01108% | 46 | 0.01125% | 0.01117% |  | 9.7057 | 24.5346 | 26.2458 |  | 4633 | 580.9362 | 607.628 | 574.6574 |  | 4633 | 0.01265% | 0.0129% | 0.0119% | 0.01061% | 0.01231% | 0.01312% |  | 4633 | 0.0129% | 0.0119% | 4633 | 3188 | 0.01109% | 7496 | 0.01125% | 0.01117% |  | 4633 | 0.01231% | 0.01312% | 0.01271% |  | 4633 | 46 | 0.01117% | 0.009139%
| Jul | 13 | 2 | 4634 | 583.4878 | 621.4007 | 595.5394 | 0.01245% | 0.01265% | 0.01184% | 0.01108% | 664 | 0.01125% | 0.01117% |  | 9.7064 | 24.5339 | 26.2466 |  | 4634 | 573.7814 | 596.8668 | 569.2928 |  | 4634 | 0.01249% | 0.01267% | 0.01179% | 0.01061% | 0.01231% | 0.01312% |  | 4634 | 0.01267% | 0.01179% | 4634 | 3057 | 0.01109% | 64 | 0.01125% | 0.01117% |  | 4634 | 0.01231% | 0.01312% | 0.01271% |  | 4634 | 664 | 0.01117% | 0.009434%
| Jul | 13 | 3 | 4635 | 582.5921 | 620.9353 | 595.3331 | 0.01243% | 0.01264% | 0.01184% | 0.01108% | 7038 | 0.01125% | 0.01117% |  | 9.707 | 24.5333 | 26.2475 |  | 4635 | 572.8851 | 596.402 | 569.0856 |  | 4635 | 0.01247% | 0.01266% | 0.01178% | 0.01061% | 0.01231% | 0.01312% |  | 4635 | 0.01266% | 0.01178% | 4635 | 3696 | 0.01109% | 5504 | 0.01125% | 0.01117% |  | 4635 | 0.01231% | 0.01312% | 0.01271% |  | 4635 | 7038 | 0.01117% | 0.01193%
| Jul | 13 | 4 | 4636 | 578.5822 | 620.8236 | 596.3646 | 0.01235% | 0.01264% | 0.01186% | 0.01108% | 3234 | 0.01125% | 0.01117% |  | 9.7077 | 24.5326 | 26.2484 |  | 4636 | 568.8745 | 596.2909 | 570.1162 |  | 4636 | 0.01238% | 0.01266% | 0.01181% | 0.01061% | 0.01231% | 0.01312% |  | 4636 | 0.01266% | 0.01181% | 4636 | 2432 | 0.01109% | 3818 | 0.01125% | 0.01117% |  | 4636 | 0.01231% | 0.01312% | 0.01271% |  | 4636 | 3234 | 0.01117% | 0.01181%
| Jul | 13 | 5 | 4637 | 582.9372 | 621.8104 | 598.8871 | 0.01244% | 0.01266% | 0.01191% | 0.01108% | 695 | 0.01125% | 0.01117% |  | 9.7084 | 24.532 | 26.2492 |  | 4637 | 573.2288 | 597.2784 | 572.6379 |  | 4637 | 0.01248% | 0.01268% | 0.01186% | 0.01061% | 0.01231% | 0.01312% |  | 4637 | 0.01268% | 0.01186% | 4637 | 8578 | 0.01109% | 1572 | 0.01125% | 0.01117% |  | 4637 | 0.01231% | 0.01312% | 0.01271% |  | 4637 | 695 | 0.01117% | 0.009455%
| Jul | 13 | 6 | 4638 | 599.9629 | 642.0958 | 603.8289 | 0.0128% | 0.01308% | 0.01201% | 0.01108% | 1242 | 0.01125% | 0.01117% |  | 9.709 | 24.5313 | 26.2501 |  | 4638 | 590.2538 | 617.5644 | 577.5788 |  | 4638 | 0.01285% | 0.01311% | 0.01196% | 0.01061% | 0.01231% | 0.01312% |  | 4638 | 0.01311% | 0.01196% | 4638 | 1372 | 0.01109% | 1169 | 0.01125% | 0.01117% |  | 4638 | 0.01231% | 0.01312% | 0.01271% |  | 4638 | 1242 | 0.01117% | 0.009886%
| Jul | 13 | 7 | 4639 | 615.2039 | 660.2028 | 612.4841 | 0.01313% | 0.01344% | 0.01218% | 0.01108% | 8154 | 0.01125% | 0.01117% |  | 9.7097 | 24.5307 | 26.251 |  | 4639 | 605.4942 | 635.6721 | 586.2331 |  | 4639 | 0.01318% | 0.01349% | 0.01214% | 0.01061% | 0.01231% | 0.01312% |  | 4639 | 0.01349% | 0.01214% | 4639 | 6999 | 0.01109% | 3697 | 0.01125% | 0.01117% |  | 4639 | 0.01231% | 0.01312% | 0.01271% |  | 4639 | 8154 | 0.01117% | 0.01146%
| Jul | 13 | 8 | 4640 | 627.7516 | 675.1818 | 626.5031 | 0.0134% | 0.01375% | 0.01246% | 0.01108% | 8451 | 0.01125% | 0.01117% |  | 9.7103 | 24.5301 | 26.2518 |  | 4640 | 618.0412 | 650.6518 | 600.2513 |  | 4640 | 0.01345% | 0.01381% | 0.01243% | 0.01061% | 0.01231% | 0.01312% |  | 4640 | 0.01381% | 0.01243% | 4640 | 8493 | 0.01109% | 7578 | 0.01125% | 0.01117% |  | 4640 | 0.01231% | 0.01312% | 0.01271% |  | 4640 | 8451 | 0.01117% | 0.01123%
| Jul | 13 | 9 | 4641 | 637.5037 | 693.7077 | 643.6353 | 0.01361% | 0.01413% | 0.0128% | 0.01108% | 749 | 0.01125% | 0.01117% |  | 9.711 | 24.5294 | 26.2526 |  | 4641 | 627.7927 | 669.1783 | 617.3827 |  | 4641 | 0.01367% | 0.0142% | 0.01279% | 0.01061% | 0.01231% | 0.01312% |  | 4641 | 0.0142% | 0.01279% | 4641 | 318 | 0.01109% | 8147 | 0.01125% | 0.01117% |  | 4641 | 0.01231% | 0.01312% | 0.01271% |  | 4641 | 749 | 0.01117% | 0.009492%
| Jul | 13 | 10 | 4642 | 649.6676 | 714.98 | 658.0387 | 0.01387% | 0.01456% | 0.01308% | 0.01108% | 2775 | 0.01125% | 0.01116% |  | 9.7117 | 24.5288 | 26.2535 |  | 4642 | 639.9559 | 690.4512 | 631.7853 |  | 4642 | 0.01393% | 0.01465% | 0.01308% | 0.01061% | 0.01231% | 0.01312% |  | 4642 | 0.01465% | 0.01308% | 4642 | 7878 | 0.01109% | 3558 | 0.01125% | 0.01117% |  | 4642 | 0.01231% | 0.01312% | 0.01271% |  | 4642 | 2775 | 0.01117% | 0.01131%
| Jul | 13 | 11 | 4643 | 661.2911 | 737.7883 | 672.3203 | 0.01411% | 0.01502% | 0.01337% | 0.01108% | 6759 | 0.01125% | 0.01116% |  | 9.7123 | 24.5281 | 26.2543 |  | 4643 | 651.5787 | 713.2602 | 646.066 |  | 4643 | 0.01418% | 0.01514% | 0.01338% | 0.01062% | 0.01231% | 0.01312% |  | 4643 | 0.01514% | 0.01338% | 4643 | 5704 | 0.01109% | 238 | 0.01125% | 0.01117% |  | 4643 | 0.01231% | 0.01312% | 0.01271% |  | 4643 | 6759 | 0.01117% | 0.01196%
| Jul | 13 | 12 | 4644 | 679.4801 | 753.7541 | 683.1135 | 0.0145% | 0.01535% | 0.01358% | 0.01108% | 6876 | 0.01125% | 0.01116% |  | 9.713 | 24.5274 | 26.2552 |  | 4644 | 669.7671 | 729.2267 | 656.8583 |  | 4644 | 0.01458% | 0.01548% | 0.0136% | 0.01062% | 0.01231% | 0.01312% |  | 4644 | 0.01548% | 0.0136% | 4644 | 8520 | 0.01109% | 720 | 0.01125% | 0.01117% |  | 4644 | 0.01231% | 0.01312% | 0.01271% |  | 4644 | 6876 | 0.01117% | 0.01195%
| Jul | 13 | 13 | 4645 | 691.9874 | 769.0589 | 691.9375 | 0.01477% | 0.01566% | 0.01376% | 0.01108% | 1165 | 0.01125% | 0.01116% |  | 9.7137 | 24.5268 | 26.256 |  | 4645 | 682.2738 | 744.5322 | 665.6815 |  | 4645 | 0.01485% | 0.0158% | 0.01379% | 0.01062% | 0.01231% | 0.01312% |  | 4645 | 0.0158% | 0.01379% | 4645 | 128 | 0.01109% | 4563 | 0.01125% | 0.01117% |  | 4645 | 0.01231% | 0.01312% | 0.01271% |  | 4645 | 1165 | 0.01117% | 0.009819%
| Jul | 13 | 14 | 4646 | 699.9979 | 773.6485 | 698.5391 | 0.01494% | 0.01575% | 0.01389% | 0.01108% | 201 | 0.01125% | 0.01116% |  | 9.7143 | 24.5261 | 26.2568 |  | 4646 | 690.2836 | 749.1224 | 672.2822 |  | 4646 | 0.01503% | 0.0159% | 0.01392% | 0.01062% | 0.01231% | 0.01312% |  | 4646 | 0.0159% | 0.01392% | 4646 | 308 | 0.01109% | 724 | 0.01125% | 0.01117% |  | 4646 | 0.01231% | 0.01312% | 0.01271% |  | 4646 | 201 | 0.01117% | 0.009192%
| Jul | 13 | 15 | 4647 | 711.4988 | 774.8588 | 701.1647 | 0.01519% | 0.01578% | 0.01394% | 0.01108% | 8625 | 0.01125% | 0.01116% |  | 9.715 | 24.5255 | 26.2576 |  | 4647 | 701.7838 | 750.3333 | 674.9071 |  | 4647 | 0.01528% | 0.01593% | 0.01398% | 0.01062% | 0.01231% | 0.01312% |  | 4647 | 0.01593% | 0.01398% | 4647 | 377 | 0.01109% | 283 | 0.01125% | 0.01117% |  | 4647 | 0.01231% | 0.01312% | 0.01272% |  | 4647 | 8625 | 0.01117% | 0.01108%
| Jul | 13 | 16 | 4648 | 714.5652 | 776.8976 | 700.6865 | 0.01525% | 0.01582% | 0.01393% | 0.01108% | 3229 | 0.01125% | 0.01116% |  | 9.7157 | 24.5248 | 26.2585 |  | 4648 | 704.8495 | 752.3727 | 674.428 |  | 4648 | 0.01534% | 0.01597% | 0.01397% | 0.01062% | 0.01231% | 0.01312% |  | 4648 | 0.01597% | 0.01397% | 4648 | 8316 | 0.01108% | 2957 | 0.01125% | 0.01117% |  | 4648 | 0.01231% | 0.01312% | 0.01272% |  | 4648 | 3229 | 0.01117% | 0.0118%
| Jul | 13 | 17 | 4649 | 707.293 | 771.0046 | 695.9885 | 0.0151% | 0.0157% | 0.01384% | 0.01108% | 2967 | 0.01124% | 0.01116% |  | 9.7163 | 24.5242 | 26.2593 |  | 4649 | 697.5766 | 746.4805 | 669.7292 |  | 4649 | 0.01518% | 0.01584% | 0.01387% | 0.01062% | 0.01231% | 0.01312% |  | 4649 | 0.01584% | 0.01387% | 4649 | 6740 | 0.01108% | 815 | 0.01125% | 0.01117% |  | 4649 | 0.01231% | 0.01312% | 0.01272% |  | 4649 | 2967 | 0.01117% | 0.01152%
| Jul | 13 | 18 | 4650 | 691.5788 | 741.6238 | 683.498 | 0.01476% | 0.0151% | 0.01359% | 0.01108% | 1122 | 0.01124% | 0.01116% |  | 9.717 | 24.5235 | 26.2601 |  | 4650 | 681.8618 | 717.1003 | 657.2379 |  | 4650 | 0.01484% | 0.01522% | 0.01361% | 0.01062% | 0.01231% | 0.01313% |  | 4650 | 0.01522% | 0.01361% | 4650 | 2887 | 0.01108% | 557 | 0.01125% | 0.01117% |  | 4650 | 0.01231% | 0.01313% | 0.01272% |  | 4650 | 1122 | 0.01117% | 0.009782%
| Jul | 13 | 19 | 4651 | 680.9382 | 728.2274 | 666.8627 | 0.01453% | 0.01483% | 0.01326% | 0.01108% | 10 | 0.01124% | 0.01116% |  | 9.7177 | 24.5228 | 26.2609 |  | 4651 | 671.2205 | 703.7046 | 640.6019 |  | 4651 | 0.01461% | 0.01494% | 0.01327% | 0.01062% | 0.0123% | 0.01313% |  | 4651 | 0.01494% | 0.01327% | 4651 | 3083 | 0.01108% | 7112 | 0.01125% | 0.01117% |  | 4651 | 0.0123% | 0.01313% | 0.01272% |  | 4651 | 10 | 0.01117% | 0.009127%
| Jul | 13 | 20 | 4652 | 665.3389 | 715.7247 | 651.7372 | 0.0142% | 0.01457% | 0.01296% | 0.01108% | 8230 | 0.01124% | 0.01116% |  | 9.7183 | 24.5222 | 26.2617 |  | 4652 | 655.6206 | 691.2026 | 625.4756 |  | 4652 | 0.01427% | 0.01467% | 0.01295% | 0.01062% | 0.0123% | 0.01313% |  | 4652 | 0.01467% | 0.01295% | 4652 | 2 | 0.01108% | 6715 | 0.01125% | 0.01116% |  | 4652 | 0.0123% | 0.01313% | 0.01272% |  | 4652 | 8230 | 0.01116% | 0.01141%
| Jul | 13 | 21 | 4653 | 656.4951 | 700.6433 | 641.141 | 0.01401% | 0.01427% | 0.01275% | 0.01108% | 8309 | 0.01124% | 0.01116% |  | 9.719 | 24.5215 | 26.2625 |  | 4653 | 646.7761 | 676.1218 | 614.8785 |  | 4653 | 0.01408% | 0.01435% | 0.01273% | 0.01062% | 0.0123% | 0.01313% |  | 4653 | 0.01435% | 0.01273% | 4653 | 8760 | 0.01108% | 6786 | 0.01125% | 0.01116% |  | 4653 | 0.0123% | 0.01313% | 0.01272% |  | 4653 | 8309 | 0.01116% | 0.01134%
| Jul | 13 | 22 | 4654 | 635.6567 | 683.9514 | 625.1434 | 0.01357% | 0.01393% | 0.01243% | 0.01108% | 8009 | 0.01124% | 0.01116% |  | 9.7197 | 24.5208 | 26.2633 |  | 4654 | 625.937 | 659.4305 | 598.8801 |  | 4654 | 0.01363% | 0.014% | 0.0124% | 0.01062% | 0.0123% | 0.01313% |  | 4654 | 0.014% | 0.0124% | 4654 | 3435 | 0.01108% | 196 | 0.01124% | 0.01116% |  | 4654 | 0.0123% | 0.01313% | 0.01272% |  | 4654 | 8009 | 0.01116% | 0.01156%
| Jul | 13 | 23 | 4655 | 616.7807 | 662.4743 | 607.0547 | 0.01316% | 0.01349% | 0.01207% | 0.01108% | 6726 | 0.01124% | 0.01116% |  | 9.7203 | 24.5202 | 26.2641 |  | 4655 | 607.0604 | 637.9542 | 580.7906 |  | 4655 | 0.01321% | 0.01354% | 0.01203% | 0.01062% | 0.0123% | 0.01313% |  | 4655 | 0.01354% | 0.01203% | 4655 | 7489 | 0.01108% | 3023 | 0.01124% | 0.01116% |  | 4655 | 0.0123% | 0.01313% | 0.01272% |  | 4655 | 6726 | 0.01116% | 0.01197%
| Jul | 14 | 0 | 4656 | 602.6073 | 646.5923 | 596.1864 | 0.01286% | 0.01317% | 0.01185% | 0.01108% | 6951 | 0.01124% | 0.01116% |  | 9.721 | 24.5195 | 26.2648 |  | 4656 | 592.8863 | 622.0728 | 569.9216 |  | 4656 | 0.01291% | 0.0132% | 0.0118% | 0.01063% | 0.0123% | 0.01313% |  | 4656 | 0.0132% | 0.0118% | 4656 | 2900 | 0.01108% | 103 | 0.01124% | 0.01116% |  | 4656 | 0.0123% | 0.01313% | 0.01272% |  | 4656 | 6951 | 0.01116% | 0.01194%
| Jul | 14 | 1 | 4657 | 592.1898 | 633.4286 | 591.9573 | 0.01264% | 0.0129% | 0.01177% | 0.01108% | 5404 | 0.01124% | 0.01116% |  | 9.7217 | 24.5188 | 26.2656 |  | 4657 | 582.4682 | 608.9098 | 565.6917 |  | 4657 | 0.01268% | 0.01292% | 0.01171% | 0.01063% | 0.0123% | 0.01313% |  | 4657 | 0.01292% | 0.01171% | 4657 | 5735 | 0.01108% | 6537 | 0.01124% | 0.01116% |  | 4657 | 0.0123% | 0.01313% | 0.01272% |  | 4657 | 5404 | 0.01116% | 0.01247%
| Jul | 14 | 2 | 4658 | 584.156 | 627.0889 | 588.1408 | 0.01247% | 0.01277% | 0.01169% | 0.01108% | 4538 | 0.01124% | 0.01116% |  | 9.7223 | 24.5181 | 26.2664 |  | 4658 | 574.4337 | 602.5707 | 561.8744 |  | 4658 | 0.0125% | 0.01279% | 0.01164% | 0.01063% | 0.0123% | 0.01313% |  | 4658 | 0.01279% | 0.01164% | 4658 | 6924 | 0.01108% | 6996 | 0.01124% | 0.01116% |  | 4658 | 0.0123% | 0.01313% | 0.01272% |  | 4658 | 4538 | 0.01116% | 0.0127%
| Jul | 14 | 3 | 4659 | 585.141 | 620.4326 | 585.7777 | 0.01249% | 0.01263% | 0.01165% | 0.01108% | 8651 | 0.01124% | 0.01116% |  | 9.723 | 24.5175 | 26.2672 |  | 4659 | 575.418 | 595.9151 | 559.5105 |  | 4659 | 0.01253% | 0.01265% | 0.01159% | 0.01063% | 0.0123% | 0.01313% |  | 4659 | 0.01265% | 0.01159% | 4659 | 3093 | 0.01108% | 2777 | 0.01124% | 0.01116% |  | 4659 | 0.0123% | 0.01313% | 0.01272% |  | 4659 | 8651 | 0.01116% | 0.01106%
| Jul | 14 | 4 | 4660 | 583.4734 | 615.6475 | 583.9866 | 0.01245% | 0.01254% | 0.01161% | 0.01108% | 7963 | 0.01124% | 0.01116% |  | 9.7237 | 24.5168 | 26.2679 |  | 4660 | 573.7498 | 591.1307 | 557.7187 |  | 4660 | 0.01249% | 0.01255% | 0.01155% | 0.01063% | 0.0123% | 0.01313% |  | 4660 | 0.01255% | 0.01155% | 4660 | 6906 | 0.01108% | 5 | 0.01124% | 0.01116% |  | 4660 | 0.0123% | 0.01313% | 0.01272% |  | 4660 | 7963 | 0.01116% | 0.01159%
| Jul | 14 | 5 | 4661 | 586.1666 | 613.7297 | 578.6698 | 0.01251% | 0.0125% | 0.01151% | 0.01108% | 3821 | 0.01124% | 0.01116% |  | 9.7243 | 24.5161 | 26.2687 |  | 4661 | 576.4422 | 589.2136 | 552.4011 |  | 4661 | 0.01255% | 0.01251% | 0.01144% | 0.01063% | 0.0123% | 0.01313% |  | 4661 | 0.01251% | 0.01144% | 4661 | 6413 | 0.01108% | 1311 | 0.01124% | 0.01116% |  | 4661 | 0.0123% | 0.01313% | 0.01272% |  | 4661 | 3821 | 0.01116% | 0.01236%
| Jul | 14 | 6 | 4662 | 602.5796 | 627.3309 | 582.43 | 0.01286% | 0.01277% | 0.01158% | 0.01108% | 2766 | 0.01124% | 0.01116% |  | 9.725 | 24.5154 | 26.2694 |  | 4662 | 592.8546 | 602.8155 | 556.1606 |  | 4662 | 0.01291% | 0.01279% | 0.01152% | 0.01063% | 0.0123% | 0.01313% |  | 4662 | 0.01279% | 0.01152% | 4662 | 6954 | 0.01108% | 245 | 0.01124% | 0.01116% |  | 4662 | 0.0123% | 0.01313% | 0.01272% |  | 4662 | 2766 | 0.01116% | 0.0113%
| Jul | 14 | 7 | 4663 | 616.7638 | 642.3472 | 591.9948 | 0.01316% | 0.01308% | 0.01177% | 0.01108% | 3151 | 0.01124% | 0.01116% |  | 9.7257 | 24.5147 | 26.2702 |  | 4663 | 607.0382 | 617.8324 | 565.7246 |  | 4663 | 0.01321% | 0.01311% | 0.01172% | 0.01063% | 0.0123% | 0.01313% |  | 4663 | 0.01311% | 0.01172% | 4663 | 3126 | 0.01108% | 362 | 0.01124% | 0.01116% |  | 4663 | 0.0123% | 0.01313% | 0.01272% |  | 4663 | 3151 | 0.01116% | 0.01172%
| Jul | 14 | 8 | 4664 | 628.3598 | 650.493 | 606.5858 | 0.01341% | 0.01325% | 0.01206% | 0.01108% | 7350 | 0.01124% | 0.01116% |  | 9.7263 | 24.5141 | 26.2709 |  | 4664 | 618.6334 | 625.9789 | 580.3149 |  | 4664 | 0.01347% | 0.01329% | 0.01202% | 0.01063% | 0.0123% | 0.01313% |  | 4664 | 0.01329% | 0.01202% | 4664 | 7805 | 0.01108% | 6821 | 0.01124% | 0.01116% |  | 4664 | 0.0123% | 0.01313% | 0.01272% |  | 4664 | 7350 | 0.01116% | 0.01186%
| Jul | 14 | 9 | 4665 | 641.1856 | 663.6939 | 619.4889 | 0.01368% | 0.01352% | 0.01232% | 0.01108% | 2878 | 0.01124% | 0.01116% |  | 9.727 | 24.5134 | 26.2717 |  | 4665 | 631.4586 | 639.1805 | 593.2172 |  | 4665 | 0.01375% | 0.01357% | 0.01228% | 0.01063% | 0.0123% | 0.01313% |  | 4665 | 0.01357% | 0.01228% | 4665 | 8508 | 0.01108% | 7581 | 0.01124% | 0.01116% |  | 4665 | 0.0123% | 0.01313% | 0.01272% |  | 4665 | 2878 | 0.01116% | 0.01142%
| Jul | 14 | 10 | 4666 | 655.1215 | 672.2679 | 632.1388 | 0.01398% | 0.01369% | 0.01257% | 0.01108% | 6976 | 0.01124% | 0.01116% |  | 9.7277 | 24.5127 | 26.2724 |  | 4666 | 645.3938 | 647.7553 | 605.8664 |  | 4666 | 0.01405% | 0.01375% | 0.01255% | 0.01063% | 0.0123% | 0.01313% |  | 4666 | 0.01375% | 0.01255% | 4666 | 8759 | 0.01108% | 7947 | 0.01124% | 0.01116% |  | 4666 | 0.0123% | 0.01313% | 0.01272% |  | 4666 | 6976 | 0.01116% | 0.01193%
| Jul | 14 | 11 | 4667 | 674.0718 | 683.849 | 648.6334 | 0.01439% | 0.01393% | 0.0129% | 0.01108% | 2774 | 0.01124% | 0.01116% |  | 9.7283 | 24.512 | 26.2732 |  | 4667 | 664.3435 | 659.337 | 622.3602 |  | 4667 | 0.01446% | 0.01399% | 0.01289% | 0.01063% | 0.0123% | 0.01313% |  | 4667 | 0.01399% | 0.01289% | 4667 | 6893 | 0.01108% | 261 | 0.01124% | 0.01116% |  | 4667 | 0.0123% | 0.01313% | 0.01272% |  | 4667 | 2774 | 0.01116% | 0.01131%
| Jul | 14 | 12 | 4668 | 692.3146 | 698.2694 | 660.8238 | 0.01478% | 0.01422% | 0.01314% | 0.01108% | 7909 | 0.01124% | 0.01116% |  | 9.729 | 24.5113 | 26.2739 |  | 4668 | 682.5856 | 673.7581 | 634.5499 |  | 4668 | 0.01486% | 0.0143% | 0.01314% | 0.01063% | 0.0123% | 0.01313% |  | 4668 | 0.0143% | 0.01314% | 4668 | 4011 | 0.01108% | 4300 | 0.01124% | 0.01116% |  | 4668 | 0.0123% | 0.01313% | 0.01272% |  | 4668 | 7909 | 0.01116% | 0.01163%
| Jul | 14 | 13 | 4669 | 707.8411 | 712.0289 | 670.3792 | 0.01511% | 0.0145% | 0.01333% | 0.01108% | 3196 | 0.01124% | 0.01116% |  | 9.7297 | 24.5106 | 26.2746 |  | 4669 | 698.1114 | 687.5183 | 644.1046 |  | 4669 | 0.0152% | 0.01459% | 0.01334% | 0.01063% | 0.0123% | 0.01313% |  | 4669 | 0.01459% | 0.01334% | 4669 | 7979 | 0.01108% | 7828 | 0.01124% | 0.01116% |  | 4669 | 0.0123% | 0.01313% | 0.01272% |  | 4669 | 3196 | 0.01116% | 0.01177%
| Jul | 14 | 14 | 4670 | 716.0411 | 721.4222 | 674.6458 | 0.01528% | 0.01469% | 0.01342% | 0.01107% | 3222 | 0.01124% | 0.01116% |  | 9.7303 | 24.5099 | 26.2754 |  | 4670 | 706.3108 | 696.9122 | 648.3705 |  | 4670 | 0.01537% | 0.01479% | 0.01343% | 0.01064% | 0.0123% | 0.01313% |  | 4670 | 0.01479% | 0.01343% | 4670 | 183 | 0.01108% | 4327 | 0.01124% | 0.01116% |  | 4670 | 0.0123% | 0.01313% | 0.01272% |  | 4670 | 3222 | 0.01116% | 0.0118%
| Jul | 14 | 15 | 4671 | 722.1825 | 728.8325 | 678.7156 | 0.01541% | 0.01484% | 0.0135% | 0.01107% | 4537 | 0.01124% | 0.01116% |  | 9.731 | 24.5092 | 26.2761 |  | 4671 | 712.4515 | 704.3233 | 652.4395 |  | 4671 | 0.01551% | 0.01495% | 0.01351% | 0.01064% | 0.0123% | 0.01313% |  | 4671 | 0.01495% | 0.01351% | 4671 | 7490 | 0.01108% | 3234 | 0.01124% | 0.01116% |  | 4671 | 0.0123% | 0.01313% | 0.01272% |  | 4671 | 4537 | 0.01116% | 0.0127%
| Jul | 14 | 16 | 4672 | 730.0228 | 733.357 | 680.2159 | 0.01558% | 0.01493% | 0.01353% | 0.01107% | 3023 | 0.01124% | 0.01116% |  | 9.7317 | 24.5085 | 26.2768 |  | 4672 | 720.2912 | 708.8484 | 653.9391 |  | 4672 | 0.01568% | 0.01505% | 0.01354% | 0.01064% | 0.0123% | 0.01313% |  | 4672 | 0.01505% | 0.01354% | 4672 | 5686 | 0.01108% | 8452 | 0.01124% | 0.01116% |  | 4672 | 0.0123% | 0.01313% | 0.01272% |  | 4672 | 3023 | 0.01116% | 0.01158%
| Jul | 14 | 17 | 4673 | 732.6425 | 728.7301 | 677.234 | 0.01564% | 0.01484% | 0.01347% | 0.01107% | 2957 | 0.01124% | 0.01116% |  | 9.7323 | 24.5078 | 26.2775 |  | 4673 | 722.9102 | 704.2223 | 650.9565 |  | 4673 | 0.01574% | 0.01495% | 0.01348% | 0.01064% | 0.0123% | 0.01313% |  | 4673 | 0.01495% | 0.01348% | 4673 | 1341 | 0.01108% | 3028 | 0.01124% | 0.01116% |  | 4673 | 0.0123% | 0.01313% | 0.01272% |  | 4673 | 2957 | 0.01116% | 0.01151%
| Jul | 14 | 18 | 4674 | 709.4809 | 710.6231 | 667.5473 | 0.01514% | 0.01447% | 0.01327% | 0.01107% | 1289 | 0.01124% | 0.01116% |  | 9.733 | 24.5071 | 26.2782 |  | 4674 | 699.7479 | 686.116 | 641.2691 |  | 4674 | 0.01523% | 0.01456% | 0.01328% | 0.01064% | 0.0123% | 0.01313% |  | 4674 | 0.01456% | 0.01328% | 4674 | 8551 | 0.01107% | 7041 | 0.01124% | 0.01116% |  | 4674 | 0.0123% | 0.01313% | 0.01272% |  | 4674 | 1289 | 0.01116% | 0.009927%
| Jul | 14 | 19 | 4675 | 691.6995 | 694.0429 | 659.6047 | 0.01476% | 0.01413% | 0.01312% | 0.01107% | 8068 | 0.01124% | 0.01116% |  | 9.7337 | 24.5064 | 26.2789 |  | 4675 | 681.9658 | 669.5365 | 633.3258 |  | 4675 | 0.01484% | 0.01421% | 0.01312% | 0.01064% | 0.0123% | 0.01313% |  | 4675 | 0.01421% | 0.01312% | 4675 | 8369 | 0.01107% | 8063 | 0.01124% | 0.01116% |  | 4675 | 0.0123% | 0.01313% | 0.01272% |  | 4675 | 8068 | 0.01116% | 0.01152%
| Jul | 14 | 20 | 4676 | 675.5114 | 678.2633 | 648.3802 | 0.01442% | 0.01381% | 0.01289% | 0.01107% | 8350 | 0.01124% | 0.01116% |  | 9.7343 | 24.5057 | 26.2796 |  | 4676 | 665.7771 | 653.7575 | 622.1006 |  | 4676 | 0.01449% | 0.01388% | 0.01288% | 0.01064% | 0.0123% | 0.01313% |  | 4676 | 0.01388% | 0.01288% | 4676 | 6502 | 0.01107% | 508 | 0.01124% | 0.01116% |  | 4676 | 0.0123% | 0.01313% | 0.01272% |  | 4676 | 8350 | 0.01116% | 0.01131%
| Jul | 14 | 21 | 4677 | 664.0732 | 666.4402 | 641.1691 | 0.01417% | 0.01357% | 0.01275% | 0.01107% | 8438 | 0.01124% | 0.01116% |  | 9.735 | 24.505 | 26.2803 |  | 4677 | 654.3382 | 641.9352 | 614.8888 |  | 4677 | 0.01424% | 0.01362% | 0.01273% | 0.01064% | 0.0123% | 0.01314% |  | 4677 | 0.01362% | 0.01273% | 4677 | 5809 | 0.01107% | 260 | 0.01124% | 0.01116% |  | 4677 | 0.0123% | 0.01314% | 0.01272% |  | 4677 | 8438 | 0.01116% | 0.01124%
| Jul | 14 | 22 | 4678 | 643.573 | 650.9305 | 622.5459 | 0.01374% | 0.01326% | 0.01238% | 0.01107% | 7396 | 0.01124% | 0.01116% |  | 9.7357 | 24.5043 | 26.281 |  | 4678 | 633.8373 | 626.4262 | 596.2649 |  | 4678 | 0.0138% | 0.0133% | 0.01235% | 0.01064% | 0.0123% | 0.01314% |  | 4678 | 0.0133% | 0.01235% | 4678 | 8355 | 0.01107% | 2867 | 0.01124% | 0.01116% |  | 4678 | 0.0123% | 0.01314% | 0.01272% |  | 4678 | 7396 | 0.01116% | 0.01185%
| Jul | 14 | 23 | 4679 | 624.9516 | 631.334 | 605.3949 | 0.01334% | 0.01286% | 0.01204% | 0.01107% | 2753 | 0.01124% | 0.01115% |  | 9.7363 | 24.5036 | 26.2817 |  | 4679 | 615.2153 | 606.8304 | 579.1132 |  | 4679 | 0.01339% | 0.01288% | 0.01199% | 0.01064% | 0.0123% | 0.01314% |  | 4679 | 0.01288% | 0.01199% | 4679 | 6345 | 0.01107% | 7594 | 0.01124% | 0.01116% |  | 4679 | 0.0123% | 0.01314% | 0.01272% |  | 4679 | 2753 | 0.01116% | 0.01128%
| Jul | 15 | 0 | 4680 | 608.6501 | 616.8112 | 593.2795 | 0.01299% | 0.01256% | 0.0118% | 0.01107% | 192 | 0.01124% | 0.01115% |  | 9.737 | 24.5029 | 26.2824 |  | 4680 | 598.9131 | 592.3083 | 566.9971 |  | 4680 | 0.01304% | 0.01257% | 0.01174% | 0.01064% | 0.01229% | 0.01314% |  | 4680 | 0.01257% | 0.01174% | 4680 | 566 | 0.01107% | 404 | 0.01124% | 0.01116% |  | 4680 | 0.01229% | 0.01314% | 0.01272% |  | 4680 | 192 | 0.01116% | 0.009189%
| Jul | 15 | 1 | 4681 | 598.2942 | 608.7584 | 588.1314 | 0.01277% | 0.0124% | 0.01169% | 0.01107% | 465 | 0.01124% | 0.01115% |  | 9.7377 | 24.5022 | 26.283 |  | 4681 | 588.5565 | 584.2562 | 561.8484 |  | 4681 | 0.01281% | 0.0124% | 0.01163% | 0.01064% | 0.01229% | 0.01314% |  | 4681 | 0.0124% | 0.01163% | 4681 | 5706 | 0.01107% | 3151 | 0.01124% | 0.01116% |  | 4681 | 0.01229% | 0.01314% | 0.01272% |  | 4681 | 465 | 0.01116% | 0.009312%
| Jul | 15 | 2 | 4682 | 592.1614 | 601.618 | 590.1006 | 0.01264% | 0.01225% | 0.01173% | 0.01107% | 7786 | 0.01124% | 0.01115% |  | 9.7383 | 24.5015 | 26.2837 |  | 4682 | 582.423 | 577.1166 | 563.8169 |  | 4682 | 0.01268% | 0.01225% | 0.01168% | 0.01064% | 0.01229% | 0.01314% |  | 4682 | 0.01225% | 0.01168% | 4682 | 2036 | 0.01107% | 3229 | 0.01124% | 0.01115% |  | 4682 | 0.01229% | 0.01314% | 0.01272% |  | 4682 | 7786 | 0.01115% | 0.0117%
| Jul | 15 | 3 | 4683 | 573.7026 | 597.7732 | 590.4382 | 0.01224% | 0.01217% | 0.01174% | 0.01107% | 3413 | 0.01124% | 0.01115% |  | 9.739 | 24.5008 | 26.2844 |  | 4683 | 563.9636 | 573.2724 | 564.1538 |  | 4683 | 0.01228% | 0.01217% | 0.01168% | 0.01064% | 0.01229% | 0.01314% |  | 4683 | 0.01217% | 0.01168% | 4683 | 2939 | 0.01107% | 2854 | 0.01124% | 0.01115% |  | 4683 | 0.01229% | 0.01314% | 0.01272% |  | 4683 | 3413 | 0.01115% | 0.01199%
| Jul | 15 | 4 | 4684 | 542.8857 | 593.9377 | 590.26 | 0.01159% | 0.01209% | 0.01174% | 0.01107% | 6974 | 0.01124% | 0.01115% |  | 9.7397 | 24.5001 | 26.285 |  | 4684 | 533.146 | 569.4376 | 563.975 |  | 4684 | 0.01161% | 0.01209% | 0.01168% | 0.01065% | 0.01229% | 0.01314% |  | 4684 | 0.01209% | 0.01168% | 4684 | 8371 | 0.01107% | 8316 | 0.01123% | 0.01115% |  | 4684 | 0.01229% | 0.01314% | 0.01272% |  | 4684 | 6974 | 0.01115% | 0.01193%
| Jul | 15 | 5 | 4685 | 543.1013 | 593.3698 | 597.9306 | 0.01159% | 0.01208% | 0.01189% | 0.01107% | 8450 | 0.01123% | 0.01115% |  | 9.7403 | 24.4993 | 26.2857 |  | 4685 | 533.3609 | 568.8705 | 571.6449 |  | 4685 | 0.01161% | 0.01207% | 0.01184% | 0.01065% | 0.01229% | 0.01314% |  | 4685 | 0.01207% | 0.01184% | 4685 | 8462 | 0.01107% | 3841 | 0.01123% | 0.01115% |  | 4685 | 0.01229% | 0.01314% | 0.01272% |  | 4685 | 8450 | 0.01115% | 0.01123%
| Jul | 15 | 6 | 4686 | 556.2611 | 598.7507 | 610.8806 | 0.01187% | 0.01219% | 0.01215% | 0.01107% | 67 | 0.01123% | 0.01115% |  | 9.741 | 24.4986 | 26.2864 |  | 4686 | 546.5201 | 574.2521 | 584.5942 |  | 4686 | 0.0119% | 0.01219% | 0.01211% | 0.01065% | 0.01229% | 0.01314% |  | 4686 | 0.01219% | 0.01211% | 4686 | 8689 | 0.01107% | 2745 | 0.01123% | 0.01115% |  | 4686 | 0.01229% | 0.01314% | 0.01272% |  | 4686 | 67 | 0.01115% | 0.009145%
| Jul | 15 | 7 | 4687 | 584.2514 | 611.5885 | 625.2559 | 0.01247% | 0.01245% | 0.01243% | 0.01107% | 6547 | 0.01123% | 0.01115% |  | 9.7417 | 24.4979 | 26.287 |  | 4687 | 574.5097 | 587.0906 | 598.9689 |  | 4687 | 0.01251% | 0.01246% | 0.0124% | 0.01065% | 0.01229% | 0.01314% |  | 4687 | 0.01246% | 0.0124% | 4687 | 995 | 0.01107% | 2968 | 0.01123% | 0.01115% |  | 4687 | 0.01229% | 0.01314% | 0.01272% |  | 4687 | 6547 | 0.01115% | 0.012%
| Jul | 15 | 8 | 4688 | 604.3832 | 635.5047 | 633.0484 | 0.0129% | 0.01294% | 0.01259% | 0.01107% | 1738 | 0.01123% | 0.01115% |  | 9.7423 | 24.4972 | 26.2877 |  | 4688 | 594.6408 | 611.0075 | 606.7607 |  | 4688 | 0.01294% | 0.01297% | 0.01257% | 0.01065% | 0.01229% | 0.01314% |  | 4688 | 0.01297% | 0.01257% | 4688 | 2265 | 0.01107% | 8130 | 0.01123% | 0.01115% |  | 4688 | 0.01229% | 0.01314% | 0.01272% |  | 4688 | 1738 | 0.01115% | 0.0103%
| Jul | 15 | 9 | 4689 | 618.8826 | 653.0531 | 640.9628 | 0.01321% | 0.0133% | 0.01275% | 0.01107% | 7292 | 0.01123% | 0.01115% |  | 9.743 | 24.4965 | 26.2883 |  | 4689 | 609.1396 | 628.5566 | 614.6745 |  | 4689 | 0.01326% | 0.01334% | 0.01273% | 0.01065% | 0.01229% | 0.01314% |  | 4689 | 0.01334% | 0.01273% | 4689 | 7798 | 0.01107% | 3820 | 0.01123% | 0.01115% |  | 4689 | 0.01229% | 0.01314% | 0.01272% |  | 4689 | 7292 | 0.01115% | 0.01188%
| Jul | 15 | 10 | 4690 | 640.7687 | 672.7706 | 650.9027 | 0.01368% | 0.0137% | 0.01294% | 0.01107% | 1430 | 0.01123% | 0.01115% |  | 9.7437 | 24.4957 | 26.2889 |  | 4690 | 631.0251 | 648.2749 | 624.6137 |  | 4690 | 0.01374% | 0.01376% | 0.01293% | 0.01065% | 0.01229% | 0.01314% |  | 4690 | 0.01376% | 0.01293% | 4690 | 4085 | 0.01107% | 7827 | 0.01123% | 0.01115% |  | 4690 | 0.01229% | 0.01314% | 0.01272% |  | 4690 | 1430 | 0.01115% | 0.01005%
| Jul | 15 | 11 | 4691 | 663.8237 | 696.7333 | 660.4112 | 0.01417% | 0.01419% | 0.01313% | 0.01107% | 106 | 0.01123% | 0.01115% |  | 9.7444 | 24.495 | 26.2896 |  | 4691 | 654.0793 | 672.2383 | 634.1216 |  | 4691 | 0.01424% | 0.01427% | 0.01313% | 0.01065% | 0.01229% | 0.01314% |  | 4691 | 0.01427% | 0.01313% | 4691 | 7745 | 0.01107% | 1879 | 0.01123% | 0.01115% |  | 4691 | 0.01229% | 0.01314% | 0.01272% |  | 4691 | 106 | 0.01115% | 0.009159%
| Jul | 15 | 12 | 4692 | 682.9873 | 715.762 | 666.6471 | 0.01458% | 0.01458% | 0.01326% | 0.01107% | 3028 | 0.01123% | 0.01115% |  | 9.745 | 24.4943 | 26.2902 |  | 4692 | 673.2423 | 691.2677 | 640.3569 |  | 4692 | 0.01466% | 0.01467% | 0.01326% | 0.01065% | 0.01229% | 0.01314% |  | 4692 | 0.01467% | 0.01326% | 4692 | 1 | 0.01107% | 1692 | 0.01123% | 0.01115% |  | 4692 | 0.01229% | 0.01314% | 0.01272% |  | 4692 | 3028 | 0.01115% | 0.01159%
| Jul | 15 | 13 | 4693 | 697.82 | 730.9272 | 673.3612 | 0.01489% | 0.01488% | 0.01339% | 0.01107% | 7945 | 0.01123% | 0.01115% |  | 9.7457 | 24.4936 | 26.2908 |  | 4693 | 688.0743 | 706.4336 | 647.0703 |  | 4693 | 0.01498% | 0.01499% | 0.0134% | 0.01065% | 0.01229% | 0.01314% |  | 4693 | 0.01499% | 0.0134% | 4693 | 95 | 0.01107% | 401 | 0.01123% | 0.01115% |  | 4693 | 0.01229% | 0.01314% | 0.01272% |  | 4693 | 7945 | 0.01115% | 0.0116%
| Jul | 15 | 14 | 4694 | 707.1027 | 738.7099 | 681.8288 | 0.01509% | 0.01504% | 0.01356% | 0.01107% | 3431 | 0.01123% | 0.01115% |  | 9.7464 | 24.4928 | 26.2914 |  | 4694 | 697.3563 | 714.2171 | 655.5374 |  | 4694 | 0.01518% | 0.01516% | 0.01358% | 0.01065% | 0.01229% | 0.01314% |  | 4694 | 0.01516% | 0.01358% | 4694 | 6787 | 0.01107% | 361 | 0.01123% | 0.01115% |  | 4694 | 0.01229% | 0.01314% | 0.01272% |  | 4694 | 3431 | 0.01115% | 0.01201%
| Jul | 15 | 15 | 4695 | 707.9319 | 743.7743 | 687.2864 | 0.01511% | 0.01515% | 0.01367% | 0.01107% | 6608 | 0.01123% | 0.01115% |  | 9.747 | 24.4921 | 26.2921 |  | 4695 | 698.1849 | 719.2822 | 660.9943 |  | 4695 | 0.0152% | 0.01527% | 0.01369% | 0.01065% | 0.01229% | 0.01314% |  | 4695 | 0.01527% | 0.01369% | 4695 | 2458 | 0.01107% | 6992 | 0.01123% | 0.01115% |  | 4695 | 0.01229% | 0.01314% | 0.01272% |  | 4695 | 6608 | 0.01115% | 0.01199%
| Jul | 15 | 16 | 4696 | 714.5468 | 748.0008 | 690.3902 | 0.01525% | 0.01523% | 0.01373% | 0.01107% | 3245 | 0.01123% | 0.01115% |  | 9.7477 | 24.4914 | 26.2927 |  | 4696 | 704.7991 | 723.5095 | 664.0976 |  | 4696 | 0.01534% | 0.01536% | 0.01375% | 0.01065% | 0.01229% | 0.01314% |  | 4696 | 0.01536% | 0.01375% | 4696 | 8441 | 0.01107% | 4255 | 0.01123% | 0.01115% |  | 4696 | 0.01229% | 0.01314% | 0.01272% |  | 4696 | 3245 | 0.01115% | 0.01182%
| Jul | 15 | 17 | 4697 | 707.9875 | 741.2887 | 688.2897 | 0.01511% | 0.0151% | 0.01369% | 0.01107% | 7468 | 0.01123% | 0.01115% |  | 9.7484 | 24.4906 | 26.2933 |  | 4697 | 698.2391 | 716.798 | 661.9965 |  | 4697 | 0.0152% | 0.01521% | 0.01371% | 0.01066% | 0.01229% | 0.01314% |  | 4697 | 0.01521% | 0.01371% | 4697 | 8320 | 0.01107% | 420 | 0.01123% | 0.01115% |  | 4697 | 0.01229% | 0.01314% | 0.01272% |  | 4697 | 7468 | 0.01115% | 0.01183%
| Jul | 15 | 18 | 4698 | 683.8597 | 719.132 | 682.9072 | 0.0146% | 0.01464% | 0.01358% | 0.01107% | 7495 | 0.01123% | 0.01115% |  | 9.749 | 24.4899 | 26.2939 |  | 4698 | 674.1107 | 694.6421 | 656.6133 |  | 4698 | 0.01467% | 0.01474% | 0.0136% | 0.01066% | 0.01229% | 0.01314% |  | 4698 | 0.01474% | 0.0136% | 4698 | 6118 | 0.01107% | 3196 | 0.01123% | 0.01115% |  | 4698 | 0.01229% | 0.01314% | 0.01272% |  | 4698 | 7495 | 0.01115% | 0.01182%
| Jul | 15 | 19 | 4699 | 666.8749 | 707.7186 | 676.1087 | 0.01423% | 0.01441% | 0.01344% | 0.01107% | 363 | 0.01123% | 0.01115% |  | 9.7497 | 24.4892 | 26.2945 |  | 4699 | 657.1252 | 683.2294 | 649.8142 |  | 4699 | 0.0143% | 0.0145% | 0.01346% | 0.01066% | 0.01229% | 0.01314% |  | 4699 | 0.0145% | 0.01346% | 4699 | 7974 | 0.01107% | 3819 | 0.01123% | 0.01115% |  | 4699 | 0.01229% | 0.01314% | 0.01272% |  | 4699 | 363 | 0.01115% | 0.00926%
| Jul | 15 | 20 | 4700 | 645.7221 | 694.2384 | 667.0034 | 0.01378% | 0.01414% | 0.01326% | 0.01106% | 3652 | 0.01123% | 0.01115% |  | 9.7504 | 24.4884 | 26.2951 |  | 4700 | 635.9717 | 669.75 | 640.7083 |  | 4700 | 0.01384% | 0.01422% | 0.01327% | 0.01066% | 0.01229% | 0.01314% |  | 4700 | 0.01422% | 0.01327% | 4700 | 6000 | 0.01107% | 1551 | 0.01123% | 0.01115% |  | 4700 | 0.01229% | 0.01314% | 0.01272% |  | 4700 | 3652 | 0.01115% | 0.01222%
| Jul | 15 | 21 | 4701 | 631.8492 | 680.2276 | 663.3932 | 0.01349% | 0.01385% | 0.01319% | 0.01106% | 28 | 0.01123% | 0.01115% |  | 9.751 | 24.4877 | 26.2957 |  | 4701 | 622.0981 | 655.7399 | 637.0975 |  | 4701 | 0.01354% | 0.01392% | 0.01319% | 0.01066% | 0.01229% | 0.01314% |  | 4701 | 0.01392% | 0.01319% | 4701 | 8690 | 0.01107% | 3452 | 0.01123% | 0.01115% |  | 4701 | 0.01229% | 0.01314% | 0.01272% |  | 4701 | 28 | 0.01115% | 0.009133%
| Jul | 15 | 22 | 4702 | 616.3307 | 662.1578 | 643.1289 | 0.01315% | 0.01348% | 0.01279% | 0.01106% | 6714 | 0.01123% | 0.01115% |  | 9.7517 | 24.4869 | 26.2963 |  | 4702 | 606.579 | 637.6709 | 616.8327 |  | 4702 | 0.0132% | 0.01353% | 0.01277% | 0.01066% | 0.01229% | 0.01314% |  | 4702 | 0.01353% | 0.01277% | 4702 | 2985 | 0.01107% | 7017 | 0.01123% | 0.01115% |  | 4702 | 0.01229% | 0.01314% | 0.01272% |  | 4702 | 6714 | 0.01115% | 0.01197%
| Jul | 15 | 23 | 4703 | 599.3477 | 640.0291 | 626.2218 | 0.01279% | 0.01303% | 0.01245% | 0.01106% | 7225 | 0.01123% | 0.01115% |  | 9.7524 | 24.4862 | 26.2968 |  | 4703 | 589.5954 | 615.5429 | 599.9249 |  | 4703 | 0.01283% | 0.01306% | 0.01242% | 0.01066% | 0.01229% | 0.01314% |  | 4703 | 0.01306% | 0.01242% | 4703 | 4010 | 0.01107% | 570 | 0.01123% | 0.01115% |  | 4703 | 0.01229% | 0.01314% | 0.01271% |  | 4703 | 7225 | 0.01115% | 0.01189%
| Jul | 16 | 0 | 4704 | 586.4761 | 625.0035 | 613.2249 | 0.01252% | 0.01273% | 0.01219% | 0.01106% | 8110 | 0.01123% | 0.01115% |  | 9.753 | 24.4854 | 26.2974 |  | 4704 | 576.723 | 600.5181 | 586.9275 |  | 4704 | 0.01255% | 0.01275% | 0.01215% | 0.01066% | 0.01229% | 0.01314% |  | 4704 | 0.01275% | 0.01215% | 4704 | 8029 | 0.01107% | 3222 | 0.01123% | 0.01115% |  | 4704 | 0.01229% | 0.01314% | 0.01271% |  | 4704 | 8110 | 0.01115% | 0.01149%
| Jul | 16 | 1 | 4705 | 577.6056 | 615.6754 | 605.6668 | 0.01233% | 0.01254% | 0.01204% | 0.01106% | 652 | 0.01123% | 0.01115% |  | 9.7537 | 24.4847 | 26.298 |  | 4705 | 567.8519 | 591.1907 | 579.3688 |  | 4705 | 0.01236% | 0.01255% | 0.012% | 0.01066% | 0.01229% | 0.01314% |  | 4705 | 0.01255% | 0.012% | 4705 | 5547 | 0.01107% | 7900 | 0.01123% | 0.01115% |  | 4705 | 0.01229% | 0.01314% | 0.01271% |  | 4705 | 652 | 0.01115% | 0.009426%
| Jul | 16 | 2 | 4706 | 570.503 | 608.7677 | 602.4973 | 0.01218% | 0.0124% | 0.01198% | 0.01106% | 3216 | 0.01123% | 0.01114% |  | 9.7544 | 24.484 | 26.2986 |  | 4706 | 560.7486 | 584.2838 | 576.1988 |  | 4706 | 0.01221% | 0.0124% | 0.01193% | 0.01066% | 0.01229% | 0.01314% |  | 4706 | 0.0124% | 0.01193% | 4706 | 2987 | 0.01107% | 27 | 0.01123% | 0.01115% |  | 4706 | 0.01229% | 0.01314% | 0.01271% |  | 4706 | 3216 | 0.01115% | 0.01179%
| Jul | 16 | 3 | 4707 | 568.1928 | 609.6149 | 601.0063 | 0.01213% | 0.01241% | 0.01195% | 0.01106% | 7205 | 0.01123% | 0.01114% |  | 9.7551 | 24.4832 | 26.2991 |  | 4707 | 558.4378 | 585.1317 | 574.7072 |  | 4707 | 0.01216% | 0.01242% | 0.0119% | 0.01066% | 0.01228% | 0.01314% |  | 4707 | 0.01242% | 0.0119% | 4707 | 7013 | 0.01107% | 2992 | 0.01123% | 0.01115% |  | 4707 | 0.01228% | 0.01314% | 0.01271% |  | 4707 | 7205 | 0.01115% | 0.0119%
| Jul | 16 | 4 | 4708 | 567.797 | 610.8903 | 602.2348 | 0.01212% | 0.01244% | 0.01198% | 0.01106% | 7991 | 0.01123% | 0.01114% |  | 9.7557 | 24.4825 | 26.2997 |  | 4708 | 558.0413 | 586.4079 | 575.9351 |  | 4708 | 0.01215% | 0.01245% | 0.01193% | 0.01066% | 0.01228% | 0.01314% |  | 4708 | 0.01245% | 0.01193% | 4708 | 2624 | 0.01107% | 5975 | 0.01123% | 0.01115% |  | 4708 | 0.01228% | 0.01314% | 0.01271% |  | 4708 | 7991 | 0.01115% | 0.01157%
| Jul | 16 | 5 | 4709 | 565.8192 | 613.5156 | 603.9789 | 0.01208% | 0.01249% | 0.01201% | 0.01106% | 8328 | 0.01123% | 0.01114% |  | 9.7564 | 24.4817 | 26.3003 |  | 4709 | 556.0628 | 589.0339 | 577.6787 |  | 4709 | 0.0121% | 0.0125% | 0.01196% | 0.01066% | 0.01228% | 0.01315% |  | 4709 | 0.0125% | 0.01196% | 4709 | 1191 | 0.01107% | 1059 | 0.01123% | 0.01115% |  | 4709 | 0.01228% | 0.01315% | 0.01271% |  | 4709 | 8328 | 0.01115% | 0.01133%
| Jul | 16 | 6 | 4710 | 571.5805 | 622.49 | 621.1862 | 0.0122% | 0.01268% | 0.01235% | 0.01106% | 258 | 0.01123% | 0.01114% |  | 9.7571 | 24.4809 | 26.3008 |  | 4710 | 561.8235 | 598.009 | 594.8854 |  | 4710 | 0.01223% | 0.01269% | 0.01232% | 0.01066% | 0.01228% | 0.01315% |  | 4710 | 0.01269% | 0.01232% | 4710 | 1784 | 0.01107% | 6793 | 0.01123% | 0.01115% |  | 4710 | 0.01228% | 0.01315% | 0.01271% |  | 4710 | 258 | 0.01115% | 0.009214%
| Jul | 16 | 7 | 4711 | 579.9592 | 644.2091 | 630.6478 | 0.01238% | 0.01312% | 0.01254% | 0.01106% | 3233 | 0.01123% | 0.01114% |  | 9.7577 | 24.4802 | 26.3014 |  | 4711 | 570.2014 | 619.7289 | 604.3465 |  | 4711 | 0.01241% | 0.01315% | 0.01252% | 0.01067% | 0.01228% | 0.01315% |  | 4711 | 0.01315% | 0.01252% | 4711 | 8333 | 0.01107% | 8624 | 0.01123% | 0.01115% |  | 4711 | 0.01228% | 0.01315% | 0.01271% |  | 4711 | 3233 | 0.01115% | 0.01181%
| Jul | 16 | 8 | 4712 | 595.1287 | 660.9755 | 637.5401 | 0.0127% | 0.01346% | 0.01268% | 0.01106% | 4322 | 0.01123% | 0.01114% |  | 9.7584 | 24.4794 | 26.3019 |  | 4712 | 585.3703 | 636.4961 | 611.2382 |  | 4712 | 0.01274% | 0.01351% | 0.01266% | 0.01067% | 0.01228% | 0.01315% |  | 4712 | 0.01351% | 0.01266% | 4712 | 8070 | 0.01107% | 6056 | 0.01122% | 0.01115% |  | 4712 | 0.01228% | 0.01315% | 0.01271% |  | 4712 | 4322 | 0.01115% | 0.01265%
| Jul | 16 | 9 | 4713 | 606.8979 | 678.5984 | 649.4304 | 0.01295% | 0.01382% | 0.01291% | 0.01106% | 7015 | 0.01122% | 0.01114% |  | 9.7591 | 24.4787 | 26.3025 |  | 4713 | 597.1389 | 654.1197 | 623.128 |  | 4713 | 0.013% | 0.01388% | 0.0129% | 0.01067% | 0.01228% | 0.01315% |  | 4713 | 0.01388% | 0.0129% | 4713 | 6349 | 0.01107% | 1706 | 0.01122% | 0.01115% |  | 4713 | 0.01228% | 0.01315% | 0.01271% |  | 4713 | 7015 | 0.01115% | 0.01193%
| Jul | 16 | 10 | 4714 | 615.9938 | 702.1701 | 659.8486 | 0.01315% | 0.0143% | 0.01312% | 0.01106% | 2968 | 0.01122% | 0.01114% |  | 9.7597 | 24.4779 | 26.303 |  | 4714 | 606.2341 | 677.6922 | 633.5456 |  | 4714 | 0.0132% | 0.01438% | 0.01312% | 0.01067% | 0.01228% | 0.01315% |  | 4714 | 0.01438% | 0.01312% | 4714 | 2724 | 0.01107% | 8428 | 0.01122% | 0.01114% |  | 4714 | 0.01228% | 0.01315% | 0.01271% |  | 4714 | 2968 | 0.01114% | 0.01152%
| Jul | 16 | 11 | 4715 | 624.1589 | 723.582 | 673.3143 | 0.01332% | 0.01473% | 0.01339% | 0.01106% | 6139 | 0.01122% | 0.01114% |  | 9.7604 | 24.4772 | 26.3035 |  | 4715 | 614.3985 | 699.1048 | 647.0108 |  | 4715 | 0.01337% | 0.01484% | 0.0134% | 0.01067% | 0.01228% | 0.01315% |  | 4715 | 0.01484% | 0.0134% | 4715 | 6454 | 0.01107% | 2997 | 0.01122% | 0.01114% |  | 4715 | 0.01228% | 0.01315% | 0.01271% |  | 4715 | 6139 | 0.01114% | 0.01211%
| Jul | 16 | 12 | 4716 | 632.8101 | 741.0745 | 686.9582 | 0.01351% | 0.01509% | 0.01366% | 0.01106% | 7946 | 0.01122% | 0.01114% |  | 9.7611 | 24.4764 | 26.3041 |  | 4716 | 623.049 | 716.5982 | 660.6541 |  | 4716 | 0.01356% | 0.01521% | 0.01368% | 0.01067% | 0.01228% | 0.01315% |  | 4716 | 0.01521% | 0.01368% | 4716 | 5705 | 0.01107% | 1097 | 0.01122% | 0.01114% |  | 4716 | 0.01228% | 0.01315% | 0.01271% |  | 4716 | 7946 | 0.01114% | 0.0116%
| Jul | 16 | 13 | 4717 | 639.0866 | 761.1645 | 695.6978 | 0.01364% | 0.0155% | 0.01383% | 0.01106% | 3699 | 0.01122% | 0.01114% |  | 9.7618 | 24.4756 | 26.3046 |  | 4717 | 629.3249 | 736.6888 | 669.3932 |  | 4717 | 0.0137% | 0.01564% | 0.01386% | 0.01067% | 0.01228% | 0.01315% |  | 4717 | 0.01564% | 0.01386% | 4717 | 2769 | 0.01107% | 6745 | 0.01122% | 0.01114% |  | 4717 | 0.01228% | 0.01315% | 0.01271% |  | 4717 | 3699 | 0.01114% | 0.01226%
| Jul | 16 | 14 | 4718 | 645.7087 | 770.4181 | 705.15 | 0.01378% | 0.01569% | 0.01402% | 0.01106% | 6105 | 0.01122% | 0.01114% |  | 9.7624 | 24.4749 | 26.3051 |  | 4718 | 635.9463 | 745.9433 | 678.8449 |  | 4718 | 0.01384% | 0.01583% | 0.01406% | 0.01067% | 0.01228% | 0.01315% |  | 4718 | 0.01583% | 0.01406% | 4718 | 8577 | 0.01107% | 663 | 0.01122% | 0.01114% |  | 4718 | 0.01228% | 0.01315% | 0.01271% |  | 4718 | 6105 | 0.01114% | 0.01212%
| Jul | 16 | 15 | 4719 | 651.1138 | 773.9651 | 705.1406 | 0.0139% | 0.01576% | 0.01402% | 0.01106% | 1781 | 0.01122% | 0.01114% |  | 9.7631 | 24.4741 | 26.3056 |  | 4719 | 641.3507 | 749.491 | 678.835 |  | 4719 | 0.01396% | 0.01591% | 0.01406% | 0.01067% | 0.01228% | 0.01315% |  | 4719 | 0.01591% | 0.01406% | 4719 | 7531 | 0.01107% | 5311 | 0.01122% | 0.01114% |  | 4719 | 0.01228% | 0.01315% | 0.01271% |  | 4719 | 1781 | 0.01114% | 0.01033%
| Jul | 16 | 16 | 4720 | 652.6634 | 775.166 | 703.1339 | 0.01393% | 0.01579% | 0.01398% | 0.01106% | 538 | 0.01122% | 0.01114% |  | 9.7638 | 24.4733 | 26.3061 |  | 4720 | 642.8996 | 750.6927 | 676.8278 |  | 4720 | 0.01399% | 0.01593% | 0.01402% | 0.01067% | 0.01228% | 0.01315% |  | 4720 | 0.01593% | 0.01402% | 4720 | 691 | 0.01107% | 4346 | 0.01122% | 0.01114% |  | 4720 | 0.01228% | 0.01315% | 0.01271% |  | 4720 | 538 | 0.01114% | 0.009355%
| Jul | 16 | 17 | 4721 | 646.7073 | 770.2971 | 699.0361 | 0.0138% | 0.01569% | 0.0139% | 0.01106% | 1263 | 0.01122% | 0.01114% |  | 9.7644 | 24.4726 | 26.3066 |  | 4721 | 636.9428 | 745.8246 | 672.7294 |  | 4721 | 0.01386% | 0.01583% | 0.01393% | 0.01067% | 0.01228% | 0.01315% |  | 4721 | 0.01583% | 0.01393% | 4721 | 64 | 0.01106% | 3245 | 0.01122% | 0.01114% |  | 4721 | 0.01228% | 0.01315% | 0.01271% |  | 4721 | 1263 | 0.01114% | 0.009904%
| Jul | 16 | 18 | 4722 | 639.9894 | 753.6145 | 692.0688 | 0.01366% | 0.01535% | 0.01376% | 0.01106% | 168 | 0.01122% | 0.01114% |  | 9.7651 | 24.4718 | 26.3071 |  | 4722 | 630.2243 | 729.1427 | 665.7616 |  | 4722 | 0.01372% | 0.01548% | 0.01379% | 0.01067% | 0.01228% | 0.01315% |  | 4722 | 0.01548% | 0.01379% | 4722 | 383 | 0.01106% | 38 | 0.01122% | 0.01114% |  | 4722 | 0.01228% | 0.01315% | 0.01271% |  | 4722 | 168 | 0.01114% | 0.00918%
| Jul | 16 | 19 | 4723 | 632.425 | 735.1816 | 687.2395 | 0.0135% | 0.01497% | 0.01367% | 0.01106% | 7781 | 0.01122% | 0.01114% |  | 9.7658 | 24.471 | 26.3076 |  | 4723 | 622.6592 | 710.7106 | 660.9319 |  | 4723 | 0.01355% | 0.01508% | 0.01369% | 0.01067% | 0.01228% | 0.01315% |  | 4723 | 0.01508% | 0.01369% | 4723 | 634 | 0.01106% | 8647 | 0.01122% | 0.01114% |  | 4723 | 0.01228% | 0.01315% | 0.01271% |  | 4723 | 7781 | 0.01114% | 0.0117%
| Jul | 16 | 20 | 4724 | 621.4909 | 721.897 | 673.108 | 0.01326% | 0.0147% | 0.01338% | 0.01106% | 2867 | 0.01122% | 0.01114% |  | 9.7664 | 24.4702 | 26.3081 |  | 4724 | 611.7244 | 697.4267 | 646.7999 |  | 4724 | 0.01332% | 0.0148% | 0.01339% | 0.01067% | 0.01228% | 0.01315% |  | 4724 | 0.0148% | 0.01339% | 4724 | 8501 | 0.01106% | 214 | 0.01122% | 0.01114% |  | 4724 | 0.01228% | 0.01315% | 0.01271% |  | 4724 | 2867 | 0.01114% | 0.01141%
| Jul | 16 | 21 | 4725 | 616.4284 | 708.5471 | 665.4468 | 0.01316% | 0.01443% | 0.01323% | 0.01106% | 6791 | 0.01122% | 0.01114% |  | 9.7671 | 24.4695 | 26.3086 |  | 4725 | 606.6613 | 684.0776 | 639.1382 |  | 4725 | 0.01321% | 0.01452% | 0.01324% | 0.01068% | 0.01228% | 0.01315% |  | 4725 | 0.01452% | 0.01324% | 4725 | 3199 | 0.01106% | 1108 | 0.01122% | 0.01114% |  | 4725 | 0.01228% | 0.01315% | 0.01271% |  | 4725 | 6791 | 0.01114% | 0.01196%
| Jul | 16 | 22 | 4726 | 603.0925 | 686.316 | 639.1155 | 0.01287% | 0.01398% | 0.01271% | 0.01105% | 7460 | 0.01122% | 0.01114% |  | 9.7678 | 24.4687 | 26.3091 |  | 4726 | 593.3247 | 661.8473 | 612.8064 |  | 4726 | 0.01292% | 0.01405% | 0.01269% | 0.01068% | 0.01228% | 0.01315% |  | 4726 | 0.01405% | 0.01269% | 4726 | 6929 | 0.01106% | 4490 | 0.01122% | 0.01114% |  | 4726 | 0.01228% | 0.01315% | 0.01271% |  | 4726 | 7460 | 0.01114% | 0.01183%
| Jul | 16 | 23 | 4727 | 584.2658 | 662.8933 | 617.2852 | 0.01247% | 0.0135% | 0.01227% | 0.01105% | 2992 | 0.01122% | 0.01114% |  | 9.7685 | 24.4679 | 26.3096 |  | 4727 | 574.4973 | 638.4253 | 590.9757 |  | 4727 | 0.01251% | 0.01355% | 0.01224% | 0.01068% | 0.01228% | 0.01315% |  | 4727 | 0.01355% | 0.01224% | 4727 | 1435 | 0.01106% | 1785 | 0.01122% | 0.01114% |  | 4727 | 0.01228% | 0.01315% | 0.01271% |  | 4727 | 2992 | 0.01114% | 0.01155%
| Jul | 17 | 0 | 4728 | 571.9386 | 651.1633 | 605.5731 | 0.01221% | 0.01326% | 0.01204% | 0.01105% | 503 | 0.01122% | 0.01114% |  | 9.7691 | 24.4671 | 26.3101 |  | 4728 | 562.1695 | 626.6961 | 579.263 |  | 4728 | 0.01224% | 0.0133% | 0.012% | 0.01068% | 0.01228% | 0.01315% |  | 4728 | 0.0133% | 0.012% | 4728 | 7491 | 0.01106% | 1478 | 0.01122% | 0.01114% |  | 4728 | 0.01228% | 0.01315% | 0.01271% |  | 4728 | 503 | 0.01114% | 0.009334%
| Jul | 17 | 1 | 4729 | 566.8254 | 642.7382 | 598.09 | 0.0121% | 0.01309% | 0.01189% | 0.01105% | 3844 | 0.01122% | 0.01114% |  | 9.7698 | 24.4663 | 26.3105 |  | 4729 | 557.0556 | 618.2718 | 571.7795 |  | 4729 | 0.01213% | 0.01312% | 0.01184% | 0.01068% | 0.01228% | 0.01315% |  | 4729 | 0.01312% | 0.01184% | 4729 | 8691 | 0.01106% | 8449 | 0.01122% | 0.01114% |  | 4729 | 0.01228% | 0.01315% | 0.01271% |  | 4729 | 3844 | 0.01114% | 0.01238%
| Jul | 17 | 2 | 4730 | 559.8528 | 635.1881 | 597.4805 | 0.01195% | 0.01293% | 0.01188% | 0.01105% | 6538 | 0.01122% | 0.01114% |  | 9.7705 | 24.4656 | 26.311 |  | 4730 | 550.0823 | 610.7226 | 571.1695 |  | 4730 | 0.01197% | 0.01296% | 0.01183% | 0.01068% | 0.01228% | 0.01315% |  | 4730 | 0.01296% | 0.01183% | 4730 | 6515 | 0.01106% | 1132 | 0.01122% | 0.01114% |  | 4730 | 0.01228% | 0.01315% | 0.01271% |  | 4730 | 6538 | 0.01114% | 0.012%
| Jul | 17 | 3 | 4731 | 564.0246 | 633.3635 | 598.0994 | 0.01204% | 0.0129% | 0.01189% | 0.01105% | 7445 | 0.01122% | 0.01114% |  | 9.7711 | 24.4648 | 26.3115 |  | 4731 | 554.2534 | 608.8987 | 571.7879 |  | 4731 | 0.01206% | 0.01292% | 0.01184% | 0.01068% | 0.01228% | 0.01315% |  | 4731 | 0.01292% | 0.01184% | 4731 | 7585 | 0.01106% | 3216 | 0.01122% | 0.01114% |  | 4731 | 0.01228% | 0.01315% | 0.01271% |  | 4731 | 7445 | 0.01114% | 0.01184%
| Jul | 17 | 4 | 4732 | 568.6669 | 632.1532 | 600.8 | 0.01214% | 0.01287% | 0.01195% | 0.01105% | 2777 | 0.01122% | 0.01114% |  | 9.7718 | 24.464 | 26.3119 |  | 4732 | 558.8951 | 607.6892 | 574.4881 |  | 4732 | 0.01217% | 0.0129% | 0.0119% | 0.01068% | 0.01228% | 0.01315% |  | 4732 | 0.0129% | 0.0119% | 4732 | 2262 | 0.01106% | 291 | 0.01122% | 0.01114% |  | 4732 | 0.01228% | 0.01315% | 0.01271% |  | 4732 | 2777 | 0.01114% | 0.01131%
| Jul | 17 | 5 | 4733 | 571.3186 | 632.1532 | 604.2415 | 0.01219% | 0.01287% | 0.01202% | 0.01105% | 2854 | 0.01122% | 0.01114% |  | 9.7725 | 24.4632 | 26.3124 |  | 4733 | 561.5461 | 607.69 | 577.9291 |  | 4733 | 0.01222% | 0.0129% | 0.01197% | 0.01068% | 0.01227% | 0.01315% |  | 4733 | 0.0129% | 0.01197% | 4733 | 8623 | 0.01106% | 1104 | 0.01122% | 0.01114% |  | 4733 | 0.01227% | 0.01315% | 0.01271% |  | 4733 | 2854 | 0.01114% | 0.01139%
| Jul | 17 | 6 | 4734 | 588.6752 | 647.0205 | 617.3696 | 0.01256% | 0.01318% | 0.01228% | 0.01105% | 4513 | 0.01122% | 0.01114% |  | 9.7732 | 24.4624 | 26.3128 |  | 4734 | 578.9021 | 622.5581 | 591.0568 |  | 4734 | 0.0126% | 0.01321% | 0.01224% | 0.01068% | 0.01227% | 0.01315% |  | 4734 | 0.01321% | 0.01224% | 4734 | 6956 | 0.01106% | 5885 | 0.01122% | 0.01114% |  | 4734 | 0.01227% | 0.01315% | 0.01271% |  | 4734 | 4513 | 0.01114% | 0.0127%
| Jul | 17 | 7 | 4735 | 607.3665 | 666.0864 | 628.9224 | 0.01296% | 0.01356% | 0.01251% | 0.01105% | 3842 | 0.01122% | 0.01113% |  | 9.7738 | 24.4616 | 26.3133 |  | 4735 | 597.5926 | 641.6248 | 602.6091 |  | 4735 | 0.01301% | 0.01362% | 0.01248% | 0.01068% | 0.01227% | 0.01315% |  | 4735 | 0.01362% | 0.01248% | 4735 | 8390 | 0.01106% | 8375 | 0.01122% | 0.01114% |  | 4735 | 0.01227% | 0.01315% | 0.01271% |  | 4735 | 3842 | 0.01114% | 0.01238%
| Jul | 17 | 8 | 4736 | 614.3684 | 681.4192 | 639.4999 | 0.01311% | 0.01388% | 0.01272% | 0.01105% | 7572 | 0.01122% | 0.01113% |  | 9.7745 | 24.4608 | 26.3137 |  | 4736 | 604.5939 | 656.9584 | 613.1862 |  | 4736 | 0.01316% | 0.01394% | 0.0127% | 0.01068% | 0.01227% | 0.01315% |  | 4736 | 0.01394% | 0.0127% | 4736 | 1905 | 0.01106% | 2744 | 0.01122% | 0.01114% |  | 4736 | 0.01227% | 0.01315% | 0.01271% |  | 4736 | 7572 | 0.01114% | 0.01179%
| Jul | 17 | 9 | 4737 | 623.7971 | 700.8202 | 646.3078 | 0.01331% | 0.01427% | 0.01285% | 0.01105% | 3654 | 0.01122% | 0.01113% |  | 9.7752 | 24.46 | 26.3142 |  | 4737 | 614.0219 | 676.3602 | 619.9936 |  | 4737 | 0.01337% | 0.01436% | 0.01284% | 0.01068% | 0.01227% | 0.01315% |  | 4737 | 0.01436% | 0.01284% | 4737 | 2717 | 0.01106% | 1312 | 0.01122% | 0.01114% |  | 4737 | 0.01227% | 0.01315% | 0.01271% |  | 4737 | 3654 | 0.01114% | 0.01222%
| Jul | 17 | 10 | 4738 | 636.9327 | 717.6425 | 659.1734 | 0.01359% | 0.01461% | 0.01311% | 0.01105% | 382 | 0.01122% | 0.01113% |  | 9.7758 | 24.4592 | 26.3146 |  | 4738 | 627.1569 | 693.1833 | 632.8588 |  | 4738 | 0.01365% | 0.01471% | 0.01311% | 0.01069% | 0.01227% | 0.01315% |  | 4738 | 0.01471% | 0.01311% | 4738 | 5851 | 0.01106% | 7373 | 0.01122% | 0.01114% |  | 4738 | 0.01227% | 0.01315% | 0.01271% |  | 4738 | 382 | 0.01114% | 0.009269%
| Jul | 17 | 11 | 4739 | 649.8922 | 742.1824 | 661.302 | 0.01387% | 0.01511% | 0.01315% | 0.01105% | 5694 | 0.01122% | 0.01113% |  | 9.7765 | 24.4584 | 26.315 |  | 4739 | 640.1157 | 717.7239 | 634.987 |  | 4739 | 0.01393% | 0.01523% | 0.01315% | 0.01069% | 0.01227% | 0.01315% |  | 4739 | 0.01523% | 0.01315% | 4739 | 990 | 0.01106% | 723 | 0.01122% | 0.01114% |  | 4739 | 0.01227% | 0.01315% | 0.01271% |  | 4739 | 5694 | 0.01114% | 0.01231%
| Jul | 17 | 12 | 4740 | 664.5063 | 759.0233 | 671.27 | 0.01418% | 0.01546% | 0.01335% | 0.01105% | 373 | 0.01122% | 0.01113% |  | 9.7772 | 24.4576 | 26.3155 |  | 4740 | 654.7291 | 734.5657 | 644.9546 |  | 4740 | 0.01425% | 0.01559% | 0.01336% | 0.01069% | 0.01227% | 0.01315% |  | 4740 | 0.01559% | 0.01336% | 4740 | 1009 | 0.01106% | 1455 | 0.01122% | 0.01114% |  | 4740 | 0.01227% | 0.01315% | 0.01271% |  | 4740 | 373 | 0.01114% | 0.009265%
| Jul | 17 | 13 | 4741 | 668.4182 | 773.0341 | 675.321 | 0.01427% | 0.01574% | 0.01343% | 0.01105% | 7424 | 0.01122% | 0.01113% |  | 9.7779 | 24.4568 | 26.3159 |  | 4741 | 658.6404 | 748.5773 | 649.0051 |  | 4741 | 0.01434% | 0.01589% | 0.01344% | 0.01069% | 0.01227% | 0.01315% |  | 4741 | 0.01589% | 0.01344% | 4741 | 294 | 0.01105% | 6950 | 0.01122% | 0.01114% |  | 4741 | 0.01227% | 0.01315% | 0.01271% |  | 4741 | 7424 | 0.01114% | 0.01184%
| Jul | 17 | 14 | 4742 | 680.4668 | 784.5593 | 679.794 | 0.01452% | 0.01598% | 0.01352% | 0.01105% | 2997 | 0.01122% | 0.01113% |  | 9.7785 | 24.456 | 26.3163 |  | 4742 | 670.6883 | 760.1033 | 653.4777 |  | 4742 | 0.0146% | 0.01613% | 0.01353% | 0.01069% | 0.01227% | 0.01315% |  | 4742 | 0.01613% | 0.01353% | 4742 | 161 | 0.01105% | 405 | 0.01122% | 0.01113% |  | 4742 | 0.01227% | 0.01315% | 0.01271% |  | 4742 | 2997 | 0.01113% | 0.01155%
| Jul | 17 | 15 | 4743 | 692.3739 | 787.6873 | 688.5804 | 0.01478% | 0.01604% | 0.01369% | 0.01105% | 259 | 0.01122% | 0.01113% |  | 9.7792 | 24.4552 | 26.3167 |  | 4743 | 682.5947 | 763.2321 | 662.2637 |  | 4743 | 0.01486% | 0.0162% | 0.01371% | 0.01069% | 0.01227% | 0.01315% |  | 4743 | 0.0162% | 0.01371% | 4743 | 7256 | 0.01105% | 3233 | 0.01121% | 0.01113% |  | 4743 | 0.01227% | 0.01315% | 0.01271% |  | 4743 | 259 | 0.01113% | 0.009215%
| Jul | 17 | 16 | 4744 | 693.21 | 787.8642 | 685.6266 | 0.0148% | 0.01604% | 0.01363% | 0.01105% | 3451 | 0.01122% | 0.01113% |  | 9.7799 | 24.4544 | 26.3171 |  | 4744 | 683.4302 | 763.4097 | 659.3095 |  | 4744 | 0.01488% | 0.0162% | 0.01365% | 0.01069% | 0.01227% | 0.01315% |  | 4744 | 0.0162% | 0.01365% | 4744 | 269 | 0.01105% | 6963 | 0.01121% | 0.01113% |  | 4744 | 0.01227% | 0.01315% | 0.01271% |  | 4744 | 3451 | 0.01113% | 0.01203%
| Jul | 17 | 17 | 4745 | 693.7304 | 783.2373 | 679.5689 | 0.01481% | 0.01595% | 0.01351% | 0.01105% | 6910 | 0.01122% | 0.01113% |  | 9.7805 | 24.4536 | 26.3175 |  | 4745 | 683.9499 | 758.7837 | 653.2514 |  | 4745 | 0.01489% | 0.01611% | 0.01353% | 0.01069% | 0.01227% | 0.01315% |  | 4745 | 0.01611% | 0.01353% | 4745 | 604 | 0.01105% | 2969 | 0.01121% | 0.01113% |  | 4745 | 0.01227% | 0.01315% | 0.01271% |  | 4745 | 6910 | 0.01113% | 0.01194%
| Jul | 17 | 18 | 4746 | 679.0218 | 762.7285 | 676.8776 | 0.01449% | 0.01553% | 0.01346% | 0.01105% | 5305 | 0.01121% | 0.01113% |  | 9.7812 | 24.4528 | 26.3179 |  | 4746 | 669.2406 | 738.2757 | 650.5597 |  | 4746 | 0.01457% | 0.01567% | 0.01347% | 0.01069% | 0.01227% | 0.01315% |  | 4746 | 0.01567% | 0.01347% | 4746 | 8356 | 0.01105% | 8379 | 0.01121% | 0.01113% |  | 4746 | 0.01227% | 0.01315% | 0.01271% |  | 4746 | 5305 | 0.01113% | 0.01253%
| Jul | 17 | 19 | 4747 | 665.4816 | 742.2289 | 674.4114 | 0.0142% | 0.01511% | 0.01341% | 0.01105% | 8285 | 0.01121% | 0.01113% |  | 9.7819 | 24.452 | 26.3183 |  | 4747 | 655.6997 | 717.7769 | 648.0931 |  | 4747 | 0.01427% | 0.01523% | 0.01342% | 0.01069% | 0.01227% | 0.01315% |  | 4747 | 0.01523% | 0.01342% | 4747 | 1090 | 0.01105% | 195 | 0.01121% | 0.01113% |  | 4747 | 0.01227% | 0.01315% | 0.01271% |  | 4747 | 8285 | 0.01113% | 0.01136%
| Jul | 17 | 20 | 4748 | 653.042 | 731.9326 | 666.4408 | 0.01394% | 0.0149% | 0.01325% | 0.01105% | 63 | 0.01121% | 0.01113% |  | 9.7826 | 24.4512 | 26.3187 |  | 4748 | 643.2594 | 707.4814 | 640.122 |  | 4748 | 0.014% | 0.01502% | 0.01326% | 0.01069% | 0.01227% | 0.01315% |  | 4748 | 0.01502% | 0.01326% | 4748 | 6179 | 0.01105% | 3413 | 0.01121% | 0.01113% |  | 4748 | 0.01227% | 0.01315% | 0.01271% |  | 4748 | 63 | 0.01113% | 0.009144%
| Jul | 17 | 21 | 4749 | 644.4746 | 718.6293 | 660.083 | 0.01375% | 0.01463% | 0.01313% | 0.01105% | 6761 | 0.01121% | 0.01113% |  | 9.7832 | 24.4504 | 26.3191 |  | 4749 | 634.6913 | 694.1789 | 633.7639 |  | 4749 | 0.01382% | 0.01473% | 0.01312% | 0.01069% | 0.01227% | 0.01315% |  | 4749 | 0.01473% | 0.01312% | 4749 | 6909 | 0.01105% | 2883 | 0.01121% | 0.01113% |  | 4749 | 0.01227% | 0.01315% | 0.01271% |  | 4749 | 6761 | 0.01113% | 0.01196%
| Jul | 17 | 22 | 4750 | 627.6255 | 698.018 | 642.1256 | 0.0134% | 0.01421% | 0.01277% | 0.01105% | 3453 | 0.01121% | 0.01113% |  | 9.7839 | 24.4496 | 26.3195 |  | 4750 | 617.8416 | 673.5685 | 615.8061 |  | 4750 | 0.01345% | 0.0143% | 0.01275% | 0.01069% | 0.01227% | 0.01315% |  | 4750 | 0.0143% | 0.01275% | 4750 | 759 | 0.01105% | 721 | 0.01121% | 0.01113% |  | 4750 | 0.01227% | 0.01315% | 0.01271% |  | 4750 | 3453 | 0.01113% | 0.01203%
| Jul | 17 | 23 | 4751 | 610.4154 | 658.5457 | 622.002 | 0.01303% | 0.01341% | 0.01237% | 0.01105% | 7852 | 0.01121% | 0.01113% |  | 9.7846 | 24.4488 | 26.3199 |  | 4751 | 600.6309 | 634.097 | 595.6821 |  | 4751 | 0.01307% | 0.01346% | 0.01234% | 0.01069% | 0.01227% | 0.01315% |  | 4751 | 0.01346% | 0.01234% | 4751 | 2237 | 0.01105% | 5686 | 0.01121% | 0.01113% |  | 4751 | 0.01227% | 0.01315% | 0.01271% |  | 4751 | 7852 | 0.01113% | 0.01166%
| Jul | 18 | 0 | 4752 | 595.5613 | 640.0291 | 610.1023 | 0.01271% | 0.01303% | 0.01213% | 0.01105% | 4491 | 0.01121% | 0.01113% |  | 9.7853 | 24.4479 | 26.3202 |  | 4752 | 585.776 | 615.5812 | 583.782 |  | 4752 | 0.01275% | 0.01307% | 0.01209% | 0.0107% | 0.01227% | 0.01316% |  | 4752 | 0.01307% | 0.01209% | 4752 | 7066 | 0.01105% | 597 | 0.01121% | 0.01113% |  | 4752 | 0.01227% | 0.01316% | 0.01271% |  | 4752 | 4491 | 0.01113% | 0.0127%
| Jul | 18 | 1 | 4753 | 586.6614 | 626.4 | 603.3507 | 0.01252% | 0.01276% | 0.012% | 0.01105% | 8483 | 0.01121% | 0.01113% |  | 9.7859 | 24.4471 | 26.3206 |  | 4753 | 576.8754 | 601.9528 | 577.03 |  | 4753 | 0.01256% | 0.01278% | 0.01195% | 0.0107% | 0.01227% | 0.01316% |  | 4753 | 0.01278% | 0.01195% | 4753 | 684 | 0.01105% | 6997 | 0.01121% | 0.01113% |  | 4753 | 0.01227% | 0.01316% | 0.01271% |  | 4753 | 8483 | 0.01113% | 0.0112%
| Jul | 18 | 2 | 4754 | 580.0696 | 616.9601 | 601.222 | 0.01238% | 0.01256% | 0.01196% | 0.01105% | 8477 | 0.01121% | 0.01113% |  | 9.7866 | 24.4463 | 26.321 |  | 4754 | 570.283 | 592.5138 | 574.901 |  | 4754 | 0.01241% | 0.01258% | 0.01191% | 0.0107% | 0.01227% | 0.01316% |  | 4754 | 0.01258% | 0.01191% | 4754 | 6788 | 0.01105% | 4902 | 0.01121% | 0.01113% |  | 4754 | 0.01227% | 0.01316% | 0.01271% |  | 4754 | 8477 | 0.01113% | 0.01121%
| Jul | 18 | 3 | 4755 | 577.6172 | 616.5319 | 598.4089 | 0.01233% | 0.01255% | 0.0119% | 0.01105% | 6015 | 0.01121% | 0.01113% |  | 9.7873 | 24.4455 | 26.3214 |  | 4755 | 567.8299 | 592.0864 | 572.0875 |  | 4755 | 0.01236% | 0.01257% | 0.01185% | 0.0107% | 0.01227% | 0.01316% |  | 4755 | 0.01257% | 0.01185% | 4755 | 620 | 0.01105% | 80 | 0.01121% | 0.01113% |  | 4755 | 0.01227% | 0.01316% | 0.01271% |  | 4755 | 6015 | 0.01113% | 0.01216%
| Jul | 18 | 4 | 4756 | 580.8153 | 612.5939 | 601.494 | 0.0124% | 0.01247% | 0.01196% | 0.01105% | 7713 | 0.01121% | 0.01113% |  | 9.7879 | 24.4446 | 26.3217 |  | 4756 | 571.0273 | 588.1493 | 575.1723 |  | 4756 | 0.01243% | 0.01248% | 0.01191% | 0.0107% | 0.01227% | 0.01316% |  | 4756 | 0.01248% | 0.01191% | 4756 | 1389 | 0.01105% | 7566 | 0.01121% | 0.01113% |  | 4756 | 0.01227% | 0.01316% | 0.01271% |  | 4756 | 7713 | 0.01113% | 0.01173%
| Jul | 18 | 5 | 4757 | 583.7982 | 609.317 | 602.9943 | 0.01246% | 0.01241% | 0.01199% | 0.01105% | 7824 | 0.01121% | 0.01113% |  | 9.7886 | 24.4438 | 26.3221 |  | 4757 | 574.0095 | 584.8732 | 576.6723 |  | 4757 | 0.01249% | 0.01241% | 0.01194% | 0.0107% | 0.01227% | 0.01316% |  | 4757 | 0.01241% | 0.01194% | 4757 | 6523 | 0.01105% | 5384 | 0.01121% | 0.01113% |  | 4757 | 0.01227% | 0.01316% | 0.01271% |  | 4757 | 7824 | 0.01113% | 0.01168%
| Jul | 18 | 6 | 4758 | 595.8514 | 628.9787 | 617.4165 | 0.01272% | 0.01281% | 0.01228% | 0.01105% | 4540 | 0.01121% | 0.01113% |  | 9.7893 | 24.443 | 26.3224 |  | 4758 | 586.0621 | 604.5357 | 591.0941 |  | 4758 | 0.01276% | 0.01283% | 0.01224% | 0.0107% | 0.01226% | 0.01316% |  | 4758 | 0.01283% | 0.01224% | 4758 | 3084 | 0.01105% | 7324 | 0.01121% | 0.01113% |  | 4758 | 0.01226% | 0.01316% | 0.01271% |  | 4758 | 4540 | 0.01113% | 0.0127%
| Jul | 18 | 7 | 4759 | 611.4459 | 646.8716 | 632.1576 | 0.01305% | 0.01317% | 0.01257% | 0.01105% | 631 | 0.01121% | 0.01113% |  | 9.79 | 24.4422 | 26.3228 |  | 4759 | 601.656 | 622.4294 | 605.8348 |  | 4759 | 0.0131% | 0.01321% | 0.01255% | 0.0107% | 0.01226% | 0.01316% |  | 4759 | 0.01321% | 0.01255% | 4759 | 896 | 0.01105% | 7299 | 0.01121% | 0.01113% |  | 4759 | 0.01226% | 0.01316% | 0.01271% |  | 4759 | 631 | 0.01113% | 0.009413%
| Jul | 18 | 8 | 4760 | 620.4378 | 654.3471 | 635.3271 | 0.01324% | 0.01332% | 0.01263% | 0.01105% | 8087 | 0.01121% | 0.01113% |  | 9.7906 | 24.4413 | 26.3231 |  | 4760 | 610.6471 | 629.9058 | 609.004 |  | 4760 | 0.01329% | 0.01337% | 0.01261% | 0.0107% | 0.01226% | 0.01316% |  | 4760 | 0.01337% | 0.01261% | 4760 | 718 | 0.01105% | 4495 | 0.01121% | 0.01113% |  | 4760 | 0.01226% | 0.01316% | 0.01271% |  | 4760 | 8087 | 0.01113% | 0.01151%
| Jul | 18 | 9 | 4761 | 632.5829 | 682.3501 | 640.794 | 0.0135% | 0.0139% | 0.01274% | 0.01105% | 269 | 0.01121% | 0.01113% |  | 9.7913 | 24.4405 | 26.3234 |  | 4761 | 622.7916 | 657.9096 | 614.4706 |  | 4761 | 0.01356% | 0.01396% | 0.01272% | 0.0107% | 0.01226% | 0.01316% |  | 4761 | 0.01396% | 0.01272% | 4761 | 1366 | 0.01105% | 3431 | 0.01121% | 0.01113% |  | 4761 | 0.01226% | 0.01316% | 0.01271% |  | 4761 | 269 | 0.01113% | 0.009219%
| Jul | 18 | 10 | 4762 | 647.2194 | 700.0568 | 652.6187 | 0.01381% | 0.01426% | 0.01298% | 0.01105% | 661 | 0.01121% | 0.01113% |  | 9.792 | 24.4397 | 26.3238 |  | 4762 | 637.4274 | 675.6172 | 626.2949 |  | 4762 | 0.01388% | 0.01434% | 0.01297% | 0.0107% | 0.01226% | 0.01316% |  | 4762 | 0.01434% | 0.01297% | 4762 | 8036 | 0.01105% | 7920 | 0.01121% | 0.01113% |  | 4762 | 0.01226% | 0.01316% | 0.01271% |  | 4762 | 661 | 0.01113% | 0.009432%
| Jul | 18 | 11 | 4763 | 662.0365 | 724.2895 | 660.58 | 0.01413% | 0.01475% | 0.01314% | 0.01105% | 7826 | 0.01121% | 0.01113% |  | 9.7927 | 24.4388 | 26.3241 |  | 4763 | 652.2439 | 699.8506 | 634.2559 |  | 4763 | 0.0142% | 0.01485% | 0.01313% | 0.0107% | 0.01226% | 0.01316% |  | 4763 | 0.01485% | 0.01313% | 4763 | 8050 | 0.01105% | 2970 | 0.01121% | 0.01113% |  | 4763 | 0.01226% | 0.01316% | 0.01271% |  | 4763 | 7826 | 0.01113% | 0.01167%
| Jul | 18 | 12 | 4764 | 682.6761 | 741.3352 | 665.6343 | 0.01457% | 0.0151% | 0.01324% | 0.01104% | 6080 | 0.01121% | 0.01113% |  | 9.7933 | 24.438 | 26.3244 |  | 4764 | 672.8828 | 716.8972 | 639.3099 |  | 4764 | 0.01465% | 0.01522% | 0.01324% | 0.0107% | 0.01226% | 0.01316% |  | 4764 | 0.01522% | 0.01324% | 4764 | 2241 | 0.01105% | 8451 | 0.01121% | 0.01113% |  | 4764 | 0.01226% | 0.01316% | 0.01271% |  | 4764 | 6080 | 0.01113% | 0.01213%
| Jul | 18 | 13 | 4765 | 694.3856 | 755.0016 | 680.4597 | 0.01482% | 0.01537% | 0.01353% | 0.01104% | 7293 | 0.01121% | 0.01113% |  | 9.794 | 24.4372 | 26.3247 |  | 4765 | 684.5916 | 730.5644 | 654.135 |  | 4765 | 0.0149% | 0.01551% | 0.01355% | 0.0107% | 0.01226% | 0.01316% |  | 4765 | 0.01551% | 0.01355% | 4765 | 705 | 0.01105% | 816 | 0.01121% | 0.01113% |  | 4765 | 0.01226% | 0.01316% | 0.01271% |  | 4765 | 7293 | 0.01113% | 0.01188%
| Jul | 18 | 14 | 4766 | 705.3036 | 764.2925 | 687.0238 | 0.01505% | 0.01556% | 0.01366% | 0.01104% | 2745 | 0.01121% | 0.01113% |  | 9.7947 | 24.4363 | 26.3251 |  | 4766 | 695.5089 | 739.8561 | 660.6987 |  | 4766 | 0.01514% | 0.0157% | 0.01368% | 0.01071% | 0.01226% | 0.01316% |  | 4766 | 0.0157% | 0.01368% | 4766 | 2897 | 0.01105% | 1264 | 0.01121% | 0.01113% |  | 4766 | 0.01226% | 0.01316% | 0.01271% |  | 4766 | 2745 | 0.01113% | 0.01127%
| Jul | 18 | 15 | 4767 | 713.1445 | 771.6377 | 692.0875 | 0.01522% | 0.01571% | 0.01376% | 0.01104% | 8132 | 0.01121% | 0.01113% |  | 9.7953 | 24.4355 | 26.3254 |  | 4767 | 703.3492 | 747.2022 | 665.7621 |  | 4767 | 0.01531% | 0.01586% | 0.01379% | 0.01071% | 0.01226% | 0.01316% |  | 4767 | 0.01586% | 0.01379% | 4767 | 5703 | 0.01105% | 6971 | 0.01121% | 0.01113% |  | 4767 | 0.01226% | 0.01316% | 0.01271% |  | 4767 | 8132 | 0.01113% | 0.01148%
| Jul | 18 | 16 | 4768 | 713.6016 | 766.2847 | 690.3621 | 0.01523% | 0.0156% | 0.01373% | 0.01104% | 6928 | 0.01121% | 0.01113% |  | 9.796 | 24.4347 | 26.3257 |  | 4768 | 703.8056 | 741.8501 | 664.0364 |  | 4768 | 0.01532% | 0.01575% | 0.01375% | 0.01071% | 0.01226% | 0.01316% |  | 4768 | 0.01575% | 0.01375% | 4768 | 2951 | 0.01105% | 3698 | 0.01121% | 0.01113% |  | 4768 | 0.01226% | 0.01316% | 0.01271% |  | 4768 | 6928 | 0.01113% | 0.01194%
| Jul | 18 | 17 | 4769 | 706.3419 | 758.5671 | 686.4612 | 0.01508% | 0.01545% | 0.01365% | 0.01104% | 1049 | 0.01121% | 0.01113% |  | 9.7967 | 24.4338 | 26.326 |  | 4769 | 696.5453 | 734.1333 | 660.1352 |  | 4769 | 0.01516% | 0.01558% | 0.01367% | 0.01071% | 0.01226% | 0.01316% |  | 4769 | 0.01558% | 0.01367% | 4769 | 1387 | 0.01105% | 8154 | 0.01121% | 0.01113% |  | 4769 | 0.01226% | 0.01316% | 0.01271% |  | 4769 | 1049 | 0.01113% | 0.009721%
| Jul | 18 | 18 | 4770 | 691.3932 | 739.9667 | 675.9962 | 0.01476% | 0.01507% | 0.01344% | 0.01104% | 6017 | 0.01121% | 0.01113% |  | 9.7974 | 24.433 | 26.3263 |  | 4770 | 681.5958 | 715.5337 | 649.6699 |  | 4770 | 0.01484% | 0.01519% | 0.01345% | 0.01071% | 0.01226% | 0.01316% |  | 4770 | 0.01519% | 0.01345% | 4770 | 4012 | 0.01105% | 6927 | 0.01121% | 0.01113% |  | 4770 | 0.01226% | 0.01316% | 0.01271% |  | 4770 | 6017 | 0.01113% | 0.01215%
| Jul | 18 | 19 | 4771 | 678.7668 | 725.7976 | 666.4126 | 0.01449% | 0.01478% | 0.01325% | 0.01104% | 1313 | 0.01121% | 0.01113% |  | 9.798 | 24.4321 | 26.3266 |  | 4771 | 668.9688 | 701.3655 | 640.086 |  | 4771 | 0.01456% | 0.01489% | 0.01326% | 0.01071% | 0.01226% | 0.01316% |  | 4771 | 0.01489% | 0.01326% | 4771 | 1075 | 0.01105% | 596 | 0.01121% | 0.01113% |  | 4771 | 0.01226% | 0.01316% | 0.01271% |  | 4771 | 1313 | 0.01113% | 0.009947%
| Jul | 18 | 20 | 4772 | 665.7563 | 711.0514 | 653.1344 | 0.01421% | 0.01448% | 0.01299% | 0.01104% | 8131 | 0.01121% | 0.01113% |  | 9.7987 | 24.4313 | 26.3269 |  | 4772 | 655.9576 | 686.6201 | 626.8076 |  | 4772 | 0.01428% | 0.01457% | 0.01298% | 0.01071% | 0.01226% | 0.01316% |  | 4772 | 0.01457% | 0.01298% | 4772 | 7679 | 0.01105% | 6802 | 0.01121% | 0.01113% |  | 4772 | 0.01226% | 0.01316% | 0.01271% |  | 4772 | 8131 | 0.01113% | 0.01148%
| Jul | 18 | 21 | 4773 | 654.4478 | 698.288 | 643.0164 | 0.01397% | 0.01422% | 0.01279% | 0.01104% | 6958 | 0.01121% | 0.01112% |  | 9.7994 | 24.4304 | 26.3272 |  | 4773 | 644.6484 | 673.8576 | 616.6892 |  | 4773 | 0.01403% | 0.0143% | 0.01277% | 0.01071% | 0.01226% | 0.01316% |  | 4773 | 0.0143% | 0.01277% | 4773 | 165 | 0.01105% | 4541 | 0.01121% | 0.01113% |  | 4773 | 0.01226% | 0.01316% | 0.01271% |  | 4773 | 6958 | 0.01113% | 0.01194%
| Jul | 18 | 22 | 4774 | 634.7687 | 678.2353 | 626.1749 | 0.01355% | 0.01381% | 0.01245% | 0.01104% | 7847 | 0.01121% | 0.01112% |  | 9.8001 | 24.4296 | 26.3274 |  | 4774 | 624.9686 | 653.8058 | 599.8474 |  | 4774 | 0.0136% | 0.01388% | 0.01242% | 0.01071% | 0.01226% | 0.01316% |  | 4774 | 0.01388% | 0.01242% | 4774 | 766 | 0.01105% | 8625 | 0.01121% | 0.01113% |  | 4774 | 0.01226% | 0.01316% | 0.01271% |  | 4774 | 7847 | 0.01113% | 0.01166%
| Jul | 18 | 23 | 4775 | 617.0501 | 656.4976 | 611.6308 | 0.01317% | 0.01337% | 0.01216% | 0.01104% | 7924 | 0.01121% | 0.01112% |  | 9.8007 | 24.4287 | 26.3277 |  | 4775 | 607.2494 | 632.0689 | 585.303 |  | 4775 | 0.01322% | 0.01342% | 0.01212% | 0.01071% | 0.01226% | 0.01316% |  | 4775 | 0.01342% | 0.01212% | 4775 | 6610 | 0.01104% | 1212 | 0.01121% | 0.01113% |  | 4775 | 0.01226% | 0.01316% | 0.01271% |  | 4775 | 7924 | 0.01113% | 0.01162%
| Jul | 19 | 0 | 4776 | 603.2008 | 642.8126 | 597.7712 | 0.01287% | 0.01309% | 0.01189% | 0.01104% | 161 | 0.01121% | 0.01112% |  | 9.8014 | 24.4279 | 26.328 |  | 4776 | 593.3993 | 618.3848 | 571.4432 |  | 4776 | 0.01292% | 0.01313% | 0.01183% | 0.01071% | 0.01226% | 0.01316% |  | 4776 | 0.01313% | 0.01183% | 4776 | 6517 | 0.01104% | 619 | 0.01121% | 0.01113% |  | 4776 | 0.01226% | 0.01316% | 0.01271% |  | 4776 | 161 | 0.01113% | 0.009178%
| Jul | 19 | 1 | 4777 | 592.5492 | 636.9383 | 591.9386 | 0.01265% | 0.01297% | 0.01177% | 0.01104% | 284 | 0.01121% | 0.01112% |  | 9.8021 | 24.427 | 26.3283 |  | 4777 | 582.7472 | 612.5113 | 565.6103 |  | 4777 | 0.01269% | 0.013% | 0.01171% | 0.01071% | 0.01226% | 0.01316% |  | 4777 | 0.013% | 0.01171% | 4777 | 8463 | 0.01104% | 427 | 0.01121% | 0.01112% |  | 4777 | 0.01226% | 0.01316% | 0.01271% |  | 4777 | 284 | 0.01112% | 0.009225%
| Jul | 19 | 2 | 4778 | 590.2118 | 632.3301 | 592.6231 | 0.0126% | 0.01288% | 0.01178% | 0.01104% | 286 | 0.01121% | 0.01112% |  | 9.8028 | 24.4262 | 26.3285 |  | 4778 | 580.4091 | 607.904 | 566.2946 |  | 4778 | 0.01263% | 0.0129% | 0.01173% | 0.01071% | 0.01226% | 0.01316% |  | 4778 | 0.0129% | 0.01173% | 4778 | 2721 | 0.01104% | 8309 | 0.01121% | 0.01112% |  | 4778 | 0.01226% | 0.01316% | 0.01271% |  | 4778 | 286 | 0.01112% | 0.009226%
| Jul | 19 | 3 | 4779 | 588.2569 | 635.0299 | 594.236 | 0.01256% | 0.01293% | 0.01182% | 0.01104% | 1643 | 0.01121% | 0.01112% |  | 9.8034 | 24.4253 | 26.3288 |  | 4779 | 578.4535 | 610.6046 | 567.9072 |  | 4779 | 0.01259% | 0.01296% | 0.01176% | 0.01072% | 0.01226% | 0.01316% |  | 4779 | 0.01296% | 0.01176% | 4779 | 5868 | 0.01104% | 8230 | 0.01121% | 0.01112% |  | 4779 | 0.01226% | 0.01316% | 0.01271% |  | 4779 | 1643 | 0.01112% | 0.01022%
| Jul | 19 | 4 | 4780 | 586.661 | 639.0702 | 601.3533 | 0.01252% | 0.01301% | 0.01196% | 0.01104% | 2969 | 0.01121% | 0.01112% |  | 9.8041 | 24.4244 | 26.3291 |  | 4780 | 576.8569 | 614.6458 | 575.0243 |  | 4780 | 0.01256% | 0.01305% | 0.01191% | 0.01072% | 0.01226% | 0.01316% |  | 4780 | 0.01305% | 0.01191% | 4780 | 6750 | 0.01104% | 6980 | 0.01121% | 0.01112% |  | 4780 | 0.01226% | 0.01316% | 0.01271% |  | 4780 | 2969 | 0.01112% | 0.01152%
| Jul | 19 | 5 | 4781 | 590.3421 | 638.493 | 605.7887 | 0.0126% | 0.013% | 0.01205% | 0.01104% | 7962 | 0.0112% | 0.01112% |  | 9.8048 | 24.4236 | 26.3293 |  | 4781 | 580.5373 | 614.0694 | 579.4594 |  | 4781 | 0.01264% | 0.01303% | 0.012% | 0.01072% | 0.01226% | 0.01316% |  | 4781 | 0.01303% | 0.012% | 4781 | 2896 | 0.01104% | 7038 | 0.0112% | 0.01112% |  | 4781 | 0.01226% | 0.01316% | 0.01271% |  | 4781 | 7962 | 0.01112% | 0.01159%
| Jul | 19 | 6 | 4782 | 604.2563 | 654.1795 | 615.9724 | 0.0129% | 0.01332% | 0.01225% | 0.01104% | 1807 | 0.0112% | 0.01112% |  | 9.8055 | 24.4227 | 26.3296 |  | 4782 | 594.4508 | 629.7568 | 589.6429 |  | 4782 | 0.01294% | 0.01337% | 0.01221% | 0.01072% | 0.01225% | 0.01316% |  | 4782 | 0.01337% | 0.01221% | 4782 | 5526 | 0.01104% | 8009 | 0.0112% | 0.01112% |  | 4782 | 0.01225% | 0.01316% | 0.01271% |  | 4782 | 1807 | 0.01112% | 0.01036%
| Jul | 19 | 7 | 4783 | 621.2478 | 670.9739 | 626.8031 | 0.01326% | 0.01366% | 0.01246% | 0.01104% | 6891 | 0.0112% | 0.01112% |  | 9.8061 | 24.4219 | 26.3298 |  | 4783 | 611.4417 | 646.5521 | 600.4734 |  | 4783 | 0.01331% | 0.01372% | 0.01243% | 0.01072% | 0.01225% | 0.01316% |  | 4783 | 0.01372% | 0.01243% | 4783 | 1299 | 0.01104% | 1481 | 0.0112% | 0.01112% |  | 4783 | 0.01225% | 0.01316% | 0.01271% |  | 4783 | 6891 | 0.01112% | 0.01195%
| Jul | 19 | 8 | 4784 | 629.3542 | 685.1709 | 630.2915 | 0.01343% | 0.01395% | 0.01253% | 0.01104% | 6972 | 0.0112% | 0.01112% |  | 9.8068 | 24.421 | 26.33 |  | 4784 | 619.5474 | 660.7499 | 603.9614 |  | 4784 | 0.01349% | 0.01402% | 0.01251% | 0.01072% | 0.01225% | 0.01316% |  | 4784 | 0.01402% | 0.01251% | 4784 | 307 | 0.01104% | 788 | 0.0112% | 0.01112% |  | 4784 | 0.01225% | 0.01316% | 0.01271% |  | 4784 | 6972 | 0.01112% | 0.01193%
| Jul | 19 | 9 | 4785 | 637.3689 | 696.9661 | 639.9032 | 0.0136% | 0.01419% | 0.01272% | 0.01104% | 11 | 0.0112% | 0.01112% |  | 9.8075 | 24.4201 | 26.3303 |  | 4785 | 627.5614 | 672.5459 | 613.5729 |  | 4785 | 0.01366% | 0.01427% | 0.01271% | 0.01072% | 0.01225% | 0.01316% |  | 4785 | 0.01427% | 0.01271% | 4785 | 8295 | 0.01104% | 8651 | 0.0112% | 0.01112% |  | 4785 | 0.01225% | 0.01316% | 0.01271% |  | 4785 | 11 | 0.01112% | 0.009128%
| Jul | 19 | 10 | 4786 | 651.1824 | 709.4408 | 655.1599 | 0.0139% | 0.01445% | 0.01303% | 0.01104% | 607 | 0.0112% | 0.01112% |  | 9.8082 | 24.4193 | 26.3305 |  | 4786 | 641.3743 | 685.0216 | 628.8294 |  | 4786 | 0.01396% | 0.01454% | 0.01302% | 0.01072% | 0.01225% | 0.01316% |  | 4786 | 0.01454% | 0.01302% | 4786 | 2768 | 0.01104% | 2991 | 0.0112% | 0.01112% |  | 4786 | 0.01225% | 0.01316% | 0.01271% |  | 4786 | 607 | 0.01112% | 0.009397%
| Jul | 19 | 11 | 4787 | 667.5078 | 720.9008 | 665.6343 | 0.01425% | 0.01468% | 0.01324% | 0.01104% | 5984 | 0.0112% | 0.01112% |  | 9.8088 | 24.4184 | 26.3307 |  | 4787 | 657.699 | 696.4824 | 639.3036 |  | 4787 | 0.01432% | 0.01478% | 0.01324% | 0.01072% | 0.01225% | 0.01316% |  | 4787 | 0.01478% | 0.01324% | 4787 | 3412 | 0.01104% | 4512 | 0.0112% | 0.01112% |  | 4787 | 0.01225% | 0.01316% | 0.01271% |  | 4787 | 5984 | 0.01112% | 0.01217%
| Jul | 19 | 12 | 4788 | 683.3328 | 736.4756 | 673.0611 | 0.01458% | 0.015% | 0.01338% | 0.01104% | 813 | 0.0112% | 0.01112% |  | 9.8095 | 24.4175 | 26.331 |  | 4788 | 673.5233 | 712.0581 | 646.7301 |  | 4788 | 0.01466% | 0.01511% | 0.01339% | 0.01072% | 0.01225% | 0.01316% |  | 4788 | 0.01511% | 0.01339% | 4788 | 7966 | 0.01104% | 6876 | 0.0112% | 0.01112% |  | 4788 | 0.01225% | 0.01316% | 0.01271% |  | 4788 | 813 | 0.01112% | 0.009537%
| Jul | 19 | 13 | 4789 | 699.3671 | 746.2134 | 680.1784 | 0.01493% | 0.0152% | 0.01353% | 0.01104% | 7018 | 0.0112% | 0.01112% |  | 9.8102 | 24.4166 | 26.3312 |  | 4789 | 689.5569 | 721.7968 | 653.8472 |  | 4789 | 0.01501% | 0.01532% | 0.01354% | 0.01072% | 0.01225% | 0.01316% |  | 4789 | 0.01532% | 0.01354% | 4789 | 6181 | 0.01104% | 5832 | 0.0112% | 0.01112% |  | 4789 | 0.01225% | 0.01316% | 0.01271% |  | 4789 | 7018 | 0.01112% | 0.01193%
| Jul | 19 | 14 | 4790 | 712.3968 | 758.7999 | 685.4015 | 0.0152% | 0.01545% | 0.01363% | 0.01104% | 1286 | 0.0112% | 0.01112% |  | 9.8109 | 24.4158 | 26.3314 |  | 4790 | 702.5859 | 734.3841 | 659.0702 |  | 4790 | 0.01529% | 0.01559% | 0.01365% | 0.01072% | 0.01225% | 0.01316% |  | 4790 | 0.01559% | 0.01365% | 4790 | 5701 | 0.01104% | 4345 | 0.0112% | 0.01112% |  | 4790 | 0.01225% | 0.01316% | 0.01271% |  | 4790 | 1286 | 0.01112% | 0.009924%
| Jul | 19 | 15 | 4791 | 722.9067 | 766.8805 | 691.7968 | 0.01543% | 0.01562% | 0.01376% | 0.01104% | 6033 | 0.0112% | 0.01112% |  | 9.8115 | 24.4149 | 26.3316 |  | 4791 | 713.0952 | 742.4656 | 665.4652 |  | 4791 | 0.01552% | 0.01576% | 0.01378% | 0.01072% | 0.01225% | 0.01316% |  | 4791 | 0.01576% | 0.01378% | 4791 | 1297 | 0.01104% | 6759 | 0.0112% | 0.01112% |  | 4791 | 0.01225% | 0.01316% | 0.01271% |  | 4791 | 6033 | 0.01112% | 0.01215%
| Jul | 19 | 16 | 4792 | 725.1617 | 770.8557 | 692.2751 | 0.01548% | 0.0157% | 0.01377% | 0.01104% | 193 | 0.0112% | 0.01112% |  | 9.8122 | 24.414 | 26.3318 |  | 4792 | 715.3495 | 746.4417 | 665.9433 |  | 4792 | 0.01557% | 0.01584% | 0.01379% | 0.01072% | 0.01225% | 0.01316% |  | 4792 | 0.01584% | 0.01379% | 4792 | 3038 | 0.01104% | 7963 | 0.0112% | 0.01112% |  | 4792 | 0.01225% | 0.01316% | 0.01271% |  | 4792 | 193 | 0.01112% | 0.009189%
| Jul | 19 | 17 | 4793 | 718.9969 | 763.8084 | 687.0051 | 0.01535% | 0.01555% | 0.01366% | 0.01104% | 6534 | 0.0112% | 0.01112% |  | 9.8129 | 24.4131 | 26.332 |  | 4793 | 709.184 | 739.3952 | 660.673 |  | 4793 | 0.01544% | 0.01569% | 0.01368% | 0.01073% | 0.01225% | 0.01316% |  | 4793 | 0.01569% | 0.01368% | 4793 | 6180 | 0.01104% | 4348 | 0.0112% | 0.01112% |  | 4793 | 0.01225% | 0.01316% | 0.01271% |  | 4793 | 6534 | 0.01112% | 0.012%
| Jul | 19 | 18 | 4794 | 699.0288 | 741.9403 | 675.6961 | 0.01492% | 0.01511% | 0.01344% | 0.01104% | 7330 | 0.0112% | 0.01112% |  | 9.8136 | 24.4123 | 26.3322 |  | 4794 | 689.2153 | 717.5281 | 649.3639 |  | 4794 | 0.015% | 0.01523% | 0.01345% | 0.01073% | 0.01225% | 0.01316% |  | 4794 | 0.01523% | 0.01345% | 4794 | 7683 | 0.01104% | 4518 | 0.0112% | 0.01112% |  | 4794 | 0.01225% | 0.01316% | 0.01271% |  | 4794 | 7330 | 0.01112% | 0.01187%
| Jul | 19 | 19 | 4795 | 683.8643 | 727.8364 | 665.9531 | 0.0146% | 0.01482% | 0.01324% | 0.01104% | 2970 | 0.0112% | 0.01112% |  | 9.8142 | 24.4114 | 26.3324 |  | 4795 | 674.0501 | 703.425 | 639.6207 |  | 4795 | 0.01467% | 0.01493% | 0.01325% | 0.01073% | 0.01225% | 0.01316% |  | 4795 | 0.01493% | 0.01325% | 4795 | 309 | 0.01104% | 6951 | 0.0112% | 0.01112% |  | 4795 | 0.01225% | 0.01316% | 0.01271% |  | 4795 | 2970 | 0.01112% | 0.01152%
| Jul | 19 | 20 | 4796 | 671.2177 | 711.6286 | 656.8666 | 0.01433% | 0.01449% | 0.01306% | 0.01104% | 8092 | 0.0112% | 0.01112% |  | 9.8149 | 24.4105 | 26.3326 |  | 4796 | 661.4028 | 687.2181 | 630.534 |  | 4796 | 0.0144% | 0.01459% | 0.01306% | 0.01073% | 0.01225% | 0.01316% |  | 4796 | 0.01459% | 0.01306% | 4796 | 5702 | 0.01104% | 6726 | 0.0112% | 0.01112% |  | 4796 | 0.01225% | 0.01316% | 0.0127% |  | 4796 | 8092 | 0.01112% | 0.01151%
| Jul | 19 | 21 | 4797 | 660.4293 | 698.8745 | 649.9837 | 0.0141% | 0.01423% | 0.01292% | 0.01104% | 3442 | 0.0112% | 0.01112% |  | 9.8156 | 24.4096 | 26.3328 |  | 4797 | 650.6137 | 674.4649 | 623.6509 |  | 4797 | 0.01416% | 0.01432% | 0.01291% | 0.01073% | 0.01225% | 0.01316% |  | 4797 | 0.01432% | 0.01291% | 4797 | 5698 | 0.01104% | 4539 | 0.0112% | 0.01112% |  | 4797 | 0.01225% | 0.01316% | 0.0127% |  | 4797 | 3442 | 0.01112% | 0.01202%
| Jul | 19 | 22 | 4798 | 640.7834 | 679.1011 | 634.0236 | 0.01368% | 0.01383% | 0.01261% | 0.01104% | 6710 | 0.0112% | 0.01112% |  | 9.8163 | 24.4087 | 26.333 |  | 4798 | 630.9671 | 654.6924 | 607.6907 |  | 4798 | 0.01373% | 0.0139% | 0.01258% | 0.01073% | 0.01225% | 0.01316% |  | 4798 | 0.0139% | 0.01258% | 4798 | 6952 | 0.01104% | 426 | 0.0112% | 0.01112% |  | 4798 | 0.01225% | 0.01316% | 0.0127% |  | 4798 | 6710 | 0.01112% | 0.01197%
| Jul | 19 | 23 | 4799 | 621.2483 | 660.2121 | 618.4949 | 0.01326% | 0.01344% | 0.0123% | 0.01104% | 3349 | 0.0112% | 0.01112% |  | 9.8169 | 24.4078 | 26.3331 |  | 4799 | 611.4314 | 635.8043 | 592.1618 |  | 4799 | 0.01331% | 0.01349% | 0.01226% | 0.01073% | 0.01225% | 0.01316% |  | 4799 | 0.01349% | 0.01226% | 4799 | 7925 | 0.01104% | 8438 | 0.0112% | 0.01112% |  | 4799 | 0.01225% | 0.01316% | 0.0127% |  | 4799 | 3349 | 0.01112% | 0.01193%
| Jul | 20 | 0 | 4800 | 605.8819 | 644.3859 | 608.1049 | 0.01293% | 0.01312% | 0.01209% | 0.01104% | 5401 | 0.0112% | 0.01112% |  | 9.8176 | 24.4069 | 26.3333 |  | 4800 | 596.0643 | 619.979 | 581.7716 |  | 4800 | 0.01298% | 0.01316% | 0.01205% | 0.01073% | 0.01225% | 0.01316% |  | 4800 | 0.01316% | 0.01205% | 4800 | 8405 | 0.01104% | 194 | 0.0112% | 0.01112% |  | 4800 | 0.01225% | 0.01316% | 0.0127% |  | 4800 | 5401 | 0.01112% | 0.01248%
| Jul | 20 | 1 | 4801 | 597.8668 | 637.6645 | 600.2562 | 0.01276% | 0.01299% | 0.01194% | 0.01104% | 403 | 0.0112% | 0.01112% |  | 9.8183 | 24.406 | 26.3335 |  | 4801 | 588.0485 | 613.2584 | 573.9227 |  | 4801 | 0.0128% | 0.01302% | 0.01189% | 0.01073% | 0.01225% | 0.01316% |  | 4801 | 0.01302% | 0.01189% | 4801 | 1298 | 0.01104% | 8350 | 0.0112% | 0.01112% |  | 4801 | 0.01225% | 0.01316% | 0.0127% |  | 4801 | 403 | 0.01112% | 0.009279%
| Jul | 20 | 2 | 4802 | 591.2805 | 632.8701 | 596.6741 | 0.01262% | 0.01289% | 0.01186% | 0.01104% | 2883 | 0.0112% | 0.01112% |  | 9.819 | 24.4052 | 26.3336 |  | 4802 | 581.4615 | 608.4649 | 570.3404 |  | 4802 | 0.01266% | 0.01291% | 0.01181% | 0.01073% | 0.01225% | 0.01316% |  | 4802 | 0.01291% | 0.01181% | 4802 | 5812 | 0.01104% | 7909 | 0.0112% | 0.01112% |  | 4802 | 0.01225% | 0.01316% | 0.0127% |  | 4802 | 2883 | 0.01112% | 0.01143%
| Jul | 20 | 3 | 4803 | 590.0038 | 632.358 | 594.2547 | 0.01259% | 0.01288% | 0.01182% | 0.01104% | 7461 | 0.0112% | 0.01112% |  | 9.8196 | 24.4043 | 26.3338 |  | 4803 | 580.1842 | 607.9538 | 567.9209 |  | 4803 | 0.01263% | 0.0129% | 0.01176% | 0.01073% | 0.01225% | 0.01316% |  | 4803 | 0.0129% | 0.01176% | 4803 | 6406 | 0.01104% | 8068 | 0.0112% | 0.01112% |  | 4803 | 0.01225% | 0.01316% | 0.0127% |  | 4803 | 7461 | 0.01112% | 0.01183%
| Jul | 20 | 4 | 4804 | 590.8439 | 631.6133 | 591.9104 | 0.01261% | 0.01286% | 0.01177% | 0.01104% | 18 | 0.0112% | 0.01112% |  | 9.8203 | 24.4034 | 26.3339 |  | 4804 | 581.0236 | 607.2099 | 565.5765 |  | 4804 | 0.01265% | 0.01289% | 0.01171% | 0.01073% | 0.01224% | 0.01316% |  | 4804 | 0.01289% | 0.01171% | 4804 | 205 | 0.01104% | 2847 | 0.0112% | 0.01112% |  | 4804 | 0.01224% | 0.01316% | 0.0127% |  | 4804 | 18 | 0.01112% | 0.00913%
| Jul | 20 | 5 | 4805 | 591.8537 | 631.4271 | 591.6666 | 0.01263% | 0.01286% | 0.01177% | 0.01104% | 7595 | 0.0112% | 0.01112% |  | 9.821 | 24.4025 | 26.3341 |  | 4805 | 582.0327 | 607.0246 | 565.3325 |  | 4805 | 0.01267% | 0.01288% | 0.01171% | 0.01073% | 0.01224% | 0.01316% |  | 4805 | 0.01288% | 0.01171% | 4805 | 3189 | 0.01104% | 2779 | 0.0112% | 0.01112% |  | 4805 | 0.01224% | 0.01316% | 0.0127% |  | 4805 | 7595 | 0.01112% | 0.01179%
| Jul | 20 | 6 | 4806 | 607.4868 | 647.4115 | 600.8938 | 0.01297% | 0.01318% | 0.01195% | 0.01104% | 1456 | 0.0112% | 0.01112% |  | 9.8217 | 24.4016 | 26.3342 |  | 4806 | 597.6651 | 623.01 | 574.5596 |  | 4806 | 0.01301% | 0.01322% | 0.0119% | 0.01074% | 0.01224% | 0.01316% |  | 4806 | 0.01322% | 0.0119% | 4806 | 8015 | 0.01104% | 6055 | 0.0112% | 0.01112% |  | 4806 | 0.01224% | 0.01316% | 0.0127% |  | 4806 | 1456 | 0.01112% | 0.01007%
| Jul | 20 | 7 | 4807 | 623.3007 | 658.7598 | 611.2182 | 0.0133% | 0.01341% | 0.01215% | 0.01104% | 2991 | 0.0112% | 0.01112% |  | 9.8223 | 24.4007 | 26.3344 |  | 4807 | 613.4783 | 634.3592 | 584.8838 |  | 4807 | 0.01335% | 0.01346% | 0.01211% | 0.01074% | 0.01224% | 0.01316% |  | 4807 | 0.01346% | 0.01211% | 4807 | 1948 | 0.01104% | 7350 | 0.0112% | 0.01112% |  | 4807 | 0.01224% | 0.01316% | 0.0127% |  | 4807 | 2991 | 0.01112% | 0.01155%
| Jul | 20 | 8 | 4808 | 627.6324 | 670.4526 | 619.1888 | 0.0134% | 0.01365% | 0.01231% | 0.01104% | 8320 | 0.0112% | 0.01112% |  | 9.823 | 24.3998 | 26.3345 |  | 4808 | 617.8093 | 646.0528 | 592.8543 |  | 4808 | 0.01345% | 0.01371% | 0.01228% | 0.01074% | 0.01224% | 0.01316% |  | 4808 | 0.01371% | 0.01228% | 4808 | 7424 | 0.01104% | 8450 | 0.0112% | 0.01112% |  | 4808 | 0.01224% | 0.01316% | 0.0127% |  | 4808 | 8320 | 0.01112% | 0.01134%
| Jul | 20 | 9 | 4809 | 632.7697 | 681.2795 | 630.0102 | 0.01351% | 0.01387% | 0.01253% | 0.01104% | 5672 | 0.0112% | 0.01112% |  | 9.8237 | 24.3989 | 26.3347 |  | 4809 | 622.946 | 656.8807 | 603.6755 |  | 4809 | 0.01356% | 0.01394% | 0.0125% | 0.01074% | 0.01224% | 0.01316% |  | 4809 | 0.01394% | 0.0125% | 4809 | 1397 | 0.01103% | 2903 | 0.01119% | 0.01111% |  | 4809 | 0.01224% | 0.01316% | 0.0127% |  | 4809 | 5672 | 0.01111% | 0.01232%
| Jul | 20 | 10 | 4810 | 641.64 | 694.0708 | 640.6533 | 0.01369% | 0.01413% | 0.01274% | 0.01103% | 3144 | 0.0112% | 0.01111% |  | 9.8244 | 24.398 | 26.3348 |  | 4810 | 631.8156 | 669.6729 | 614.3185 |  | 4810 | 0.01375% | 0.01421% | 0.01272% | 0.01074% | 0.01224% | 0.01316% |  | 4810 | 0.01421% | 0.01272% | 4810 | 3679 | 0.01103% | 6976 | 0.01119% | 0.01111% |  | 4810 | 0.01224% | 0.01316% | 0.0127% |  | 4810 | 3144 | 0.01111% | 0.01171%
| Jul | 20 | 11 | 4811 | 650.3326 | 703.883 | 656.951 | 0.01388% | 0.01433% | 0.01306% | 0.01103% | 5998 | 0.01119% | 0.01111% |  | 9.825 | 24.3971 | 26.3349 |  | 4811 | 640.5075 | 679.486 | 630.6161 |  | 4811 | 0.01394% | 0.01442% | 0.01306% | 0.01074% | 0.01224% | 0.01316% |  | 4811 | 0.01442% | 0.01306% | 4811 | 8004 | 0.01103% | 7786 | 0.01119% | 0.01111% |  | 4811 | 0.01224% | 0.01316% | 0.0127% |  | 4811 | 5998 | 0.01111% | 0.01216%
| Jul | 20 | 12 | 4812 | 659.6154 | 712.8202 | 669.6947 | 0.01408% | 0.01452% | 0.01332% | 0.01103% | 7236 | 0.01119% | 0.01111% |  | 9.8257 | 24.3961 | 26.335 |  | 4812 | 649.7897 | 688.424 | 643.3596 |  | 4812 | 0.01414% | 0.01461% | 0.01332% | 0.01074% | 0.01224% | 0.01316% |  | 4812 | 0.01461% | 0.01332% | 4812 | 8494 | 0.01103% | 3821 | 0.01119% | 0.01111% |  | 4812 | 0.01224% | 0.01316% | 0.0127% |  | 4812 | 7236 | 0.01111% | 0.01189%
| Jul | 20 | 13 | 4813 | 664.5546 | 721.5618 | 676.4838 | 0.01418% | 0.01469% | 0.01345% | 0.01103% | 6792 | 0.01119% | 0.01111% |  | 9.8264 | 24.3952 | 26.3352 |  | 4813 | 654.7282 | 697.1666 | 650.1486 |  | 4813 | 0.01425% | 0.0148% | 0.01346% | 0.01074% | 0.01224% | 0.01316% |  | 4813 | 0.0148% | 0.01346% | 4813 | 3183 | 0.01103% | 1106 | 0.01119% | 0.01111% |  | 4813 | 0.01224% | 0.01316% | 0.0127% |  | 4813 | 6792 | 0.01111% | 0.01196%
| Jul | 20 | 14 | 4814 | 664.1651 | 730.8248 | 685.1202 | 0.01418% | 0.01488% | 0.01362% | 0.01103% | 1832 | 0.01119% | 0.01111% |  | 9.8271 | 24.3943 | 26.3353 |  | 4814 | 654.338 | 706.4304 | 658.785 |  | 4814 | 0.01424% | 0.01499% | 0.01364% | 0.01074% | 0.01224% | 0.01316% |  | 4814 | 0.01499% | 0.01364% | 4814 | 8354 | 0.01103% | 7396 | 0.01119% | 0.01111% |  | 4814 | 0.01224% | 0.01316% | 0.0127% |  | 4814 | 1832 | 0.01111% | 0.01038%
| Jul | 20 | 15 | 4815 | 669.8386 | 743.7464 | 691.825 | 0.0143% | 0.01515% | 0.01376% | 0.01103% | 6803 | 0.01119% | 0.01111% |  | 9.8278 | 24.3934 | 26.3354 |  | 4815 | 660.0108 | 719.353 | 665.4896 |  | 4815 | 0.01437% | 0.01527% | 0.01378% | 0.01074% | 0.01224% | 0.01316% |  | 4815 | 0.01527% | 0.01378% | 4815 | 1193 | 0.01103% | 7945 | 0.01119% | 0.01111% |  | 4815 | 0.01224% | 0.01316% | 0.0127% |  | 4815 | 6803 | 0.01111% | 0.01196%
| Jul | 20 | 16 | 4816 | 670.1843 | 744.7425 | 691.2998 | 0.0143% | 0.01517% | 0.01375% | 0.01103% | 7802 | 0.01119% | 0.01111% |  | 9.8284 | 24.3925 | 26.3355 |  | 4816 | 660.3559 | 720.35 | 664.9644 |  | 4816 | 0.01437% | 0.01529% | 0.01377% | 0.01074% | 0.01224% | 0.01316% |  | 4816 | 0.01529% | 0.01377% | 4816 | 1110 | 0.01103% | 1596 | 0.01119% | 0.01111% |  | 4816 | 0.01224% | 0.01316% | 0.0127% |  | 4816 | 7802 | 0.01111% | 0.01169%
| Jul | 20 | 17 | 4817 | 663.517 | 738.6355 | 684.5482 | 0.01416% | 0.01504% | 0.01361% | 0.01103% | 2744 | 0.01119% | 0.01111% |  | 9.8291 | 24.3916 | 26.3356 |  | 4817 | 653.6879 | 714.2439 | 658.2126 |  | 4817 | 0.01423% | 0.01516% | 0.01363% | 0.01074% | 0.01224% | 0.01316% |  | 4817 | 0.01516% | 0.01363% | 4817 | 599 | 0.01103% | 3652 | 0.01119% | 0.01111% |  | 4817 | 0.01224% | 0.01316% | 0.0127% |  | 4817 | 2744 | 0.01111% | 0.01127%
| Jul | 20 | 18 | 4818 | 651.7084 | 724.0195 | 672.9861 | 0.01391% | 0.01474% | 0.01338% | 0.01103% | 7923 | 0.01119% | 0.01111% |  | 9.8298 | 24.3907 | 26.3357 |  | 4818 | 641.8787 | 699.6288 | 646.6504 |  | 4818 | 0.01397% | 0.01485% | 0.01339% | 0.01074% | 0.01224% | 0.01316% |  | 4818 | 0.01485% | 0.01339% | 4818 | 1061 | 0.01103% | 4588 | 0.01119% | 0.01111% |  | 4818 | 0.01224% | 0.01316% | 0.0127% |  | 4818 | 7923 | 0.01111% | 0.01162%
| Jul | 20 | 19 | 4819 | 642.5084 | 710.0273 | 664.1902 | 0.01371% | 0.01446% | 0.01321% | 0.01103% | 3357 | 0.01119% | 0.01111% |  | 9.8305 | 24.3898 | 26.3358 |  | 4819 | 632.6779 | 685.6376 | 637.8545 |  | 4819 | 0.01377% | 0.01455% | 0.01321% | 0.01074% | 0.01224% | 0.01316% |  | 4819 | 0.01455% | 0.01321% | 4819 | 6984 | 0.01103% | 549 | 0.01119% | 0.01111% |  | 4819 | 0.01224% | 0.01316% | 0.0127% |  | 4819 | 3357 | 0.01111% | 0.01194%
| Jul | 20 | 20 | 4820 | 632.8351 | 696.361 | 651.6247 | 0.01351% | 0.01418% | 0.01296% | 0.01103% | 7995 | 0.01119% | 0.01111% |  | 9.8311 | 24.3888 | 26.3359 |  | 4820 | 623.0039 | 671.9721 | 625.2889 |  | 4820 | 0.01356% | 0.01426% | 0.01295% | 0.01075% | 0.01224% | 0.01316% |  | 4820 | 0.01426% | 0.01295% | 4820 | 946 | 0.01103% | 6974 | 0.01119% | 0.01111% |  | 4820 | 0.01224% | 0.01316% | 0.0127% |  | 4820 | 7995 | 0.01111% | 0.01157%
| Jul | 20 | 21 | 4821 | 621.5389 | 684.8358 | 642.4538 | 0.01327% | 0.01395% | 0.01277% | 0.01103% | 642 | 0.01119% | 0.01111% |  | 9.8318 | 24.3879 | 26.3359 |  | 4821 | 611.7071 | 660.4479 | 616.1178 |  | 4821 | 0.01332% | 0.01402% | 0.01276% | 0.01075% | 0.01224% | 0.01316% |  | 4821 | 0.01402% | 0.01276% | 4821 | 7764 | 0.01103% | 290 | 0.01119% | 0.01111% |  | 4821 | 0.01224% | 0.01316% | 0.0127% |  | 4821 | 642 | 0.01111% | 0.00942%
| Jul | 20 | 22 | 4822 | 608.676 | 669.2889 | 625.1152 | 0.01299% | 0.01363% | 0.01243% | 0.01103% | 1356 | 0.01119% | 0.01111% |  | 9.8325 | 24.387 | 26.336 |  | 4822 | 598.8435 | 644.9019 | 598.7792 |  | 4822 | 0.01304% | 0.01369% | 0.0124% | 0.01075% | 0.01224% | 0.01316% |  | 4822 | 0.01369% | 0.0124% | 4822 | 7112 | 0.01103% | 464 | 0.01119% | 0.01111% |  | 4822 | 0.01224% | 0.01316% | 0.0127% |  | 4822 | 1356 | 0.01111% | 0.009984%
| Jul | 20 | 23 | 4823 | 593.0829 | 647.6443 | 610.2242 | 0.01266% | 0.01319% | 0.01213% | 0.01103% | 64 | 0.01119% | 0.01111% |  | 9.8332 | 24.3861 | 26.3361 |  | 4823 | 583.2498 | 623.2582 | 583.8881 |  | 4823 | 0.0127% | 0.01323% | 0.01209% | 0.01075% | 0.01224% | 0.01316% |  | 4823 | 0.01323% | 0.01209% | 4823 | 2597 | 0.01103% | 3144 | 0.01119% | 0.01111% |  | 4823 | 0.01224% | 0.01316% | 0.0127% |  | 4823 | 64 | 0.01111% | 0.009144%
| Jul | 21 | 0 | 4824 | 579.4589 | 632.1998 | 600.2187 | 0.01237% | 0.01287% | 0.01194% | 0.01103% | 1702 | 0.01119% | 0.01111% |  | 9.8338 | 24.3851 | 26.3362 |  | 4824 | 569.6251 | 607.8146 | 573.8825 |  | 4824 | 0.0124% | 0.0129% | 0.01188% | 0.01075% | 0.01224% | 0.01316% |  | 4824 | 0.0129% | 0.01188% | 4824 | 2988 | 0.01103% | 7292 | 0.01119% | 0.01111% |  | 4824 | 0.01224% | 0.01316% | 0.0127% |  | 4824 | 1702 | 0.01111% | 0.01027%
| Jul | 21 | 1 | 4825 | 572.2127 | 625.9066 | 595.3706 | 0.01221% | 0.01275% | 0.01184% | 0.01103% | 1047 | 0.01119% | 0.01111% |  | 9.8345 | 24.3842 | 26.3362 |  | 4825 | 562.3782 | 601.5223 | 569.0344 |  | 4825 | 0.01224% | 0.01277% | 0.01178% | 0.01075% | 0.01224% | 0.01316% |  | 4825 | 0.01277% | 0.01178% | 4825 | 2430 | 0.01103% | 397 | 0.01119% | 0.01111% |  | 4825 | 0.01224% | 0.01316% | 0.0127% |  | 4825 | 1047 | 0.01111% | 0.00972%
| Jul | 21 | 2 | 4826 | 568.9799 | 623.6816 | 589.9881 | 0.01214% | 0.0127% | 0.01173% | 0.01103% | 4493 | 0.01119% | 0.01111% |  | 9.8352 | 24.3833 | 26.3363 |  | 4826 | 559.1447 | 599.2983 | 563.6518 |  | 4826 | 0.01217% | 0.01272% | 0.01167% | 0.01075% | 0.01223% | 0.01316% |  | 4826 | 0.01272% | 0.01167% | 4826 | 1364 | 0.01103% | 1048 | 0.01119% | 0.01111% |  | 4826 | 0.01223% | 0.01316% | 0.0127% |  | 4826 | 4493 | 0.01111% | 0.0127%
| Jul | 21 | 3 | 4827 | 569.8298 | 620.7584 | 585.6933 | 0.01216% | 0.01264% | 0.01165% | 0.01103% | 6032 | 0.01119% | 0.01111% |  | 9.8359 | 24.3824 | 26.3364 |  | 4827 | 559.994 | 596.376 | 559.357 |  | 4827 | 0.01219% | 0.01266% | 0.01158% | 0.01075% | 0.01223% | 0.01316% |  | 4827 | 0.01266% | 0.01158% | 4827 | 6461 | 0.01103% | 3451 | 0.01119% | 0.01111% |  | 4827 | 0.01223% | 0.01316% | 0.0127% |  | 4827 | 6032 | 0.01111% | 0.01215%
| Jul | 21 | 4 | 4828 | 571.1417 | 621.1028 | 585.0275 | 0.01219% | 0.01265% | 0.01163% | 0.01103% | 5880 | 0.01119% | 0.01111% |  | 9.8366 | 24.3814 | 26.3364 |  | 4828 | 561.3051 | 596.7214 | 558.6911 |  | 4828 | 0.01222% | 0.01267% | 0.01157% | 0.01075% | 0.01223% | 0.01316% |  | 4828 | 0.01267% | 0.01157% | 4828 | 22 | 0.01103% | 4586 | 0.01119% | 0.01111% |  | 4828 | 0.01223% | 0.01316% | 0.0127% |  | 4828 | 5880 | 0.01111% | 0.01222%
| Jul | 21 | 5 | 4829 | 573.227 | 621.6428 | 582.7301 | 0.01223% | 0.01266% | 0.01159% | 0.01103% | 6941 | 0.01118% | 0.01111% |  | 9.8372 | 24.3805 | 26.3365 |  | 4829 | 563.3897 | 597.2623 | 556.3936 |  | 4829 | 0.01226% | 0.01268% | 0.01152% | 0.01075% | 0.01223% | 0.01316% |  | 4829 | 0.01268% | 0.01152% | 4829 | 139 | 0.01103% | 6547 | 0.01119% | 0.01111% |  | 4829 | 0.01223% | 0.01316% | 0.0127% |  | 4829 | 6941 | 0.01111% | 0.01194%
| Jul | 21 | 6 | 4830 | 589.2872 | 627.8057 | 586.134 | 0.01258% | 0.01278% | 0.01166% | 0.01103% | 360 | 0.01118% | 0.01111% |  | 9.8379 | 24.3796 | 26.3365 |  | 4830 | 579.4493 | 603.4261 | 559.7975 |  | 4830 | 0.01261% | 0.01281% | 0.01159% | 0.01075% | 0.01223% | 0.01316% |  | 4830 | 0.01281% | 0.01159% | 4830 | 6034 | 0.01103% | 7468 | 0.01119% | 0.01111% |  | 4830 | 0.01223% | 0.01316% | 0.0127% |  | 4830 | 360 | 0.01111% | 0.009258%
| Jul | 21 | 7 | 4831 | 604.6663 | 644.0229 | 595.9708 | 0.01291% | 0.01311% | 0.01185% | 0.01103% | 6711 | 0.01118% | 0.01111% |  | 9.8386 | 24.3786 | 26.3366 |  | 4831 | 594.8277 | 619.6442 | 569.6342 |  | 4831 | 0.01295% | 0.01315% | 0.0118% | 0.01075% | 0.01223% | 0.01316% |  | 4831 | 0.01315% | 0.0118% | 4831 | 8555 | 0.01103% | 7495 | 0.01119% | 0.01111% |  | 4831 | 0.01223% | 0.01316% | 0.0127% |  | 4831 | 6711 | 0.01111% | 0.01197%
| Jul | 21 | 8 | 4832 | 614.1763 | 655.3805 | 610.8243 | 0.01311% | 0.01335% | 0.01215% | 0.01103% | 6877 | 0.01118% | 0.01111% |  | 9.8393 | 24.3777 | 26.3366 |  | 4832 | 604.337 | 631.0028 | 584.4877 |  | 4832 | 0.01316% | 0.01339% | 0.0121% | 0.01075% | 0.01223% | 0.01316% |  | 4832 | 0.01339% | 0.0121% | 4832 | 127 | 0.01103% | 8110 | 0.01119% | 0.01111% |  | 4832 | 0.01223% | 0.01316% | 0.0127% |  | 4832 | 6877 | 0.01111% | 0.01195%
| Jul | 21 | 9 | 4833 | 617.244 | 666.4588 | 628.3785 | 0.01317% | 0.01357% | 0.0125% | 0.01103% | 1079 | 0.01118% | 0.01111% |  | 9.84 | 24.3768 | 26.3367 |  | 4833 | 607.404 | 642.082 | 602.0419 |  | 4833 | 0.01322% | 0.01363% | 0.01247% | 0.01076% | 0.01223% | 0.01316% |  | 4833 | 0.01363% | 0.01247% | 4833 | 7535 | 0.01103% | 1107 | 0.01119% | 0.01111% |  | 4833 | 0.01223% | 0.01316% | 0.0127% |  | 4833 | 1079 | 0.01111% | 0.009746%
| Jul | 21 | 10 | 4834 | 630.2415 | 677.4626 | 641.3004 | 0.01345% | 0.0138% | 0.01275% | 0.01103% | 8129 | 0.01118% | 0.01111% |  | 9.8406 | 24.3758 | 26.3367 |  | 4834 | 620.4009 | 653.0868 | 614.9637 |  | 4834 | 0.0135% | 0.01386% | 0.01273% | 0.01076% | 0.01223% | 0.01316% |  | 4834 | 0.01386% | 0.01273% | 4834 | 451 | 0.01103% | 6608 | 0.01119% | 0.01111% |  | 4834 | 0.01223% | 0.01316% | 0.0127% |  | 4834 | 8129 | 0.01111% | 0.01148%
| Jul | 21 | 11 | 4835 | 644.2727 | 689.4254 | 653.6408 | 0.01375% | 0.01404% | 0.013% | 0.01103% | 7499 | 0.01118% | 0.01111% |  | 9.8413 | 24.3749 | 26.3367 |  | 4835 | 634.4314 | 665.0504 | 627.3041 |  | 4835 | 0.01381% | 0.01412% | 0.01299% | 0.01076% | 0.01223% | 0.01316% |  | 4835 | 0.01412% | 0.01299% | 4835 | 306 | 0.01103% | 2927 | 0.01119% | 0.01111% |  | 4835 | 0.01223% | 0.01316% | 0.0127% |  | 4835 | 7499 | 0.01111% | 0.01182%
| Jul | 21 | 12 | 4836 | 653.617 | 699.2097 | 669.9385 | 0.01395% | 0.01424% | 0.01332% | 0.01103% | 468 | 0.01118% | 0.01111% |  | 9.842 | 24.374 | 26.3368 |  | 4836 | 643.775 | 674.8357 | 643.6017 |  | 4836 | 0.01401% | 0.01432% | 0.01333% | 0.01076% | 0.01223% | 0.01316% |  | 4836 | 0.01432% | 0.01333% | 4836 | 7684 | 0.01103% | 8328 | 0.01119% | 0.01111% |  | 4836 | 0.01223% | 0.01316% | 0.0127% |  | 4836 | 468 | 0.01111% | 0.009314%
| Jul | 21 | 13 | 4837 | 663.3871 | 704.5254 | 682.4852 | 0.01416% | 0.01435% | 0.01357% | 0.01103% | 2903 | 0.01118% | 0.01111% |  | 9.8427 | 24.3731 | 26.3368 |  | 4837 | 653.5444 | 680.1523 | 656.1484 |  | 4837 | 0.01423% | 0.01444% | 0.01359% | 0.01076% | 0.01223% | 0.01316% |  | 4837 | 0.01444% | 0.01359% | 4837 | 8576 | 0.01103% | 7991 | 0.01119% | 0.01111% |  | 4837 | 0.01223% | 0.01316% | 0.0127% |  | 4837 | 2903 | 0.01111% | 0.01145%
| Jul | 21 | 14 | 4838 | 677.6862 | 712.7457 | 693.4191 | 0.01446% | 0.01451% | 0.01379% | 0.01103% | 8038 | 0.01118% | 0.01111% |  | 9.8434 | 24.3721 | 26.3369 |  | 4838 | 667.8429 | 688.3736 | 667.0822 |  | 4838 | 0.01454% | 0.01461% | 0.01381% | 0.01076% | 0.01223% | 0.01316% |  | 4838 | 0.01461% | 0.01381% | 4838 | 569 | 0.01103% | 287 | 0.01119% | 0.01111% |  | 4838 | 0.01223% | 0.01316% | 0.0127% |  | 4838 | 8038 | 0.01111% | 0.01154%
| Jul | 21 | 15 | 4839 | 683.7609 | 720.3143 | 702.2993 | 0.01459% | 0.01467% | 0.01396% | 0.01103% | 4326 | 0.01118% | 0.0111% |  | 9.844 | 24.3712 | 26.3369 |  | 4839 | 673.9169 | 695.9431 | 675.9625 |  | 4839 | 0.01467% | 0.01477% | 0.014% | 0.01076% | 0.01223% | 0.01316% |  | 4839 | 0.01477% | 0.014% | 4839 | 5911 | 0.01103% | 3453 | 0.01119% | 0.01111% |  | 4839 | 0.01223% | 0.01316% | 0.0127% |  | 4839 | 4326 | 0.01111% | 0.01265%
| Jul | 21 | 16 | 4840 | 684.4978 | 723.1537 | 708.8634 | 0.01461% | 0.01473% | 0.0141% | 0.01103% | 5402 | 0.01118% | 0.0111% |  | 9.8447 | 24.3703 | 26.3369 |  | 4840 | 674.653 | 698.7835 | 682.5265 |  | 4840 | 0.01469% | 0.01483% | 0.01413% | 0.01076% | 0.01223% | 0.01316% |  | 4840 | 0.01483% | 0.01413% | 4840 | 1402 | 0.01102% | 700 | 0.01119% | 0.01111% |  | 4840 | 0.01223% | 0.01316% | 0.0127% |  | 4840 | 5402 | 0.01111% | 0.01248%
| Jul | 21 | 17 | 4841 | 678.678 | 715.2313 | 705.4595 | 0.01448% | 0.01456% | 0.01403% | 0.01103% | 7639 | 0.01118% | 0.0111% |  | 9.8454 | 24.3693 | 26.3369 |  | 4841 | 668.8326 | 690.862 | 679.1225 |  | 4841 | 0.01456% | 0.01466% | 0.01406% | 0.01076% | 0.01223% | 0.01316% |  | 4841 | 0.01466% | 0.01406% | 4841 | 870 | 0.01102% | 7225 | 0.01118% | 0.0111% |  | 4841 | 0.01223% | 0.01316% | 0.0127% |  | 4841 | 7639 | 0.0111% | 0.01177%
| Jul | 21 | 18 | 4842 | 661.9135 | 701.8629 | 695.6509 | 0.01413% | 0.01429% | 0.01383% | 0.01103% | 5 | 0.01118% | 0.0111% |  | 9.8461 | 24.3684 | 26.337 |  | 4842 | 652.0674 | 677.4945 | 669.3139 |  | 4842 | 0.01419% | 0.01438% | 0.01386% | 0.01076% | 0.01223% | 0.01316% |  | 4842 | 0.01438% | 0.01386% | 4842 | 1977 | 0.01102% | 7946 | 0.01118% | 0.0111% |  | 4842 | 0.01223% | 0.01316% | 0.0127% |  | 4842 | 5 | 0.0111% | 0.009126%
| Jul | 21 | 19 | 4843 | 648.5795 | 692.3392 | 684.2575 | 0.01384% | 0.0141% | 0.01361% | 0.01103% | 1103 | 0.01118% | 0.0111% |  | 9.8468 | 24.3675 | 26.337 |  | 4843 | 638.7327 | 667.9718 | 657.9205 |  | 4843 | 0.0139% | 0.01418% | 0.01362% | 0.01076% | 0.01223% | 0.01316% |  | 4843 | 0.01418% | 0.01362% | 4843 | 2048 | 0.01102% | 6714 | 0.01118% | 0.0111% |  | 4843 | 0.01223% | 0.01316% | 0.0127% |  | 4843 | 1103 | 0.0111% | 0.009766%
| Jul | 21 | 20 | 4844 | 637.3358 | 678.617 | 671.1763 | 0.0136% | 0.01382% | 0.01335% | 0.01103% | 7241 | 0.01118% | 0.0111% |  | 9.8474 | 24.3665 | 26.337 |  | 4844 | 627.4884 | 654.2505 | 644.8392 |  | 4844 | 0.01366% | 0.01389% | 0.01335% | 0.01076% | 0.01223% | 0.01316% |  | 4844 | 0.01389% | 0.01335% | 4844 | 6350 | 0.01102% | 3699 | 0.01118% | 0.0111% |  | 4844 | 0.01223% | 0.01316% | 0.01269% |  | 4844 | 7241 | 0.0111% | 0.01189%
| Jul | 21 | 21 | 4845 | 630.1774 | 672.0631 | 659.8954 | 0.01345% | 0.01369% | 0.01312% | 0.01102% | 2847 | 0.01118% | 0.0111% |  | 9.8481 | 24.3656 | 26.337 |  | 4845 | 620.3293 | 647.6975 | 633.5584 |  | 4845 | 0.0135% | 0.01375% | 0.01312% | 0.01076% | 0.01223% | 0.01316% |  | 4845 | 0.01375% | 0.01312% | 4845 | 1348 | 0.01102% | 7205 | 0.01118% | 0.0111% |  | 4845 | 0.01223% | 0.01316% | 0.01269% |  | 4845 | 2847 | 0.0111% | 0.01139%
| Jul | 21 | 22 | 4846 | 614.4233 | 656.8607 | 638.9373 | 0.01311% | 0.01338% | 0.0127% | 0.01102% | 7815 | 0.01118% | 0.0111% |  | 9.8488 | 24.3647 | 26.3371 |  | 4846 | 604.5745 | 632.496 | 612.6002 |  | 4846 | 0.01316% | 0.01342% | 0.01269% | 0.01076% | 0.01223% | 0.01316% |  | 4846 | 0.01342% | 0.01269% | 4846 | 6077 | 0.01102% | 1431 | 0.01118% | 0.0111% |  | 4846 | 0.01223% | 0.01316% | 0.01269% |  | 4846 | 7815 | 0.0111% | 0.01168%
| Jul | 21 | 23 | 4847 | 599.2806 | 640.8018 | 619.7983 | 0.01279% | 0.01305% | 0.01232% | 0.01102% | 7223 | 0.01118% | 0.0111% |  | 9.8495 | 24.3638 | 26.3371 |  | 4847 | 589.4311 | 616.438 | 593.4613 |  | 4847 | 0.01283% | 0.01308% | 0.01229% | 0.01077% | 0.01223% | 0.01316% |  | 4847 | 0.01308% | 0.01229% | 4847 | 7002 | 0.01102% | 2931 | 0.01118% | 0.0111% |  | 4847 | 0.01223% | 0.01316% | 0.01269% |  | 4847 | 7223 | 0.0111% | 0.01189%
| Jul | 22 | 0 | 4848 | 585.3186 | 624.957 | 608.0111 | 0.01249% | 0.01273% | 0.01209% | 0.01102% | 1878 | 0.01118% | 0.0111% |  | 9.8502 | 24.3628 | 26.3371 |  | 4848 | 575.4684 | 600.5942 | 581.6741 |  | 4848 | 0.01253% | 0.01275% | 0.01205% | 0.01077% | 0.01222% | 0.01316% |  | 4848 | 0.01275% | 0.01205% | 4848 | 7461 | 0.01102% | 1083 | 0.01118% | 0.0111% |  | 4848 | 0.01222% | 0.01316% | 0.01269% |  | 4848 | 1878 | 0.0111% | 0.01042%
| Jul | 22 | 1 | 4849 | 576.2375 | 615.815 | 601.6628 | 0.0123% | 0.01254% | 0.01196% | 0.01102% | 292 | 0.01118% | 0.0111% |  | 9.8509 | 24.3619 | 26.3371 |  | 4849 | 566.3867 | 591.4531 | 575.3257 |  | 4849 | 0.01233% | 0.01255% | 0.01191% | 0.01077% | 0.01222% | 0.01316% |  | 4849 | 0.01255% | 0.01191% | 4849 | 8352 | 0.01102% | 699 | 0.01118% | 0.0111% |  | 4849 | 0.01222% | 0.01316% | 0.01269% |  | 4849 | 292 | 0.0111% | 0.009228%
| Jul | 22 | 2 | 4850 | 568.59 | 611.5978 | 601.2689 | 0.01214% | 0.01245% | 0.01196% | 0.01102% | 6126 | 0.01118% | 0.0111% |  | 9.8516 | 24.361 | 26.3371 |  | 4850 | 558.7385 | 587.2369 | 574.9318 |  | 4850 | 0.01216% | 0.01246% | 0.01191% | 0.01077% | 0.01222% | 0.01316% |  | 4850 | 0.01246% | 0.01191% | 4850 | 3306 | 0.01102% | 3349 | 0.01118% | 0.0111% |  | 4850 | 0.01222% | 0.01316% | 0.01269% |  | 4850 | 6126 | 0.0111% | 0.01211%
| Jul | 22 | 3 | 4851 | 565.8262 | 608.4419 | 600.7813 | 0.01208% | 0.01239% | 0.01195% | 0.01102% | 6606 | 0.01118% | 0.0111% |  | 9.8522 | 24.36 | 26.3371 |  | 4851 | 555.974 | 584.0819 | 574.4442 |  | 4851 | 0.0121% | 0.0124% | 0.0119% | 0.01077% | 0.01222% | 0.01316% |  | 4851 | 0.0124% | 0.0119% | 4851 | 1084 | 0.01102% | 7015 | 0.01118% | 0.0111% |  | 4851 | 0.01222% | 0.01316% | 0.01269% |  | 4851 | 6606 | 0.0111% | 0.01199%
| Jul | 22 | 4 | 4852 | 567.5648 | 600.715 | 602.291 | 0.01211% | 0.01223% | 0.01198% | 0.01102% | 6781 | 0.01118% | 0.0111% |  | 9.8529 | 24.3591 | 26.3371 |  | 4852 | 557.7119 | 576.3559 | 575.9539 |  | 4852 | 0.01214% | 0.01223% | 0.01193% | 0.01077% | 0.01222% | 0.01316% |  | 4852 | 0.01223% | 0.01193% | 4852 | 2267 | 0.01102% | 7781 | 0.01118% | 0.0111% |  | 4852 | 0.01222% | 0.01316% | 0.01269% |  | 4852 | 6781 | 0.0111% | 0.01196%
| Jul | 22 | 5 | 4853 | 564.7141 | 596.2092 | 607.4298 | 0.01205% | 0.01214% | 0.01208% | 0.01102% | 662 | 0.01118% | 0.0111% |  | 9.8536 | 24.3582 | 26.3371 |  | 4853 | 554.8605 | 571.851 | 581.0926 |  | 4853 | 0.01208% | 0.01214% | 0.01203% | 0.01077% | 0.01222% | 0.01316% |  | 4853 | 0.01214% | 0.01203% | 4853 | 8285 | 0.01102% | 1131 | 0.01118% | 0.0111% |  | 4853 | 0.01222% | 0.01316% | 0.01269% |  | 4853 | 662 | 0.0111% | 0.009433%
| Jul | 22 | 6 | 4854 | 572.3294 | 599.5979 | 630.4321 | 0.01222% | 0.01221% | 0.01254% | 0.01102% | 1433 | 0.01118% | 0.0111% |  | 9.8543 | 24.3572 | 26.3371 |  | 4854 | 562.4751 | 575.2406 | 604.095 |  | 4854 | 0.01224% | 0.01221% | 0.01251% | 0.01077% | 0.01222% | 0.01316% |  | 4854 | 0.01221% | 0.01251% | 4854 | 6183 | 0.01102% | 3654 | 0.01118% | 0.0111% |  | 4854 | 0.01222% | 0.01316% | 0.01269% |  | 4854 | 1433 | 0.0111% | 0.01005%
| Jul | 22 | 7 | 4855 | 586.6583 | 611.4954 | 648.8303 | 0.01252% | 0.01245% | 0.0129% | 0.01102% | 5361 | 0.01118% | 0.0111% |  | 9.855 | 24.3563 | 26.3371 |  | 4855 | 576.8033 | 587.1391 | 622.4932 |  | 4855 | 0.01256% | 0.01246% | 0.01289% | 0.01077% | 0.01222% | 0.01316% |  | 4855 | 0.01246% | 0.01289% | 4855 | 6939 | 0.01102% | 1130 | 0.01118% | 0.0111% |  | 4855 | 0.01222% | 0.01316% | 0.01269% |  | 4855 | 5361 | 0.0111% | 0.0125%
| Jul | 22 | 8 | 4856 | 601.8122 | 632.4698 | 658.7889 | 0.01284% | 0.01288% | 0.0131% | 0.01102% | 7825 | 0.01118% | 0.0111% |  | 9.8557 | 24.3554 | 26.3371 |  | 4856 | 591.9565 | 608.1144 | 632.4518 |  | 4856 | 0.01289% | 0.01291% | 0.0131% | 0.01077% | 0.01222% | 0.01316% |  | 4856 | 0.01291% | 0.0131% | 4856 | 198 | 0.01102% | 79 | 0.01118% | 0.0111% |  | 4856 | 0.01222% | 0.01316% | 0.01269% |  | 4856 | 7825 | 0.0111% | 0.01168%
| Jul | 22 | 9 | 4857 | 617.2157 | 647.9422 | 675.8368 | 0.01317% | 0.01319% | 0.01344% | 0.01102% | 743 | 0.01118% | 0.0111% |  | 9.8564 | 24.3544 | 26.3371 |  | 4857 | 607.3593 | 623.5877 | 649.4997 |  | 4857 | 0.01322% | 0.01324% | 0.01345% | 0.01077% | 0.01222% | 0.01316% |  | 4857 | 0.01324% | 0.01345% | 4857 | 5932 | 0.01102% | 696 | 0.01118% | 0.0111% |  | 4857 | 0.01222% | 0.01316% | 0.01269% |  | 4857 | 743 | 0.0111% | 0.009487%
| Jul | 22 | 10 | 4858 | 631.3642 | 662.2323 | 688.6555 | 0.01348% | 0.01349% | 0.01369% | 0.01102% | 6280 | 0.01118% | 0.0111% |  | 9.857 | 24.3535 | 26.3371 |  | 4858 | 621.5072 | 637.8788 | 662.3184 |  | 4858 | 0.01353% | 0.01354% | 0.01372% | 0.01077% | 0.01222% | 0.01316% |  | 4858 | 0.01354% | 0.01372% | 4858 | 6983 | 0.01102% | 81 | 0.01118% | 0.0111% |  | 4858 | 0.01222% | 0.01316% | 0.01269% |  | 4858 | 6280 | 0.0111% | 0.01206%
| Jul | 22 | 11 | 4859 | 650.5289 | 675.247 | 705.9377 | 0.01388% | 0.01375% | 0.01404% | 0.01102% | 817 | 0.01118% | 0.0111% |  | 9.8577 | 24.3526 | 26.3371 |  | 4859 | 640.6712 | 650.8944 | 679.6006 |  | 4859 | 0.01395% | 0.01382% | 0.01407% | 0.01077% | 0.01222% | 0.01316% |  | 4859 | 0.01382% | 0.01407% | 4859 | 1328 | 0.01102% | 7460 | 0.01118% | 0.0111% |  | 4859 | 0.01222% | 0.01316% | 0.01269% |  | 4859 | 817 | 0.0111% | 0.00954%
| Jul | 22 | 12 | 4860 | 674.9245 | 691.3897 | 728.4619 | 0.0144% | 0.01408% | 0.01449% | 0.01102% | 2927 | 0.01118% | 0.0111% |  | 9.8584 | 24.3516 | 26.3371 |  | 4860 | 665.0661 | 667.038 | 702.1248 |  | 4860 | 0.01448% | 0.01416% | 0.01454% | 0.01078% | 0.01222% | 0.01316% |  | 4860 | 0.01416% | 0.01454% | 4860 | 7488 | 0.01102% | 6791 | 0.01117% | 0.0111% |  | 4860 | 0.01222% | 0.01316% | 0.01269% |  | 4860 | 2927 | 0.0111% | 0.01148%
| Jul | 22 | 13 | 4861 | 688.5305 | 704.9536 | 746.7006 | 0.0147% | 0.01436% | 0.01485% | 0.01102% | 103 | 0.01118% | 0.0111% |  | 9.8591 | 24.3507 | 26.337 |  | 4861 | 678.6713 | 680.6029 | 720.3636 |  | 4861 | 0.01477% | 0.01445% | 0.01492% | 0.01078% | 0.01222% | 0.01316% |  | 4861 | 0.01445% | 0.01492% | 4861 | 8656 | 0.01102% | 617 | 0.01117% | 0.0111% |  | 4861 | 0.01222% | 0.01316% | 0.01269% |  | 4861 | 103 | 0.0111% | 0.009157%
| Jul | 22 | 14 | 4862 | 696.5271 | 715.3524 | 755.4964 | 0.01487% | 0.01457% | 0.01502% | 0.01102% | 7910 | 0.01118% | 0.0111% |  | 9.8598 | 24.3498 | 26.337 |  | 4862 | 686.6673 | 691.0026 | 729.1594 |  | 4862 | 0.01495% | 0.01467% | 0.0151% | 0.01078% | 0.01222% | 0.01316% |  | 4862 | 0.01467% | 0.0151% | 4862 | 6985 | 0.01102% | 7445 | 0.01117% | 0.0111% |  | 4862 | 0.01222% | 0.01316% | 0.01269% |  | 4862 | 7910 | 0.0111% | 0.01163%
| Jul | 22 | 15 | 4863 | 703.4088 | 725.2391 | 763.0264 | 0.01501% | 0.01477% | 0.01517% | 0.01102% | 3383 | 0.01118% | 0.0111% |  | 9.8605 | 24.3488 | 26.337 |  | 4863 | 693.5483 | 700.8902 | 736.6894 |  | 4863 | 0.0151% | 0.01488% | 0.01526% | 0.01078% | 0.01222% | 0.01316% |  | 4863 | 0.01488% | 0.01526% | 4863 | 2697 | 0.01102% | 8285 | 0.01117% | 0.0111% |  | 4863 | 0.01222% | 0.01316% | 0.01269% |  | 4863 | 3383 | 0.0111% | 0.01196%
| Jul | 22 | 16 | 4864 | 707.572 | 729.2701 | 759.7725 | 0.0151% | 0.01485% | 0.01511% | 0.01102% | 4492 | 0.01118% | 0.0111% |  | 9.8612 | 24.3479 | 26.337 |  | 4864 | 697.7108 | 704.9222 | 733.4355 |  | 4864 | 0.01519% | 0.01496% | 0.01519% | 0.01078% | 0.01222% | 0.01316% |  | 4864 | 0.01496% | 0.01519% | 4864 | 1371 | 0.01102% | 3442 | 0.01117% | 0.0111% |  | 4864 | 0.01222% | 0.01316% | 0.01269% |  | 4864 | 4492 | 0.0111% | 0.0127%
| Jul | 22 | 17 | 4865 | 706.194 | 722.6603 | 755.8903 | 0.01507% | 0.01472% | 0.01503% | 0.01102% | 238 | 0.01118% | 0.0111% |  | 9.8619 | 24.347 | 26.3369 |  | 4865 | 696.3321 | 698.3134 | 729.5533 |  | 4865 | 0.01516% | 0.01482% | 0.01511% | 0.01078% | 0.01222% | 0.01316% |  | 4865 | 0.01482% | 0.01511% | 4865 | 3216 | 0.01102% | 4587 | 0.01117% | 0.0111% |  | 4865 | 0.01222% | 0.01316% | 0.01269% |  | 4865 | 238 | 0.0111% | 0.009207%
| Jul | 22 | 18 | 4866 | 686.4593 | 709.6922 | 742.1526 | 0.01465% | 0.01445% | 0.01476% | 0.01102% | 7980 | 0.01118% | 0.0111% |  | 9.8626 | 24.346 | 26.3369 |  | 4866 | 676.5967 | 685.3461 | 715.8157 |  | 4866 | 0.01473% | 0.01455% | 0.01482% | 0.01078% | 0.01222% | 0.01316% |  | 4866 | 0.01455% | 0.01482% | 4866 | 6951 | 0.01102% | 7572 | 0.01117% | 0.01109% |  | 4866 | 0.01222% | 0.01316% | 0.01269% |  | 4866 | 7980 | 0.01109% | 0.01158%
| Jul | 22 | 19 | 4867 | 664.9196 | 699.2283 | 725.7049 | 0.01419% | 0.01424% | 0.01443% | 0.01102% | 7459 | 0.01118% | 0.0111% |  | 9.8633 | 24.3451 | 26.3369 |  | 4867 | 655.0563 | 674.8832 | 699.3681 |  | 4867 | 0.01426% | 0.01432% | 0.01448% | 0.01078% | 0.01222% | 0.01316% |  | 4867 | 0.01432% | 0.01448% | 4867 | 2938 | 0.01102% | 2848 | 0.01117% | 0.01109% |  | 4867 | 0.01222% | 0.01316% | 0.01269% |  | 4867 | 7459 | 0.01109% | 0.01183%
| Jul | 22 | 20 | 4868 | 650.5141 | 685.0313 | 708.2445 | 0.01388% | 0.01395% | 0.01408% | 0.01102% | 6998 | 0.01118% | 0.0111% |  | 9.8639 | 24.3442 | 26.3369 |  | 4868 | 640.6501 | 660.6871 | 681.9077 |  | 4868 | 0.01395% | 0.01402% | 0.01412% | 0.01078% | 0.01222% | 0.01316% |  | 4868 | 0.01402% | 0.01412% | 4868 | 732 | 0.01101% | 316 | 0.01117% | 0.01109% |  | 4868 | 0.01222% | 0.01316% | 0.01269% |  | 4868 | 6998 | 0.01109% | 0.01193%
| Jul | 22 | 21 | 4869 | 642.8833 | 673.3106 | 696.5136 | 0.01372% | 0.01371% | 0.01385% | 0.01102% | 3174 | 0.01118% | 0.0111% |  | 9.8646 | 24.3432 | 26.3368 |  | 4869 | 633.0187 | 648.9674 | 670.1768 |  | 4869 | 0.01378% | 0.01377% | 0.01388% | 0.01078% | 0.01221% | 0.01316% |  | 4869 | 0.01377% | 0.01388% | 4869 | 3699 | 0.01101% | 6538 | 0.01117% | 0.01109% |  | 4869 | 0.01221% | 0.01316% | 0.01269% |  | 4869 | 3174 | 0.01109% | 0.01175%
| Jul | 22 | 22 | 4870 | 624.7439 | 653.4441 | 671.5514 | 0.01333% | 0.01331% | 0.01335% | 0.01102% | 1084 | 0.01118% | 0.0111% |  | 9.8653 | 24.3423 | 26.3368 |  | 4870 | 614.8786 | 629.1018 | 645.2146 |  | 4870 | 0.01338% | 0.01335% | 0.01336% | 0.01078% | 0.01221% | 0.01316% |  | 4870 | 0.01335% | 0.01336% | 4870 | 1976 | 0.01101% | 68 | 0.01117% | 0.01109% |  | 4870 | 0.01221% | 0.01316% | 0.01269% |  | 4870 | 1084 | 0.01109% | 0.00975%
| Jul | 22 | 23 | 4871 | 607.8928 | 632.6932 | 649.5992 | 0.01297% | 0.01288% | 0.01292% | 0.01102% | 2779 | 0.01117% | 0.0111% |  | 9.866 | 24.3414 | 26.3367 |  | 4871 | 598.0268 | 608.3518 | 623.2625 |  | 4871 | 0.01302% | 0.01291% | 0.01291% | 0.01078% | 0.01221% | 0.01316% |  | 4871 | 0.01291% | 0.01291% | 4871 | 6948 | 0.01101% | 7424 | 0.01117% | 0.01109% |  | 4871 | 0.01221% | 0.01316% | 0.01269% |  | 4871 | 2779 | 0.01109% | 0.01131%
| Jul | 23 | 0 | 4872 | 593.7457 | 620.7212 | 634.9145 | 0.01267% | 0.01264% | 0.01262% | 0.01102% | 4494 | 0.01117% | 0.0111% |  | 9.8667 | 24.3404 | 26.3367 |  | 4872 | 583.879 | 596.3807 | 608.5778 |  | 4872 | 0.01271% | 0.01266% | 0.0126% | 0.01078% | 0.01221% | 0.01316% |  | 4872 | 0.01266% | 0.0126% | 4872 | 414 | 0.01101% | 6139 | 0.01117% | 0.01109% |  | 4872 | 0.01221% | 0.01316% | 0.01269% |  | 4872 | 4494 | 0.01109% | 0.0127%
| Jul | 23 | 1 | 4873 | 584.9038 | 613.9531 | 626.9813 | 0.01248% | 0.0125% | 0.01247% | 0.01102% | 3220 | 0.01117% | 0.0111% |  | 9.8674 | 24.3395 | 26.3367 |  | 4873 | 575.0364 | 589.6136 | 600.6447 |  | 4873 | 0.01252% | 0.01251% | 0.01244% | 0.01079% | 0.01221% | 0.01316% |  | 4873 | 0.01251% | 0.01244% | 4873 | 227 | 0.01101% | 8483 | 0.01117% | 0.01109% |  | 4873 | 0.01221% | 0.01316% | 0.01269% |  | 4873 | 3220 | 0.01109% | 0.01179%
| Jul | 23 | 2 | 4874 | 577.381 | 606.1518 | 621.1956 | 0.01232% | 0.01234% | 0.01235% | 0.01102% | 8155 | 0.01117% | 0.0111% |  | 9.8681 | 24.3386 | 26.3366 |  | 4874 | 567.5129 | 581.8132 | 594.8589 |  | 4874 | 0.01235% | 0.01235% | 0.01232% | 0.01079% | 0.01221% | 0.01316% |  | 4874 | 0.01235% | 0.01232% | 4874 | 8290 | 0.01101% | 5404 | 0.01117% | 0.01109% |  | 4874 | 0.01221% | 0.01316% | 0.01269% |  | 4874 | 8155 | 0.01109% | 0.01146%
| Jul | 23 | 3 | 4875 | 572.5099 | 607.9299 | 620.1641 | 0.01222% | 0.01238% | 0.01233% | 0.01102% | 7814 | 0.01117% | 0.01109% |  | 9.8688 | 24.3376 | 26.3366 |  | 4875 | 562.6411 | 583.5922 | 593.8275 |  | 4875 | 0.01225% | 0.01239% | 0.0123% | 0.01079% | 0.01221% | 0.01316% |  | 4875 | 0.01239% | 0.0123% | 4875 | 5811 | 0.01101% | 8477 | 0.01117% | 0.01109% |  | 4875 | 0.01221% | 0.01316% | 0.01269% |  | 4875 | 7814 | 0.01109% | 0.01168%
| Jul | 23 | 4 | 4876 | 569.9827 | 593.3139 | 621.7769 | 0.01217% | 0.01208% | 0.01236% | 0.01102% | 1056 | 0.01117% | 0.01109% |  | 9.8695 | 24.3367 | 26.3365 |  | 4876 | 560.1132 | 568.9772 | 595.4404 |  | 4876 | 0.01219% | 0.01208% | 0.01233% | 0.01079% | 0.01221% | 0.01316% |  | 4876 | 0.01208% | 0.01233% | 4876 | 3555 | 0.01101% | 3844 | 0.01117% | 0.01109% |  | 4876 | 0.01221% | 0.01316% | 0.01269% |  | 4876 | 1056 | 0.01109% | 0.009727%
| Jul | 23 | 5 | 4877 | 567.7569 | 583.4086 | 623.2867 | 0.01212% | 0.01188% | 0.01239% | 0.01102% | 196 | 0.01117% | 0.01109% |  | 9.8702 | 24.3358 | 26.3365 |  | 4877 | 557.8868 | 559.0729 | 596.9502 |  | 4877 | 0.01214% | 0.01187% | 0.01236% | 0.01079% | 0.01221% | 0.01316% |  | 4877 | 0.01187% | 0.01236% | 4877 | 7004 | 0.01101% | 6910 | 0.01117% | 0.01109% |  | 4877 | 0.01221% | 0.01316% | 0.01269% |  | 4877 | 196 | 0.01109% | 0.009191%
| Jul | 23 | 6 | 4878 | 573.629 | 602.5955 | 637.24 | 0.01224% | 0.01227% | 0.01267% | 0.01102% | 283 | 0.01117% | 0.01109% |  | 9.8709 | 24.3348 | 26.3364 |  | 4878 | 563.7581 | 578.2607 | 610.9036 |  | 4878 | 0.01227% | 0.01227% | 0.01265% | 0.01079% | 0.01221% | 0.01316% |  | 4878 | 0.01227% | 0.01265% | 4878 | 2893 | 0.01101% | 3357 | 0.01117% | 0.01109% |  | 4878 | 0.01221% | 0.01316% | 0.01269% |  | 4878 | 283 | 0.01109% | 0.009224%
| Jul | 23 | 7 | 4879 | 588.8387 | 616.4946 | 650.4338 | 0.01257% | 0.01255% | 0.01293% | 0.01102% | 2931 | 0.01117% | 0.01109% |  | 9.8716 | 24.3339 | 26.3363 |  | 4879 | 578.9671 | 592.1607 | 624.0975 |  | 4879 | 0.0126% | 0.01257% | 0.01292% | 0.01079% | 0.01221% | 0.01316% |  | 4879 | 0.01257% | 0.01292% | 4879 | 5709 | 0.01101% | 7852 | 0.01117% | 0.01109% |  | 4879 | 0.01221% | 0.01316% | 0.01269% |  | 4879 | 2931 | 0.01109% | 0.01148%
| Jul | 23 | 8 | 4880 | 606.9961 | 629.0904 | 662.3054 | 0.01296% | 0.01281% | 0.01317% | 0.01102% | 787 | 0.01117% | 0.01109% |  | 9.8723 | 24.333 | 26.3363 |  | 4880 | 597.1238 | 604.7574 | 635.9691 |  | 4880 | 0.013% | 0.01284% | 0.01317% | 0.01079% | 0.01221% | 0.01316% |  | 4880 | 0.01284% | 0.01317% | 4880 | 6182 | 0.01101% | 6105 | 0.01117% | 0.01109% |  | 4880 | 0.01221% | 0.01316% | 0.01269% |  | 4880 | 787 | 0.01109% | 0.009518%
| Jul | 23 | 9 | 4881 | 626.3024 | 644.2556 | 677.7778 | 0.01337% | 0.01312% | 0.01348% | 0.01102% | 3676 | 0.01117% | 0.01109% |  | 9.873 | 24.332 | 26.3362 |  | 4881 | 616.4294 | 619.9236 | 651.4416 |  | 4881 | 0.01342% | 0.01316% | 0.01349% | 0.01079% | 0.01221% | 0.01316% |  | 4881 | 0.01316% | 0.01349% | 4881 | 332 | 0.01101% | 8087 | 0.01117% | 0.01109% |  | 4881 | 0.01221% | 0.01316% | 0.01269% |  | 4881 | 3676 | 0.01109% | 0.01224%
| Jul | 23 | 10 | 4882 | 647.3412 | 668.2741 | 693.8504 | 0.01382% | 0.01361% | 0.0138% | 0.01102% | 7265 | 0.01117% | 0.01109% |  | 9.8737 | 24.3311 | 26.3362 |  | 4882 | 637.4675 | 643.9431 | 667.5143 |  | 4882 | 0.01388% | 0.01367% | 0.01382% | 0.01079% | 0.01221% | 0.01316% |  | 4882 | 0.01367% | 0.01382% | 4882 | 8430 | 0.01101% | 7824 | 0.01117% | 0.01109% |  | 4882 | 0.01221% | 0.01316% | 0.01269% |  | 4882 | 7265 | 0.01109% | 0.01188%
| Jul | 23 | 11 | 4883 | 670.4364 | 697.0219 | 713.3457 | 0.01431% | 0.01419% | 0.01418% | 0.01102% | 618 | 0.01117% | 0.01109% |  | 9.8744 | 24.3302 | 26.3361 |  | 4883 | 660.5621 | 672.6918 | 687.0096 |  | 4883 | 0.01438% | 0.01428% | 0.01423% | 0.01079% | 0.01221% | 0.01316% |  | 4883 | 0.01428% | 0.01423% | 4883 | 6916 | 0.01101% | 149 | 0.01117% | 0.01109% |  | 4883 | 0.01221% | 0.01316% | 0.01269% |  | 4883 | 618 | 0.01109% | 0.009404%
| Jul | 23 | 12 | 4884 | 684.7839 | 717.689 | 727.3085 | 0.01462% | 0.01461% | 0.01446% | 0.01102% | 7085 | 0.01117% | 0.01109% |  | 9.875 | 24.3292 | 26.336 |  | 4884 | 674.9089 | 693.3598 | 700.9724 |  | 4884 | 0.01469% | 0.01472% | 0.01452% | 0.01079% | 0.01221% | 0.01316% |  | 4884 | 0.01472% | 0.01452% | 4884 | 6513 | 0.01101% | 8132 | 0.01117% | 0.01109% |  | 4884 | 0.01221% | 0.01316% | 0.01269% |  | 4884 | 7085 | 0.01109% | 0.01192%
| Jul | 23 | 13 | 4885 | 692.3417 | 740.3577 | 744.6751 | 0.01478% | 0.01508% | 0.01481% | 0.01102% | 6952 | 0.01117% | 0.01109% |  | 9.8757 | 24.3283 | 26.336 |  | 4885 | 682.4659 | 716.0294 | 718.3392 |  | 4885 | 0.01486% | 0.0152% | 0.01488% | 0.01079% | 0.01221% | 0.01316% |  | 4885 | 0.0152% | 0.01488% | 4885 | 8392 | 0.01101% | 7713 | 0.01117% | 0.01109% |  | 4885 | 0.01221% | 0.01316% | 0.01269% |  | 4885 | 6952 | 0.01109% | 0.01194%
| Jul | 23 | 14 | 4886 | 697.8004 | 755.8674 | 754.5869 | 0.01489% | 0.01539% | 0.015% | 0.01101% | 4323 | 0.01117% | 0.01109% |  | 9.8764 | 24.3273 | 26.3359 |  | 4886 | 687.924 | 731.54 | 728.251 |  | 4886 | 0.01497% | 0.01553% | 0.01508% | 0.0108% | 0.01221% | 0.01316% |  | 4886 | 0.01553% | 0.01508% | 4886 | 2573 | 0.01101% | 3842 | 0.01117% | 0.01109% |  | 4886 | 0.01221% | 0.01316% | 0.01268% |  | 4886 | 4323 | 0.01109% | 0.01265%
| Jul | 23 | 15 | 4887 | 702.4799 | 765.6889 | 761.798 | 0.01499% | 0.01559% | 0.01515% | 0.01101% | 3521 | 0.01117% | 0.01109% |  | 9.8771 | 24.3264 | 26.3358 |  | 4887 | 692.6028 | 741.3625 | 735.4621 |  | 4887 | 0.01508% | 0.01574% | 0.01523% | 0.0108% | 0.01221% | 0.01316% |  | 4887 | 0.01574% | 0.01523% | 4887 | 61 | 0.01101% | 507 | 0.01117% | 0.01109% |  | 4887 | 0.01221% | 0.01316% | 0.01268% |  | 4887 | 3521 | 0.01109% | 0.0121%
| Jul | 23 | 16 | 4888 | 705.7891 | 764.7952 | 764.6111 | 0.01506% | 0.01557% | 0.0152% | 0.01101% | 27 | 0.01117% | 0.01109% |  | 9.8778 | 24.3255 | 26.3357 |  | 4888 | 695.9112 | 740.4697 | 738.2754 |  | 4888 | 0.01515% | 0.01572% | 0.01529% | 0.0108% | 0.01221% | 0.01316% |  | 4888 | 0.01572% | 0.01529% | 4888 | 8446 | 0.01101% | 3174 | 0.01117% | 0.01109% |  | 4888 | 0.01221% | 0.01316% | 0.01268% |  | 4888 | 27 | 0.01109% | 0.009133%
| Jul | 23 | 17 | 4889 | 699.7705 | 764.0597 | 760.7008 | 0.01494% | 0.01556% | 0.01513% | 0.01101% | 6991 | 0.01117% | 0.01109% |  | 9.8785 | 24.3245 | 26.3356 |  | 4889 | 689.8919 | 739.7352 | 734.3652 |  | 4889 | 0.01502% | 0.0157% | 0.01521% | 0.0108% | 0.01221% | 0.01316% |  | 4889 | 0.0157% | 0.01521% | 4889 | 7857 | 0.01101% | 7826 | 0.01117% | 0.01109% |  | 4889 | 0.01221% | 0.01316% | 0.01268% |  | 4889 | 6991 | 0.01109% | 0.01193%
| Jul | 23 | 18 | 4890 | 680.2606 | 754.7875 | 744.572 | 0.01452% | 0.01537% | 0.01481% | 0.01101% | 245 | 0.01117% | 0.01109% |  | 9.8792 | 24.3236 | 26.3356 |  | 4890 | 670.3814 | 730.4639 | 718.2364 |  | 4890 | 0.01459% | 0.0155% | 0.01487% | 0.0108% | 0.0122% | 0.01316% |  | 4890 | 0.0155% | 0.01487% | 4890 | 8579 | 0.01101% | 6761 | 0.01117% | 0.01109% |  | 4890 | 0.0122% | 0.01316% | 0.01268% |  | 4890 | 245 | 0.01109% | 0.009209%
| Jul | 23 | 19 | 4891 | 660.6867 | 741.7914 | 719.7504 | 0.0141% | 0.01511% | 0.01431% | 0.01101% | 1126 | 0.01117% | 0.01109% |  | 9.8799 | 24.3227 | 26.3355 |  | 4891 | 650.8068 | 717.4687 | 693.4149 |  | 4891 | 0.01417% | 0.01523% | 0.01436% | 0.0108% | 0.0122% | 0.01316% |  | 4891 | 0.01523% | 0.01436% | 4891 | 8470 | 0.01101% | 2047 | 0.01117% | 0.01109% |  | 4891 | 0.0122% | 0.01316% | 0.01268% |  | 4891 | 1126 | 0.01109% | 0.009785%
| Jul | 23 | 20 | 4892 | 643.3846 | 722.7534 | 695.0601 | 0.01373% | 0.01472% | 0.01382% | 0.01101% | 7626 | 0.01117% | 0.01109% |  | 9.8806 | 24.3217 | 26.3354 |  | 4892 | 633.504 | 698.4317 | 668.7247 |  | 4892 | 0.01379% | 0.01482% | 0.01385% | 0.0108% | 0.0122% | 0.01316% |  | 4892 | 0.01482% | 0.01385% | 4892 | 4370 | 0.01101% | 4538 | 0.01117% | 0.01109% |  | 4892 | 0.0122% | 0.01316% | 0.01268% |  | 4892 | 7626 | 0.01109% | 0.01177%
| Jul | 23 | 21 | 4893 | 632.0822 | 704.3485 | 662.6336 | 0.01349% | 0.01434% | 0.01318% | 0.01101% | 5403 | 0.01117% | 0.01109% |  | 9.8813 | 24.3208 | 26.3353 |  | 4893 | 622.2009 | 680.0277 | 636.2983 |  | 4893 | 0.01354% | 0.01443% | 0.01318% | 0.0108% | 0.0122% | 0.01316% |  | 4893 | 0.01443% | 0.01318% | 4893 | 331 | 0.01101% | 8131 | 0.01117% | 0.01109% |  | 4893 | 0.0122% | 0.01316% | 0.01268% |  | 4893 | 5403 | 0.01109% | 0.01248%
| Jul | 23 | 22 | 4894 | 614.191 | 682.3874 | 624.9558 | 0.01311% | 0.0139% | 0.01243% | 0.01101% | 7878 | 0.01117% | 0.01109% |  | 9.882 | 24.3199 | 26.3352 |  | 4894 | 604.309 | 658.0675 | 598.6206 |  | 4894 | 0.01315% | 0.01397% | 0.0124% | 0.0108% | 0.0122% | 0.01316% |  | 4894 | 0.01397% | 0.0124% | 4894 | 6518 | 0.01101% | 2907 | 0.01117% | 0.01109% |  | 4894 | 0.0122% | 0.01316% | 0.01268% |  | 4894 | 7878 | 0.01109% | 0.01164%
| Jul | 23 | 23 | 4895 | 598.1951 | 659.5698 | 597.6305 | 0.01277% | 0.01343% | 0.01188% | 0.01101% | 8329 | 0.01116% | 0.01109% |  | 9.8827 | 24.3189 | 26.3351 |  | 4895 | 588.3123 | 635.2508 | 571.2954 |  | 4895 | 0.01281% | 0.01348% | 0.01183% | 0.0108% | 0.0122% | 0.01316% |  | 4895 | 0.01348% | 0.01183% | 4895 | 1436 | 0.01101% | 2971 | 0.01117% | 0.01109% |  | 4895 | 0.0122% | 0.01316% | 0.01268% |  | 4895 | 8329 | 0.01109% | 0.01133%
| Jul | 24 | 0 | 4896 | 584.1241 | 649.5248 | 587.4093 | 0.01247% | 0.01323% | 0.01168% | 0.01101% | 8471 | 0.01116% | 0.01109% |  | 9.8834 | 24.318 | 26.335 |  | 4896 | 574.2406 | 625.2068 | 561.0743 |  | 4896 | 0.0125% | 0.01327% | 0.01162% | 0.0108% | 0.0122% | 0.01316% |  | 4896 | 0.01327% | 0.01162% | 4896 | 6737 | 0.01101% | 7924 | 0.01116% | 0.01109% |  | 4896 | 0.0122% | 0.01316% | 0.01268% |  | 4896 | 8471 | 0.01109% | 0.01121%
| Jul | 24 | 1 | 4897 | 576.6764 | 644.2184 | 581.2485 | 0.01231% | 0.01312% | 0.01156% | 0.01101% | 261 | 0.01116% | 0.01109% |  | 9.8841 | 24.317 | 26.3349 |  | 4897 | 566.7923 | 619.9013 | 554.9136 |  | 4897 | 0.01234% | 0.01316% | 0.01149% | 0.0108% | 0.0122% | 0.01316% |  | 4897 | 0.01316% | 0.01149% | 4897 | 6777 | 0.01101% | 7847 | 0.01116% | 0.01109% |  | 4897 | 0.0122% | 0.01316% | 0.01268% |  | 4897 | 261 | 0.01109% | 0.009216%
| Jul | 24 | 2 | 4898 | 571.6447 | 638.3906 | 578.998 | 0.0122% | 0.013% | 0.01151% | 0.01101% | 7224 | 0.01116% | 0.01109% |  | 9.8848 | 24.3161 | 26.3348 |  | 4898 | 561.7599 | 614.0745 | 552.6631 |  | 4898 | 0.01223% | 0.01303% | 0.01144% | 0.0108% | 0.0122% | 0.01316% |  | 4898 | 0.01303% | 0.01144% | 4898 | 1570 | 0.01101% | 469 | 0.01116% | 0.01109% |  | 4898 | 0.0122% | 0.01316% | 0.01268% |  | 4898 | 7224 | 0.01109% | 0.01189%
| Jul | 24 | 3 | 4899 | 570.1212 | 635.3557 | 578.8292 | 0.01217% | 0.01294% | 0.01151% | 0.01101% | 613 | 0.01116% | 0.01109% |  | 9.8855 | 24.3152 | 26.3347 |  | 4899 | 560.2357 | 611.0405 | 552.4944 |  | 4899 | 0.0122% | 0.01297% | 0.01144% | 0.01081% | 0.0122% | 0.01316% |  | 4899 | 0.01297% | 0.01144% | 4899 | 137 | 0.01101% | 7293 | 0.01116% | 0.01109% |  | 4899 | 0.0122% | 0.01316% | 0.01268% |  | 4899 | 613 | 0.01109% | 0.009401%
| Jul | 24 | 4 | 4900 | 573.4425 | 634.071 | 577.9946 | 0.01224% | 0.01291% | 0.01149% | 0.01101% | 646 | 0.01116% | 0.01109% |  | 9.8862 | 24.3142 | 26.3346 |  | 4900 | 563.5562 | 609.7568 | 551.66 |  | 4900 | 0.01227% | 0.01294% | 0.01142% | 0.01081% | 0.0122% | 0.01316% |  | 4900 | 0.01294% | 0.01142% | 4900 | 6178 | 0.01101% | 3220 | 0.01116% | 0.01108% |  | 4900 | 0.0122% | 0.01316% | 0.01268% |  | 4900 | 646 | 0.01108% | 0.009422%
| Jul | 24 | 5 | 4901 | 572.8127 | 633.9686 | 557.8616 | 0.01223% | 0.01291% | 0.01109% | 0.01101% | 1572 | 0.01116% | 0.01109% |  | 9.8869 | 24.3133 | 26.3345 |  | 4901 | 562.9257 | 609.6553 | 531.5271 |  | 4901 | 0.01225% | 0.01294% | 0.01101% | 0.01081% | 0.0122% | 0.01316% |  | 4901 | 0.01294% | 0.01101% | 4901 | 7893 | 0.01101% | 6928 | 0.01116% | 0.01108% |  | 4901 | 0.0122% | 0.01316% | 0.01268% |  | 4901 | 1572 | 0.01108% | 0.01017%
| Jul | 24 | 6 | 4902 | 589.468 | 650.6326 | 567.7546 | 0.01258% | 0.01325% | 0.01129% | 0.01101% | 4324 | 0.01116% | 0.01109% |  | 9.8876 | 24.3124 | 26.3344 |  | 4902 | 579.5804 | 626.3203 | 541.4202 |  | 4902 | 0.01262% | 0.01329% | 0.01121% | 0.01081% | 0.0122% | 0.01316% |  | 4902 | 0.01329% | 0.01121% | 4902 | 6826 | 0.01101% | 7962 | 0.01116% | 0.01108% |  | 4902 | 0.0122% | 0.01316% | 0.01268% |  | 4902 | 4324 | 0.01108% | 0.01265%
| Jul | 24 | 7 | 4903 | 608.3115 | 666.7008 | 593.6546 | 0.01298% | 0.01358% | 0.0118% | 0.01101% | 8148 | 0.01116% | 0.01109% |  | 9.8883 | 24.3114 | 26.3343 |  | 4903 | 598.4231 | 642.3894 | 567.3203 |  | 4903 | 0.01303% | 0.01363% | 0.01175% | 0.01081% | 0.0122% | 0.01316% |  | 4903 | 0.01363% | 0.01175% | 4903 | 6101 | 0.01101% | 202 | 0.01116% | 0.01108% |  | 4903 | 0.0122% | 0.01316% | 0.01268% |  | 4903 | 8148 | 0.01108% | 0.01147%
| Jul | 24 | 8 | 4904 | 622.4425 | 679.9297 | 608.2456 | 0.01328% | 0.01385% | 0.01209% | 0.01101% | 260 | 0.01116% | 0.01109% |  | 9.889 | 24.3105 | 26.3342 |  | 4904 | 612.5535 | 655.6192 | 581.9114 |  | 4904 | 0.01333% | 0.01392% | 0.01205% | 0.01081% | 0.0122% | 0.01316% |  | 4904 | 0.01392% | 0.01205% | 4904 | 6245 | 0.01101% | 4537 | 0.01116% | 0.01108% |  | 4904 | 0.0122% | 0.01316% | 0.01268% |  | 4904 | 260 | 0.01108% | 0.009215%
| Jul | 24 | 9 | 4905 | 633.5245 | 694.3873 | 622.6209 | 0.01352% | 0.01414% | 0.01238% | 0.01101% | 8634 | 0.01116% | 0.01109% |  | 9.8897 | 24.3095 | 26.3341 |  | 4905 | 623.6347 | 670.0778 | 596.2868 |  | 4905 | 0.01358% | 0.01422% | 0.01235% | 0.01081% | 0.0122% | 0.01316% |  | 4905 | 0.01422% | 0.01235% | 4905 | 5699 | 0.011% | 6958 | 0.01116% | 0.01108% |  | 4905 | 0.0122% | 0.01316% | 0.01268% |  | 4905 | 8634 | 0.01108% | 0.01108%
| Jul | 24 | 10 | 4906 | 640.8956 | 718.4524 | 637.6714 | 0.01368% | 0.01463% | 0.01268% | 0.01101% | 6973 | 0.01116% | 0.01109% |  | 9.8905 | 24.3086 | 26.3339 |  | 4906 | 631.0052 | 694.1438 | 611.3374 |  | 4906 | 0.01374% | 0.01473% | 0.01266% | 0.01081% | 0.0122% | 0.01316% |  | 4906 | 0.01473% | 0.01266% | 4906 | 2975 | 0.011% | 8092 | 0.01116% | 0.01108% |  | 4906 | 0.0122% | 0.01316% | 0.01268% |  | 4906 | 6973 | 0.01108% | 0.01193%
| Jul | 24 | 11 | 4907 | 652.72 | 742.471 | 650.4619 | 0.01393% | 0.01512% | 0.01293% | 0.01101% | 7002 | 0.01116% | 0.01109% |  | 9.8912 | 24.3077 | 26.3338 |  | 4907 | 642.8288 | 718.1633 | 624.1281 |  | 4907 | 0.01399% | 0.01524% | 0.01292% | 0.01081% | 0.0122% | 0.01316% |  | 4907 | 0.01524% | 0.01292% | 4907 | 7000 | 0.011% | 1105 | 0.01116% | 0.01108% |  | 4907 | 0.0122% | 0.01316% | 0.01268% |  | 4907 | 7002 | 0.01108% | 0.01193%
| Jul | 24 | 12 | 4908 | 666.644 | 759.8705 | 664.8372 | 0.01423% | 0.01547% | 0.01322% | 0.01101% | 7210 | 0.01116% | 0.01108% |  | 9.8919 | 24.3067 | 26.3337 |  | 4908 | 656.7521 | 735.5637 | 638.5036 |  | 4908 | 0.0143% | 0.01561% | 0.01322% | 0.01081% | 0.0122% | 0.01316% |  | 4908 | 0.01561% | 0.01322% | 4908 | 1595 | 0.011% | 6891 | 0.01116% | 0.01108% |  | 4908 | 0.0122% | 0.01316% | 0.01268% |  | 4908 | 7210 | 0.01108% | 0.0119%
| Jul | 24 | 13 | 4909 | 688.5417 | 768.2211 | 675.6398 | 0.0147% | 0.01564% | 0.01343% | 0.01101% | 6556 | 0.01116% | 0.01108% |  | 9.8926 | 24.3058 | 26.3336 |  | 4909 | 678.6492 | 743.9153 | 649.3063 |  | 4909 | 0.01477% | 0.01579% | 0.01345% | 0.01081% | 0.0122% | 0.01316% |  | 4909 | 0.01579% | 0.01345% | 4909 | 7892 | 0.011% | 1057 | 0.01116% | 0.01108% |  | 4909 | 0.0122% | 0.01316% | 0.01268% |  | 4909 | 6556 | 0.01108% | 0.012%
| Jul | 24 | 14 | 4910 | 698.5313 | 779.0294 | 684.9702 | 0.01491% | 0.01586% | 0.01362% | 0.01101% | 2971 | 0.01116% | 0.01108% |  | 9.8933 | 24.3048 | 26.3334 |  | 4910 | 688.638 | 754.7246 | 658.6367 |  | 4910 | 0.01499% | 0.01602% | 0.01364% | 0.01081% | 0.0122% | 0.01316% |  | 4910 | 0.01602% | 0.01364% | 4910 | 6286 | 0.011% | 6972 | 0.01116% | 0.01108% |  | 4910 | 0.0122% | 0.01316% | 0.01268% |  | 4910 | 2971 | 0.01108% | 0.01152%
| Jul | 24 | 15 | 4911 | 707.0628 | 780.6027 | 699.955 | 0.01509% | 0.0159% | 0.01392% | 0.01101% | 38 | 0.01116% | 0.01108% |  | 9.894 | 24.3039 | 26.3333 |  | 4911 | 697.1688 | 756.2988 | 673.6217 |  | 4911 | 0.01518% | 0.01605% | 0.01395% | 0.01081% | 0.0122% | 0.01316% |  | 4911 | 0.01605% | 0.01395% | 4911 | 7019 | 0.011% | 484 | 0.01116% | 0.01108% |  | 4911 | 0.0122% | 0.01316% | 0.01268% |  | 4911 | 38 | 0.01108% | 0.009136%
| Jul | 24 | 16 | 4912 | 711.0529 | 785.2854 | 710.0074 | 0.01518% | 0.01599% | 0.01412% | 0.01101% | 362 | 0.01116% | 0.01108% |  | 9.8947 | 24.303 | 26.3332 |  | 4912 | 701.1582 | 760.9825 | 683.6743 |  | 4912 | 0.01526% | 0.01615% | 0.01416% | 0.01082% | 0.01219% | 0.01316% |  | 4912 | 0.01615% | 0.01416% | 4912 | 4369 | 0.011% | 2972 | 0.01116% | 0.01108% |  | 4912 | 0.01219% | 0.01316% | 0.01268% |  | 4912 | 362 | 0.01108% | 0.009259%
| Jul | 24 | 17 | 4913 | 707.6096 | 781.5244 | 708.1695 | 0.0151% | 0.01591% | 0.01408% | 0.01101% | 6279 | 0.01116% | 0.01108% |  | 9.8954 | 24.302 | 26.3331 |  | 4913 | 697.7143 | 757.2224 | 681.8364 |  | 4913 | 0.01519% | 0.01607% | 0.01412% | 0.01082% | 0.01219% | 0.01316% |  | 4913 | 0.01607% | 0.01412% | 4913 | 399 | 0.011% | 7018 | 0.01116% | 0.01108% |  | 4913 | 0.01219% | 0.01316% | 0.01268% |  | 4913 | 6279 | 0.01108% | 0.01206%
| Jul | 24 | 18 | 4914 | 689.2206 | 764.6369 | 699.88 | 0.01471% | 0.01557% | 0.01392% | 0.01101% | 2848 | 0.01116% | 0.01108% |  | 9.8961 | 24.3011 | 26.3329 |  | 4914 | 679.3246 | 740.3358 | 673.5471 |  | 4914 | 0.01479% | 0.01571% | 0.01395% | 0.01082% | 0.01219% | 0.01316% |  | 4914 | 0.01571% | 0.01395% | 4914 | 8030 | 0.011% | 7330 | 0.01116% | 0.01108% |  | 4914 | 0.01219% | 0.01316% | 0.01268% |  | 4914 | 2848 | 0.01108% | 0.01139%
| Jul | 24 | 19 | 4915 | 674.1451 | 746.3996 | 689.4525 | 0.01439% | 0.0152% | 0.01371% | 0.01101% | 557 | 0.01116% | 0.01108% |  | 9.8968 | 24.3002 | 26.3328 |  | 4915 | 664.2483 | 722.0994 | 663.1197 |  | 4915 | 0.01446% | 0.01533% | 0.01373% | 0.01082% | 0.01219% | 0.01316% |  | 4915 | 0.01533% | 0.01373% | 4915 | 2892 | 0.011% | 8320 | 0.01116% | 0.01108% |  | 4915 | 0.01219% | 0.01316% | 0.01268% |  | 4915 | 557 | 0.01108% | 0.009366%
| Jul | 24 | 20 | 4916 | 660.3856 | 734.1576 | 679.5877 | 0.01409% | 0.01495% | 0.01351% | 0.01101% | 786 | 0.01116% | 0.01108% |  | 9.8975 | 24.2992 | 26.3326 |  | 4916 | 650.4881 | 709.8584 | 653.255 |  | 4916 | 0.01416% | 0.01507% | 0.01353% | 0.01082% | 0.01219% | 0.01316% |  | 4916 | 0.01507% | 0.01353% | 4916 | 6351 | 0.011% | 4322 | 0.01115% | 0.01108% |  | 4916 | 0.01219% | 0.01316% | 0.01268% |  | 4916 | 786 | 0.01108% | 0.009518%
| Jul | 24 | 21 | 4917 | 649.6445 | 717.6518 | 672.0015 | 0.01387% | 0.01461% | 0.01336% | 0.01101% | 8331 | 0.01116% | 0.01108% |  | 9.8982 | 24.2983 | 26.3325 |  | 4917 | 639.7463 | 693.3535 | 645.669 |  | 4917 | 0.01393% | 0.01472% | 0.01337% | 0.01082% | 0.01219% | 0.01316% |  | 4917 | 0.01472% | 0.01337% | 4917 | 6125 | 0.011% | 6015 | 0.01115% | 0.01108% |  | 4917 | 0.01219% | 0.01316% | 0.01268% |  | 4917 | 8331 | 0.01108% | 0.01133%
| Jul | 24 | 22 | 4918 | 625.0481 | 693.8567 | 647.4143 | 0.01334% | 0.01413% | 0.01287% | 0.01101% | 7882 | 0.01116% | 0.01108% |  | 9.8989 | 24.2973 | 26.3323 |  | 4918 | 615.1491 | 669.5594 | 621.082 |  | 4918 | 0.01339% | 0.01421% | 0.01286% | 0.01082% | 0.01219% | 0.01316% |  | 4918 | 0.01421% | 0.01286% | 4918 | 5700 | 0.011% | 6080 | 0.01115% | 0.01108% |  | 4918 | 0.01219% | 0.01316% | 0.01268% |  | 4918 | 7882 | 0.01108% | 0.01164%
| Jul | 24 | 23 | 4919 | 605.422 | 671.2439 | 628.4723 | 0.01292% | 0.01367% | 0.0125% | 0.01101% | 2907 | 0.01116% | 0.01108% |  | 9.8996 | 24.2964 | 26.3322 |  | 4919 | 595.5224 | 646.9475 | 602.1401 |  | 4919 | 0.01296% | 0.01373% | 0.01247% | 0.01082% | 0.01219% | 0.01316% |  | 4919 | 0.01373% | 0.01247% | 4919 | 3082 | 0.011% | 3383 | 0.01115% | 0.01108% |  | 4919 | 0.01219% | 0.01316% | 0.01268% |  | 4919 | 2907 | 0.01108% | 0.01145%
| Jul | 25 | 0 | 4920 | 594.9121 | 657.0934 | 617.8666 | 0.0127% | 0.01338% | 0.01229% | 0.011% | 6849 | 0.01115% | 0.01108% |  | 9.9003 | 24.2955 | 26.332 |  | 4920 | 585.0118 | 632.798 | 591.5346 |  | 4920 | 0.01273% | 0.01343% | 0.01225% | 0.01082% | 0.01219% | 0.01316% |  | 4920 | 0.01343% | 0.01225% | 4920 | 310 | 0.011% | 7461 | 0.01115% | 0.01108% |  | 4920 | 0.01219% | 0.01316% | 0.01268% |  | 4920 | 6849 | 0.01108% | 0.01195%
| Jul | 25 | 1 | 4921 | 587.8524 | 645.7265 | 608.0205 | 0.01255% | 0.01315% | 0.01209% | 0.011% | 720 | 0.01115% | 0.01108% |  | 9.901 | 24.2945 | 26.3319 |  | 4921 | 577.9513 | 621.432 | 581.6886 |  | 4921 | 0.01258% | 0.01319% | 0.01205% | 0.01082% | 0.01219% | 0.01316% |  | 4921 | 0.01319% | 0.01205% | 4921 | 6897 | 0.011% | 6534 | 0.01115% | 0.01108% |  | 4921 | 0.01219% | 0.01316% | 0.01268% |  | 4921 | 720 | 0.01108% | 0.009472%
| Jul | 25 | 2 | 4922 | 584.2638 | 639.9174 | 602.9006 | 0.01247% | 0.01303% | 0.01199% | 0.011% | 1879 | 0.01115% | 0.01108% |  | 9.9018 | 24.2936 | 26.3317 |  | 4922 | 574.362 | 615.6238 | 576.5688 |  | 4922 | 0.0125% | 0.01307% | 0.01194% | 0.01082% | 0.01219% | 0.01316% |  | 4922 | 0.01307% | 0.01194% | 4922 | 397 | 0.011% | 6710 | 0.01115% | 0.01108% |  | 4922 | 0.01219% | 0.01316% | 0.01268% |  | 4922 | 1879 | 0.01108% | 0.01042%
| Jul | 25 | 3 | 4923 | 583.9696 | 637.3573 | 603.2475 | 0.01246% | 0.01298% | 0.012% | 0.011% | 724 | 0.01115% | 0.01108% |  | 9.9025 | 24.2926 | 26.3316 |  | 4923 | 574.0671 | 613.0646 | 576.9159 |  | 4923 | 0.0125% | 0.01301% | 0.01195% | 0.01082% | 0.01219% | 0.01316% |  | 4923 | 0.01301% | 0.01195% | 4923 | 7674 | 0.011% | 7595 | 0.01115% | 0.01108% |  | 4923 | 0.01219% | 0.01316% | 0.01268% |  | 4923 | 724 | 0.01108% | 0.009474%
| Jul | 25 | 4 | 4924 | 585.6877 | 637.469 | 603.7445 | 0.0125% | 0.01298% | 0.01201% | 0.011% | 404 | 0.01115% | 0.01108% |  | 9.9032 | 24.2917 | 26.3314 |  | 4924 | 575.7845 | 613.1773 | 577.4131 |  | 4924 | 0.01253% | 0.01301% | 0.01196% | 0.01082% | 0.01219% | 0.01316% |  | 4924 | 0.01301% | 0.01196% | 4924 | 462 | 0.011% | 282 | 0.01115% | 0.01108% |  | 4924 | 0.01219% | 0.01316% | 0.01267% |  | 4924 | 404 | 0.01108% | 0.00928%
| Jul | 25 | 5 | 4925 | 586.5236 | 637.199 | 605.7043 | 0.01252% | 0.01298% | 0.01204% | 0.011% | 7894 | 0.01115% | 0.01108% |  | 9.9039 | 24.2908 | 26.3313 |  | 4925 | 576.6198 | 612.9082 | 579.3731 |  | 4925 | 0.01255% | 0.01301% | 0.012% | 0.01083% | 0.01219% | 0.01316% |  | 4925 | 0.01301% | 0.012% | 4925 | 8391 | 0.011% | 6017 | 0.01115% | 0.01108% |  | 4925 | 0.01219% | 0.01316% | 0.01267% |  | 4925 | 7894 | 0.01108% | 0.01164%
| Jul | 25 | 6 | 4926 | 597.9085 | 652.8204 | 619.1232 | 0.01276% | 0.01329% | 0.01231% | 0.011% | 7922 | 0.01115% | 0.01108% |  | 9.9046 | 24.2898 | 26.3311 |  | 4926 | 588.0039 | 628.5305 | 592.7921 |  | 4926 | 0.0128% | 0.01334% | 0.01228% | 0.01083% | 0.01219% | 0.01316% |  | 4926 | 0.01334% | 0.01228% | 4926 | 1049 | 0.011% | 5694 | 0.01115% | 0.01108% |  | 4926 | 0.01219% | 0.01316% | 0.01267% |  | 4926 | 7922 | 0.01108% | 0.01162%
| Jul | 25 | 7 | 4927 | 614.2557 | 669.1306 | 633.0109 | 0.01311% | 0.01363% | 0.01259% | 0.011% | 8378 | 0.01115% | 0.01108% |  | 9.9053 | 24.2889 | 26.3309 |  | 4927 | 604.3504 | 644.8417 | 606.6799 |  | 4927 | 0.01316% | 0.01369% | 0.01256% | 0.01083% | 0.01219% | 0.01316% |  | 4927 | 0.01369% | 0.01256% | 4927 | 3139 | 0.011% | 722 | 0.01115% | 0.01107% |  | 4927 | 0.01219% | 0.01316% | 0.01267% |  | 4927 | 8378 | 0.01107% | 0.01129%
| Jul | 25 | 8 | 4928 | 623.1389 | 684.2027 | 645.8108 | 0.0133% | 0.01393% | 0.01284% | 0.011% | 1169 | 0.01115% | 0.01108% |  | 9.906 | 24.2879 | 26.3308 |  | 4928 | 613.2329 | 659.9148 | 619.4801 |  | 4928 | 0.01335% | 0.01401% | 0.01283% | 0.01083% | 0.01219% | 0.01316% |  | 4928 | 0.01401% | 0.01283% | 4928 | 8309 | 0.011% | 574 | 0.01115% | 0.01107% |  | 4928 | 0.01219% | 0.01316% | 0.01267% |  | 4928 | 1169 | 0.01107% | 0.009822%
| Jul | 25 | 9 | 4929 | 624.8352 | 702.8124 | 660.8332 | 0.01334% | 0.01431% | 0.01314% | 0.011% | 5525 | 0.01115% | 0.01108% |  | 9.9067 | 24.287 | 26.3306 |  | 4929 | 614.9284 | 678.5255 | 634.5026 |  | 4929 | 0.01339% | 0.0144% | 0.01314% | 0.01083% | 0.01219% | 0.01316% |  | 4929 | 0.0144% | 0.01314% | 4929 | 8372 | 0.011% | 1808 | 0.01115% | 0.01107% |  | 4929 | 0.01219% | 0.01316% | 0.01267% |  | 4929 | 5525 | 0.01107% | 0.01241%
| Jul | 25 | 10 | 4930 | 637.469 | 724.8481 | 669.1789 | 0.01361% | 0.01476% | 0.01331% | 0.011% | 8330 | 0.01115% | 0.01108% |  | 9.9074 | 24.2861 | 26.3304 |  | 4930 | 627.5616 | 700.562 | 642.8485 |  | 4930 | 0.01366% | 0.01487% | 0.01331% | 0.01083% | 0.01219% | 0.01316% |  | 4930 | 0.01487% | 0.01331% | 4930 | 874 | 0.011% | 7802 | 0.01115% | 0.01107% |  | 4930 | 0.01219% | 0.01316% | 0.01267% |  | 4930 | 8330 | 0.01107% | 0.01133%
| Jul | 25 | 11 | 4931 | 657.1362 | 748.2987 | 684.5107 | 0.01403% | 0.01524% | 0.01361% | 0.011% | 3464 | 0.01115% | 0.01107% |  | 9.9081 | 24.2851 | 26.3303 |  | 4931 | 647.2281 | 724.0136 | 658.1805 |  | 4931 | 0.01409% | 0.01537% | 0.01363% | 0.01083% | 0.01219% | 0.01316% |  | 4931 | 0.01537% | 0.01363% | 4931 | 8037 | 0.011% | 774 | 0.01115% | 0.01107% |  | 4931 | 0.01219% | 0.01316% | 0.01267% |  | 4931 | 3464 | 0.01107% | 0.01204%
| Jul | 25 | 12 | 4932 | 677.8619 | 765.391 | 699.7394 | 0.01447% | 0.01559% | 0.01391% | 0.011% | 361 | 0.01115% | 0.01107% |  | 9.9089 | 24.2842 | 26.3301 |  | 4932 | 667.953 | 741.1068 | 673.4093 |  | 4932 | 0.01454% | 0.01573% | 0.01395% | 0.01083% | 0.01219% | 0.01316% |  | 4932 | 0.01573% | 0.01395% | 4932 | 1641 | 0.011% | 7923 | 0.01115% | 0.01107% |  | 4932 | 0.01219% | 0.01316% | 0.01267% |  | 4932 | 361 | 0.01107% | 0.009259%
| Jul | 25 | 13 | 4933 | 689.8326 | 781.9806 | 712.0329 | 0.01472% | 0.01592% | 0.01416% | 0.011% | 8004 | 0.01115% | 0.01107% |  | 9.9096 | 24.2832 | 26.3299 |  | 4933 | 679.923 | 757.6973 | 685.703 |  | 4933 | 0.0148% | 0.01608% | 0.0142% | 0.01083% | 0.01218% | 0.01316% |  | 4933 | 0.01608% | 0.0142% | 4933 | 7538 | 0.011% | 7236 | 0.01115% | 0.01107% |  | 4933 | 0.01218% | 0.01316% | 0.01267% |  | 4933 | 8004 | 0.01107% | 0.01157%
| Jul | 25 | 14 | 4934 | 704.2793 | 789.9029 | 729.1183 | 0.01503% | 0.01609% | 0.0145% | 0.011% | 8721 | 0.01115% | 0.01107% |  | 9.9103 | 24.2823 | 26.3297 |  | 4934 | 694.369 | 765.6207 | 702.7885 |  | 4934 | 0.01511% | 0.01625% | 0.01455% | 0.01083% | 0.01218% | 0.01316% |  | 4934 | 0.01625% | 0.01455% | 4934 | 2722 | 0.011% | 7995 | 0.01115% | 0.01107% |  | 4934 | 0.01218% | 0.01316% | 0.01267% |  | 4934 | 8721 | 0.01107% | 0.01101%
| Jul | 25 | 15 | 4935 | 713.0269 | 794.4553 | 740.8867 | 0.01522% | 0.01618% | 0.01473% | 0.011% | 2972 | 0.01115% | 0.01107% |  | 9.911 | 24.2813 | 26.3295 |  | 4935 | 703.1159 | 770.174 | 714.5572 |  | 4935 | 0.01531% | 0.01635% | 0.0148% | 0.01083% | 0.01218% | 0.01316% |  | 4935 | 0.01635% | 0.0148% | 4935 | 8398 | 0.01099% | 6792 | 0.01115% | 0.01107% |  | 4935 | 0.01218% | 0.01316% | 0.01267% |  | 4935 | 2972 | 0.01107% | 0.01152%
| Jul | 25 | 16 | 4936 | 719.8379 | 796.2613 | 744.3657 | 0.01536% | 0.01621% | 0.0148% | 0.011% | 815 | 0.01115% | 0.01107% |  | 9.9117 | 24.2804 | 26.3293 |  | 4936 | 709.9262 | 771.9809 | 718.0363 |  | 4936 | 0.01545% | 0.01639% | 0.01487% | 0.01083% | 0.01218% | 0.01316% |  | 4936 | 0.01639% | 0.01487% | 4936 | 2228 | 0.01099% | 6803 | 0.01115% | 0.01107% |  | 4936 | 0.01218% | 0.01316% | 0.01267% |  | 4936 | 815 | 0.01107% | 0.009539%
| Jul | 25 | 17 | 4937 | 726.6701 | 792.8634 | 737.4077 | 0.01551% | 0.01615% | 0.01466% | 0.011% | 7483 | 0.01115% | 0.01107% |  | 9.9124 | 24.2795 | 26.3292 |  | 4937 | 716.7576 | 768.5839 | 711.0786 |  | 4937 | 0.0156% | 0.01631% | 0.01473% | 0.01083% | 0.01218% | 0.01316% |  | 4937 | 0.01631% | 0.01473% | 4937 | 6643 | 0.01099% | 4 | 0.01115% | 0.01107% |  | 4937 | 0.01218% | 0.01316% | 0.01267% |  | 4937 | 7483 | 0.01107% | 0.01182%
| Jul | 25 | 18 | 4938 | 708.9482 | 771.498 | 725.433 | 0.01513% | 0.01571% | 0.01442% | 0.011% | 3194 | 0.01115% | 0.01107% |  | 9.9131 | 24.2785 | 26.329 |  | 4938 | 699.035 | 747.2195 | 699.104 |  | 4938 | 0.01522% | 0.01586% | 0.01448% | 0.01084% | 0.01218% | 0.01316% |  | 4938 | 0.01586% | 0.01448% | 4938 | 780 | 0.01099% | 767 | 0.01115% | 0.01107% |  | 4938 | 0.01218% | 0.01316% | 0.01267% |  | 4938 | 3194 | 0.01107% | 0.01177%
| Jul | 25 | 19 | 4939 | 694.9368 | 755.104 | 708.8447 | 0.01483% | 0.01538% | 0.0141% | 0.011% | 508 | 0.01115% | 0.01107% |  | 9.9139 | 24.2776 | 26.3288 |  | 4939 | 685.023 | 730.8264 | 682.5159 |  | 4939 | 0.01491% | 0.01551% | 0.01413% | 0.01084% | 0.01218% | 0.01316% |  | 4939 | 0.01551% | 0.01413% | 4939 | 2723 | 0.01099% | 5984 | 0.01115% | 0.01107% |  | 4939 | 0.01218% | 0.01316% | 0.01267% |  | 4939 | 508 | 0.01107% | 0.009337%
| Jul | 25 | 20 | 4940 | 677.9422 | 742.9365 | 696.7668 | 0.01447% | 0.01513% | 0.01385% | 0.011% | 3372 | 0.01115% | 0.01107% |  | 9.9146 | 24.2766 | 26.3286 |  | 4940 | 668.0277 | 718.6598 | 670.4382 |  | 4940 | 0.01454% | 0.01525% | 0.01388% | 0.01084% | 0.01218% | 0.01316% |  | 4940 | 0.01525% | 0.01388% | 4940 | 2926 | 0.01099% | 1730 | 0.01114% | 0.01107% |  | 4940 | 0.01218% | 0.01316% | 0.01267% |  | 4940 | 3372 | 0.01107% | 0.01195%
| Jul | 25 | 21 | 4941 | 667.7857 | 726.6541 | 681.7726 | 0.01425% | 0.0148% | 0.01356% | 0.011% | 7801 | 0.01115% | 0.01107% |  | 9.9153 | 24.2757 | 26.3284 |  | 4941 | 657.8704 | 702.3784 | 655.4442 |  | 4941 | 0.01432% | 0.01491% | 0.01357% | 0.01084% | 0.01218% | 0.01316% |  | 4941 | 0.01491% | 0.01357% | 4941 | 8747 | 0.01099% | 6033 | 0.01114% | 0.01107% |  | 4941 | 0.01218% | 0.01316% | 0.01267% |  | 4941 | 7801 | 0.01107% | 0.01169%
| Jul | 25 | 22 | 4942 | 644.71 | 701.686 | 656.304 | 0.01376% | 0.01429% | 0.01305% | 0.011% | 401 | 0.01115% | 0.01107% |  | 9.916 | 24.2748 | 26.3282 |  | 4942 | 634.794 | 677.4112 | 629.9758 |  | 4942 | 0.01382% | 0.01438% | 0.01305% | 0.01084% | 0.01218% | 0.01316% |  | 4942 | 0.01438% | 0.01305% | 4942 | 1998 | 0.01099% | 374 | 0.01114% | 0.01107% |  | 4942 | 0.01218% | 0.01316% | 0.01267% |  | 4942 | 401 | 0.01107% | 0.009278%
| Jul | 25 | 23 | 4943 | 623.0966 | 678.0305 | 627.5346 | 0.0133% | 0.01381% | 0.01248% | 0.011% | 214 | 0.01115% | 0.01107% |  | 9.9167 | 24.2738 | 26.328 |  | 4943 | 613.1799 | 653.7567 | 601.2066 |  | 4943 | 0.01335% | 0.01388% | 0.01245% | 0.01084% | 0.01218% | 0.01316% |  | 4943 | 0.01388% | 0.01245% | 4943 | 7932 | 0.01099% | 4513 | 0.01114% | 0.01107% |  | 4943 | 0.01218% | 0.01316% | 0.01267% |  | 4943 | 214 | 0.01107% | 0.009197%
| Jul | 26 | 0 | 4944 | 608.0785 | 661.5061 | 619.1232 | 0.01298% | 0.01347% | 0.01231% | 0.01099% | 7889 | 0.01115% | 0.01107% |  | 9.9174 | 24.2729 | 26.3278 |  | 4944 | 598.161 | 637.2333 | 592.7954 |  | 4944 | 0.01302% | 0.01353% | 0.01228% | 0.01084% | 0.01218% | 0.01316% |  | 4944 | 0.01353% | 0.01228% | 4944 | 8534 | 0.01099% | 8129 | 0.01114% | 0.01107% |  | 4944 | 0.01218% | 0.01316% | 0.01267% |  | 4944 | 7889 | 0.01107% | 0.01164%
| Jul | 26 | 1 | 4945 | 598.8408 | 649.2827 | 612.2403 | 0.01278% | 0.01322% | 0.01217% | 0.01099% | 8720 | 0.01115% | 0.01107% |  | 9.9181 | 24.2719 | 26.3276 |  | 4945 | 588.9226 | 625.0108 | 585.9127 |  | 4945 | 0.01282% | 0.01327% | 0.01213% | 0.01084% | 0.01218% | 0.01316% |  | 4945 | 0.01327% | 0.01213% | 4945 | 6928 | 0.01099% | 8038 | 0.01114% | 0.01107% |  | 4945 | 0.01218% | 0.01316% | 0.01267% |  | 4945 | 8720 | 0.01107% | 0.01101%
| Jul | 26 | 2 | 4946 | 593.2146 | 640.5225 | 608.6207 | 0.01266% | 0.01304% | 0.0121% | 0.01099% | 8213 | 0.01115% | 0.01107% |  | 9.9189 | 24.271 | 26.3274 |  | 4946 | 583.2958 | 616.2515 | 582.2933 |  | 4946 | 0.0127% | 0.01308% | 0.01206% | 0.01084% | 0.01218% | 0.01316% |  | 4946 | 0.01308% | 0.01206% | 4946 | 5832 | 0.01099% | 3194 | 0.01114% | 0.01107% |  | 4946 | 0.01218% | 0.01316% | 0.01267% |  | 4946 | 8213 | 0.01107% | 0.01142%
| Jul | 26 | 3 | 4947 | 592.3722 | 642.7754 | 603.1069 | 0.01264% | 0.01309% | 0.01199% | 0.01099% | 80 | 0.01115% | 0.01107% |  | 9.9196 | 24.27 | 26.3271 |  | 4947 | 582.4526 | 618.5054 | 576.7797 |  | 4947 | 0.01268% | 0.01313% | 0.01194% | 0.01084% | 0.01218% | 0.01316% |  | 4947 | 0.01313% | 0.01194% | 4947 | 8599 | 0.01099% | 5305 | 0.01114% | 0.01107% |  | 4947 | 0.01218% | 0.01316% | 0.01267% |  | 4947 | 80 | 0.01107% | 0.00915%
| Jul | 26 | 4 | 4948 | 578.6466 | 640.9787 | 605.8356 | 0.01235% | 0.01305% | 0.01205% | 0.01099% | 420 | 0.01115% | 0.01107% |  | 9.9203 | 24.2691 | 26.3269 |  | 4948 | 568.7263 | 616.7096 | 579.5087 |  | 4948 | 0.01238% | 0.01309% | 0.012% | 0.01084% | 0.01218% | 0.01316% |  | 4948 | 0.01309% | 0.012% | 4948 | 2028 | 0.01099% | 6941 | 0.01114% | 0.01106% |  | 4948 | 0.01218% | 0.01316% | 0.01267% |  | 4948 | 420 | 0.01106% | 0.009288%
| Jul | 26 | 5 | 4949 | 576.0954 | 637.5621 | 605.3293 | 0.0123% | 0.01298% | 0.01204% | 0.01099% | 1692 | 0.01115% | 0.01107% |  | 9.921 | 24.2682 | 26.3267 |  | 4949 | 566.1744 | 613.2939 | 579.0025 |  | 4949 | 0.01232% | 0.01302% | 0.01199% | 0.01084% | 0.01218% | 0.01316% |  | 4949 | 0.01302% | 0.01199% | 4949 | 527 | 0.01099% | 7499 | 0.01114% | 0.01106% |  | 4949 | 0.01218% | 0.01316% | 0.01267% |  | 4949 | 1692 | 0.01106% | 0.01026%
| Jul | 26 | 6 | 4950 | 590.6834 | 656.088 | 618.8981 | 0.01261% | 0.01336% | 0.01231% | 0.01099% | 6079 | 0.01115% | 0.01107% |  | 9.9217 | 24.2672 | 26.3265 |  | 4950 | 580.7617 | 631.8208 | 592.5716 |  | 4950 | 0.01264% | 0.01341% | 0.01227% | 0.01084% | 0.01218% | 0.01316% |  | 4950 | 0.01341% | 0.01227% | 4950 | 1099 | 0.01099% | 2859 | 0.01114% | 0.01106% |  | 4950 | 0.01218% | 0.01316% | 0.01267% |  | 4950 | 6079 | 0.01106% | 0.01213%
| Jul | 26 | 7 | 4951 | 605.278 | 676.1872 | 638.4966 | 0.01292% | 0.01377% | 0.0127% | 0.01099% | 6760 | 0.01115% | 0.01107% |  | 9.9225 | 24.2663 | 26.3263 |  | 4951 | 595.3555 | 651.921 | 612.1703 |  | 4951 | 0.01296% | 0.01384% | 0.01268% | 0.01085% | 0.01218% | 0.01316% |  | 4951 | 0.01384% | 0.01268% | 4951 | 207 | 0.01099% | 23 | 0.01114% | 0.01106% |  | 4951 | 0.01218% | 0.01316% | 0.01267% |  | 4951 | 6760 | 0.01106% | 0.01196%
| Jul | 26 | 8 | 4952 | 614.1811 | 689.8443 | 654.7098 | 0.01311% | 0.01405% | 0.01302% | 0.01099% | 3522 | 0.01115% | 0.01107% |  | 9.9232 | 24.2653 | 26.3261 |  | 4952 | 604.2579 | 665.579 | 628.3838 |  | 4952 | 0.01315% | 0.01413% | 0.01301% | 0.01085% | 0.01218% | 0.01316% |  | 4952 | 0.01413% | 0.01301% | 4952 | 6514 | 0.01099% | 7815 | 0.01114% | 0.01106% |  | 4952 | 0.01218% | 0.01316% | 0.01267% |  | 4952 | 3522 | 0.01106% | 0.0121%
| Jul | 26 | 9 | 4953 | 628.0788 | 706.9086 | 670.1823 | 0.01341% | 0.0144% | 0.01333% | 0.01099% | 7958 | 0.01115% | 0.01107% |  | 9.9239 | 24.2644 | 26.3258 |  | 4953 | 618.1549 | 682.6443 | 643.8564 |  | 4953 | 0.01346% | 0.01449% | 0.01333% | 0.01085% | 0.01218% | 0.01316% |  | 4953 | 0.01449% | 0.01333% | 4953 | 3353 | 0.01099% | 7639 | 0.01114% | 0.01106% |  | 4953 | 0.01218% | 0.01316% | 0.01267% |  | 4953 | 7958 | 0.01106% | 0.0116%
| Jul | 26 | 10 | 4954 | 648.5268 | 730.6013 | 688.2991 | 0.01384% | 0.01488% | 0.01369% | 0.01099% | 7484 | 0.01115% | 0.01107% |  | 9.9246 | 24.2634 | 26.3256 |  | 4954 | 638.6022 | 706.3379 | 661.9735 |  | 4954 | 0.0139% | 0.01499% | 0.01371% | 0.01085% | 0.01217% | 0.01316% |  | 4954 | 0.01499% | 0.01371% | 4954 | 7740 | 0.01099% | 748 | 0.01114% | 0.01106% |  | 4954 | 0.01217% | 0.01316% | 0.01267% |  | 4954 | 7484 | 0.01106% | 0.01182%
| Jul | 26 | 11 | 4955 | 671.2836 | 756.6121 | 710.7764 | 0.01433% | 0.01541% | 0.01413% | 0.01099% | 1311 | 0.01115% | 0.01107% |  | 9.9253 | 24.2625 | 26.3254 |  | 4955 | 661.3583 | 732.3496 | 684.451 |  | 4955 | 0.0144% | 0.01554% | 0.01417% | 0.01085% | 0.01217% | 0.01316% |  | 4955 | 0.01554% | 0.01417% | 4955 | 2029 | 0.01099% | 6877 | 0.01114% | 0.01106% |  | 4955 | 0.01217% | 0.01316% | 0.01267% |  | 4955 | 1311 | 0.01106% | 0.009946%
| Jul | 26 | 12 | 4956 | 689.1017 | 775.2777 | 734.6039 | 0.01471% | 0.01579% | 0.01461% | 0.01099% | 8332 | 0.01115% | 0.01107% |  | 9.9261 | 24.2615 | 26.3251 |  | 4956 | 679.1756 | 751.0162 | 708.2788 |  | 4956 | 0.01478% | 0.01594% | 0.01467% | 0.01085% | 0.01217% | 0.01316% |  | 4956 | 0.01594% | 0.01467% | 4956 | 151 | 0.01099% | 5998 | 0.01114% | 0.01106% |  | 4956 | 0.01217% | 0.01316% | 0.01267% |  | 4956 | 8332 | 0.01106% | 0.01133%
| Jul | 26 | 13 | 4957 | 699.7686 | 787.678 | 749.8889 | 0.01494% | 0.01604% | 0.01491% | 0.01099% | 6016 | 0.01114% | 0.01107% |  | 9.9268 | 24.2606 | 26.3249 |  | 4957 | 689.8418 | 763.4174 | 723.5639 |  | 4957 | 0.01502% | 0.0162% | 0.01498% | 0.01085% | 0.01217% | 0.01316% |  | 4957 | 0.0162% | 0.01498% | 4957 | 3410 | 0.01099% | 6711 | 0.01114% | 0.01106% |  | 4957 | 0.01217% | 0.01316% | 0.01267% |  | 4957 | 6016 | 0.01106% | 0.01215%
| Jul | 26 | 14 | 4958 | 721.8623 | 793.3102 | 761.6479 | 0.01541% | 0.01615% | 0.01515% | 0.01099% | 5496 | 0.01114% | 0.01107% |  | 9.9275 | 24.2597 | 26.3247 |  | 4958 | 711.9348 | 769.0506 | 735.3232 |  | 4958 | 0.0155% | 0.01632% | 0.01523% | 0.01085% | 0.01217% | 0.01316% |  | 4958 | 0.01632% | 0.01523% | 4958 | 3411 | 0.01099% | 4491 | 0.01114% | 0.01106% |  | 4958 | 0.01217% | 0.01316% | 0.01267% |  | 4958 | 5496 | 0.01106% | 0.01242%
| Jul | 26 | 15 | 4959 | 739.2235 | 798.598 | 765.6614 | 0.01578% | 0.01626% | 0.01522% | 0.01099% | 3843 | 0.01114% | 0.01107% |  | 9.9282 | 24.2587 | 26.3244 |  | 4959 | 729.2953 | 774.3393 | 739.3369 |  | 4959 | 0.01588% | 0.01644% | 0.01531% | 0.01085% | 0.01217% | 0.01316% |  | 4959 | 0.01644% | 0.01531% | 4959 | 2899 | 0.01099% | 3521 | 0.01113% | 0.01106% |  | 4959 | 0.01217% | 0.01316% | 0.01266% |  | 4959 | 3843 | 0.01106% | 0.01238%
| Jul | 26 | 16 | 4960 | 740.6573 | 796.2707 | 765.3988 | 0.01581% | 0.01621% | 0.01522% | 0.01099% | 3653 | 0.01114% | 0.01107% |  | 9.9289 | 24.2578 | 26.3242 |  | 4960 | 730.7283 | 772.0129 | 739.0746 |  | 4960 | 0.01591% | 0.01639% | 0.01531% | 0.01085% | 0.01217% | 0.01316% |  | 4960 | 0.01639% | 0.01531% | 4960 | 6953 | 0.01099% | 7241 | 0.01113% | 0.01106% |  | 4960 | 0.01217% | 0.01316% | 0.01266% |  | 4960 | 3653 | 0.01106% | 0.01222%
| Jul | 26 | 17 | 4961 | 732.0136 | 787.3521 | 759.2942 | 0.01562% | 0.01603% | 0.0151% | 0.01099% | 8124 | 0.01114% | 0.01107% |  | 9.9297 | 24.2568 | 26.324 |  | 4961 | 722.0839 | 763.0953 | 732.9703 |  | 4961 | 0.01572% | 0.0162% | 0.01518% | 0.01085% | 0.01217% | 0.01316% |  | 4961 | 0.0162% | 0.01518% | 4961 | 4013 | 0.01099% | 7825 | 0.01113% | 0.01106% |  | 4961 | 0.01217% | 0.01316% | 0.01266% |  | 4961 | 8124 | 0.01106% | 0.01148%
| Jul | 26 | 18 | 4962 | 712.3788 | 770.3623 | 738.88 | 0.0152% | 0.01569% | 0.01469% | 0.01099% | 4325 | 0.01114% | 0.01107% |  | 9.9304 | 24.2559 | 26.3237 |  | 4962 | 702.4484 | 746.1064 | 712.5563 |  | 4962 | 0.01529% | 0.01584% | 0.01476% | 0.01085% | 0.01217% | 0.01316% |  | 4962 | 0.01584% | 0.01476% | 4962 | 6520 | 0.01099% | 7223 | 0.01113% | 0.01106% |  | 4962 | 0.01217% | 0.01316% | 0.01266% |  | 4962 | 4325 | 0.01106% | 0.01265%
| Jul | 26 | 19 | 4963 | 692.71 | 753.3631 | 716.5152 | 0.01478% | 0.01534% | 0.01425% | 0.01099% | 195 | 0.01114% | 0.01106% |  | 9.9311 | 24.2549 | 26.3235 |  | 4963 | 682.7789 | 729.1082 | 690.1918 |  | 4963 | 0.01486% | 0.01548% | 0.01429% | 0.01085% | 0.01217% | 0.01316% |  | 4963 | 0.01548% | 0.01429% | 4963 | 2217 | 0.01099% | 7910 | 0.01113% | 0.01106% |  | 4963 | 0.01217% | 0.01316% | 0.01266% |  | 4963 | 195 | 0.01106% | 0.00919%
| Jul | 26 | 20 | 4964 | 679.1773 | 737.0715 | 700.0957 | 0.0145% | 0.01501% | 0.01392% | 0.01099% | 3219 | 0.01114% | 0.01106% |  | 9.9318 | 24.254 | 26.3232 |  | 4964 | 669.2455 | 712.8175 | 673.7725 |  | 4964 | 0.01457% | 0.01513% | 0.01395% | 0.01086% | 0.01217% | 0.01316% |  | 4964 | 0.01513% | 0.01395% | 4964 | 6519 | 0.01099% | 4540 | 0.01113% | 0.01106% |  | 4964 | 0.01217% | 0.01316% | 0.01266% |  | 4964 | 3219 | 0.01106% | 0.01179%
| Jul | 26 | 21 | 4965 | 666.9973 | 723.3679 | 688.8711 | 0.01424% | 0.01473% | 0.0137% | 0.01099% | 4514 | 0.01114% | 0.01106% |  | 9.9325 | 24.253 | 26.323 |  | 4965 | 657.0648 | 699.1148 | 662.5482 |  | 4965 | 0.0143% | 0.01484% | 0.01372% | 0.01086% | 0.01217% | 0.01316% |  | 4965 | 0.01484% | 0.01372% | 4965 | 365 | 0.01099% | 7980 | 0.01113% | 0.01106% |  | 4965 | 0.01217% | 0.01316% | 0.01266% |  | 4965 | 4514 | 0.01106% | 0.0127%
| Jul | 26 | 22 | 4966 | 645.9615 | 704.1065 | 667.5098 | 0.01379% | 0.01434% | 0.01327% | 0.01099% | 7794 | 0.01114% | 0.01106% |  | 9.9333 | 24.2521 | 26.3227 |  | 4966 | 636.0283 | 679.8544 | 641.1871 |  | 4966 | 0.01385% | 0.01443% | 0.01328% | 0.01086% | 0.01217% | 0.01316% |  | 4966 | 0.01443% | 0.01328% | 4966 | 748 | 0.01099% | 651 | 0.01113% | 0.01106% |  | 4966 | 0.01217% | 0.01316% | 0.01266% |  | 4966 | 7794 | 0.01106% | 0.01169%
| Jul | 26 | 23 | 4967 | 627.423 | 682.7691 | 650.7057 | 0.01339% | 0.0139% | 0.01294% | 0.01099% | 291 | 0.01114% | 0.01106% |  | 9.934 | 24.2512 | 26.3225 |  | 4967 | 617.489 | 658.5179 | 624.3833 |  | 4967 | 0.01344% | 0.01398% | 0.01293% | 0.01086% | 0.01217% | 0.01316% |  | 4967 | 0.01398% | 0.01293% | 4967 | 333 | 0.01099% | 406 | 0.01113% | 0.01106% |  | 4967 | 0.01217% | 0.01316% | 0.01266% |  | 4967 | 291 | 0.01106% | 0.009228%
| Jul | 27 | 0 | 4968 | 611.7349 | 667.9111 | 636.4148 | 0.01306% | 0.0136% | 0.01265% | 0.01099% | 1551 | 0.01114% | 0.01106% |  | 9.9347 | 24.2502 | 26.3222 |  | 4968 | 601.8002 | 643.6609 | 610.0926 |  | 4968 | 0.0131% | 0.01366% | 0.01263% | 0.01086% | 0.01217% | 0.01316% |  | 4968 | 0.01366% | 0.01263% | 4968 | 2992 | 0.01099% | 1058 | 0.01113% | 0.01106% |  | 4968 | 0.01217% | 0.01316% | 0.01266% |  | 4968 | 1551 | 0.01106% | 0.01015%
| Jul | 27 | 1 | 4969 | 600.3394 | 657.5868 | 626.0436 | 0.01281% | 0.01339% | 0.01245% | 0.01099% | 3443 | 0.01114% | 0.01106% |  | 9.9354 | 24.2493 | 26.3219 |  | 4969 | 590.404 | 633.3376 | 599.7217 |  | 4969 | 0.01285% | 0.01344% | 0.01242% | 0.01086% | 0.01217% | 0.01316% |  | 4969 | 0.01344% | 0.01242% | 4969 | 7085 | 0.01099% | 8155 | 0.01113% | 0.01106% |  | 4969 | 0.01217% | 0.01316% | 0.01266% |  | 4969 | 3443 | 0.01106% | 0.01202%
| Jul | 27 | 2 | 4970 | 594.0937 | 650.6047 | 618.1855 | 0.01268% | 0.01325% | 0.01229% | 0.01099% | 3673 | 0.01114% | 0.01106% |  | 9.9362 | 24.2483 | 26.3217 |  | 4970 | 584.1576 | 626.3564 | 591.8638 |  | 4970 | 0.01272% | 0.01329% | 0.01226% | 0.01086% | 0.01217% | 0.01316% |  | 4970 | 0.01329% | 0.01226% | 4970 | 8536 | 0.01099% | 614 | 0.01113% | 0.01106% |  | 4970 | 0.01217% | 0.01316% | 0.01266% |  | 4970 | 3673 | 0.01106% | 0.01223%
| Jul | 27 | 3 | 4971 | 592.1342 | 648.6776 | 612.2965 | 0.01264% | 0.01321% | 0.01218% | 0.01098% | 570 | 0.01114% | 0.01106% |  | 9.9369 | 24.2474 | 26.3214 |  | 4971 | 582.1973 | 624.4303 | 585.9751 |  | 4971 | 0.01267% | 0.01325% | 0.01213% | 0.01086% | 0.01217% | 0.01316% |  | 4971 | 0.01325% | 0.01213% | 4971 | 3553 | 0.01098% | 1127 | 0.01113% | 0.01106% |  | 4971 | 0.01217% | 0.01316% | 0.01266% |  | 4971 | 570 | 0.01106% | 0.009374%
| Jul | 27 | 4 | 4972 | 590.9314 | 648.0353 | 611.8183 | 0.01261% | 0.0132% | 0.01217% | 0.01098% | 1706 | 0.01114% | 0.01106% |  | 9.9376 | 24.2464 | 26.3211 |  | 4972 | 580.9938 | 623.7888 | 585.4972 |  | 4972 | 0.01265% | 0.01324% | 0.01212% | 0.01086% | 0.01217% | 0.01316% |  | 4972 | 0.01324% | 0.01212% | 4972 | 190 | 0.01098% | 1693 | 0.01113% | 0.01106% |  | 4972 | 0.01217% | 0.01316% | 0.01266% |  | 4972 | 1706 | 0.01106% | 0.01027%
| Jul | 27 | 5 | 4973 | 589.3003 | 645.3821 | 612.0903 | 0.01258% | 0.01314% | 0.01217% | 0.01098% | 7450 | 0.01114% | 0.01106% |  | 9.9383 | 24.2455 | 26.3209 |  | 4973 | 579.362 | 621.1366 | 585.7694 |  | 4973 | 0.01261% | 0.01318% | 0.01213% | 0.01086% | 0.01217% | 0.01316% |  | 4973 | 0.01318% | 0.01213% | 4973 | 7919 | 0.01098% | 6781 | 0.01113% | 0.01106% |  | 4973 | 0.01217% | 0.01316% | 0.01266% |  | 4973 | 7450 | 0.01106% | 0.01183%
| Jul | 27 | 6 | 4974 | 605.5486 | 658.0616 | 618.9825 | 0.01292% | 0.0134% | 0.01231% | 0.01098% | 8424 | 0.01114% | 0.01106% |  | 9.9391 | 24.2445 | 26.3206 |  | 4974 | 595.6095 | 633.8171 | 592.6619 |  | 4974 | 0.01297% | 0.01345% | 0.01227% | 0.01086% | 0.01217% | 0.01316% |  | 4974 | 0.01345% | 0.01227% | 4974 | 5810 | 0.01098% | 257 | 0.01113% | 0.01106% |  | 4974 | 0.01217% | 0.01316% | 0.01266% |  | 4974 | 8424 | 0.01106% | 0.01125%
| Jul | 27 | 7 | 4975 | 623.1544 | 673.3106 | 633.0953 | 0.0133% | 0.01371% | 0.01259% | 0.01098% | 5833 | 0.01114% | 0.01106% |  | 9.9398 | 24.2436 | 26.3203 |  | 4975 | 613.2146 | 649.067 | 606.7749 |  | 4975 | 0.01335% | 0.01378% | 0.01257% | 0.01086% | 0.01216% | 0.01316% |  | 4975 | 0.01378% | 0.01257% | 4975 | 690 | 0.01098% | 3219 | 0.01113% | 0.01106% |  | 4975 | 0.01216% | 0.01316% | 0.01266% |  | 4975 | 5833 | 0.01106% | 0.01224%
| Jul | 27 | 8 | 4976 | 634.947 | 693.8939 | 648.0239 | 0.01355% | 0.01413% | 0.01289% | 0.01098% | 1785 | 0.01114% | 0.01106% |  | 9.9405 | 24.2426 | 26.3201 |  | 4976 | 625.0065 | 669.6513 | 621.7038 |  | 4976 | 0.01361% | 0.01421% | 0.01287% | 0.01087% | 0.01216% | 0.01316% |  | 4976 | 0.01421% | 0.01287% | 4976 | 206 | 0.01098% | 1116 | 0.01113% | 0.01106% |  | 4976 | 0.01216% | 0.01316% | 0.01266% |  | 4976 | 1785 | 0.01106% | 0.01034%
| Jul | 27 | 9 | 4977 | 649.4597 | 710.3345 | 659.5954 | 0.01386% | 0.01446% | 0.01312% | 0.01098% | 7640 | 0.01114% | 0.01106% |  | 9.9412 | 24.2417 | 26.3198 |  | 4977 | 639.5185 | 686.0928 | 633.2756 |  | 4977 | 0.01392% | 0.01456% | 0.01311% | 0.01087% | 0.01216% | 0.01315% |  | 4977 | 0.01456% | 0.01311% | 4977 | 7530 | 0.01098% | 7459 | 0.01113% | 0.01106% |  | 4977 | 0.01216% | 0.01315% | 0.01266% |  | 4977 | 7640 | 0.01106% | 0.01177%
| Jul | 27 | 10 | 4978 | 665.4133 | 726.682 | 670.6887 | 0.0142% | 0.0148% | 0.01334% | 0.01098% | 7291 | 0.01114% | 0.01106% |  | 9.942 | 24.2407 | 26.3195 |  | 4978 | 655.4713 | 702.4413 | 644.3692 |  | 4978 | 0.01427% | 0.01491% | 0.01334% | 0.01087% | 0.01216% | 0.01315% |  | 4978 | 0.01491% | 0.01334% | 4978 | 6177 | 0.01098% | 7814 | 0.01113% | 0.01106% |  | 4978 | 0.01216% | 0.01315% | 0.01266% |  | 4978 | 7291 | 0.01106% | 0.01188%
| Jul | 27 | 11 | 4979 | 683.2325 | 750.5889 | 682.4383 | 0.01458% | 0.01528% | 0.01357% | 0.01098% | 7003 | 0.01114% | 0.01106% |  | 9.9427 | 24.2398 | 26.3192 |  | 4979 | 673.2898 | 726.3491 | 656.1191 |  | 4979 | 0.01466% | 0.01542% | 0.01359% | 0.01087% | 0.01216% | 0.01315% |  | 4979 | 0.01542% | 0.01359% | 4979 | 1329 | 0.01098% | 6606 | 0.01113% | 0.01105% |  | 4979 | 0.01216% | 0.01315% | 0.01266% |  | 4979 | 7003 | 0.01105% | 0.01193%
| Jul | 27 | 12 | 4980 | 703.0151 | 770.1854 | 691.2342 | 0.015% | 0.01568% | 0.01374% | 0.01098% | 6702 | 0.01114% | 0.01106% |  | 9.9434 | 24.2389 | 26.3189 |  | 4980 | 693.0717 | 745.9465 | 664.9153 |  | 4980 | 0.01509% | 0.01583% | 0.01377% | 0.01087% | 0.01216% | 0.01315% |  | 4980 | 0.01583% | 0.01377% | 4980 | 495 | 0.01098% | 5672 | 0.01113% | 0.01105% |  | 4980 | 0.01216% | 0.01315% | 0.01266% |  | 4980 | 6702 | 0.01105% | 0.01197%
| Jul | 27 | 13 | 4981 | 712.2247 | 782.6788 | 702.4869 | 0.0152% | 0.01594% | 0.01397% | 0.01098% | 3217 | 0.01113% | 0.01106% |  | 9.9442 | 24.2379 | 26.3186 |  | 4981 | 702.2806 | 758.4409 | 676.1682 |  | 4981 | 0.01529% | 0.0161% | 0.014% | 0.01087% | 0.01216% | 0.01315% |  | 4981 | 0.0161% | 0.014% | 4981 | 6621 | 0.01098% | 6032 | 0.01113% | 0.01105% |  | 4981 | 0.01216% | 0.01315% | 0.01266% |  | 4981 | 3217 | 0.01105% | 0.01179%
| Jul | 27 | 14 | 4982 | 718.066 | 789.093 | 707.4099 | 0.01533% | 0.01607% | 0.01407% | 0.01098% | 8376 | 0.01113% | 0.01106% |  | 9.9449 | 24.237 | 26.3183 |  | 4982 | 708.1211 | 764.8561 | 681.0916 |  | 4982 | 0.01541% | 0.01623% | 0.0141% | 0.01087% | 0.01216% | 0.01315% |  | 4982 | 0.01623% | 0.0141% | 4982 | 420 | 0.01098% | 6998 | 0.01113% | 0.01105% |  | 4982 | 0.01216% | 0.01315% | 0.01266% |  | 4982 | 8376 | 0.01105% | 0.01129%
| Jul | 27 | 15 | 4983 | 724.9678 | 789.7168 | 707.6819 | 0.01547% | 0.01608% | 0.01407% | 0.01098% | 405 | 0.01113% | 0.01106% |  | 9.9456 | 24.236 | 26.3181 |  | 4983 | 715.0222 | 765.4807 | 681.3638 |  | 4983 | 0.01556% | 0.01625% | 0.01411% | 0.01087% | 0.01216% | 0.01315% |  | 4983 | 0.01625% | 0.01411% | 4983 | 1192 | 0.01098% | 1129 | 0.01113% | 0.01105% |  | 4983 | 0.01216% | 0.01315% | 0.01266% |  | 4983 | 405 | 0.01105% | 0.00928%
| Jul | 27 | 16 | 4984 | 726.2119 | 792.3793 | 701.371 | 0.0155% | 0.01614% | 0.01395% | 0.01098% | 6962 | 0.01113% | 0.01106% |  | 9.9463 | 24.2351 | 26.3178 |  | 4984 | 716.2655 | 768.1442 | 675.0532 |  | 4984 | 0.01559% | 0.0163% | 0.01398% | 0.01087% | 0.01216% | 0.01315% |  | 4984 | 0.0163% | 0.01398% | 4984 | 532 | 0.01098% | 3676 | 0.01113% | 0.01105% |  | 4984 | 0.01216% | 0.01315% | 0.01266% |  | 4984 | 6962 | 0.01105% | 0.01194%
| Jul | 27 | 17 | 4985 | 723.7299 | 784.9689 | 691.056 | 0.01545% | 0.01598% | 0.01374% | 0.01098% | 6548 | 0.01113% | 0.01106% |  | 9.9471 | 24.2341 | 26.3175 |  | 4985 | 713.7828 | 760.7348 | 664.7386 |  | 4985 | 0.01554% | 0.01615% | 0.01377% | 0.01087% | 0.01216% | 0.01315% |  | 4985 | 0.01615% | 0.01377% | 4985 | 7655 | 0.01098% | 47 | 0.01113% | 0.01105% |  | 4985 | 0.01216% | 0.01315% | 0.01266% |  | 4985 | 6548 | 0.01105% | 0.012%
| Jul | 27 | 18 | 4986 | 702.1149 | 764.3297 | 676.737 | 0.01499% | 0.01556% | 0.01346% | 0.01098% | 6880 | 0.01113% | 0.01105% |  | 9.9478 | 24.2332 | 26.3172 |  | 4986 | 692.1671 | 740.0965 | 650.4198 |  | 4986 | 0.01507% | 0.01571% | 0.01347% | 0.01087% | 0.01216% | 0.01315% |  | 4986 | 0.01571% | 0.01347% | 4986 | 8060 | 0.01098% | 1620 | 0.01113% | 0.01105% |  | 4986 | 0.01216% | 0.01315% | 0.01266% |  | 4986 | 6880 | 0.01105% | 0.01195%
| Jul | 27 | 19 | 4987 | 686.1674 | 745.2266 | 663.0087 | 0.01464% | 0.01518% | 0.01318% | 0.01098% | 663 | 0.01113% | 0.01105% |  | 9.9485 | 24.2322 | 26.3169 |  | 4987 | 676.2189 | 720.9944 | 636.6918 |  | 4987 | 0.01472% | 0.0153% | 0.01318% | 0.01087% | 0.01216% | 0.01315% |  | 4987 | 0.0153% | 0.01318% | 4987 | 8700 | 0.01098% | 3372 | 0.01113% | 0.01105% |  | 4987 | 0.01216% | 0.01315% | 0.01266% |  | 4987 | 663 | 0.01105% | 0.009433%
| Jul | 27 | 20 | 4988 | 669.5359 | 732.1933 | 650.2369 | 0.01429% | 0.01491% | 0.01293% | 0.01098% | 5520 | 0.01113% | 0.01105% |  | 9.9493 | 24.2313 | 26.3166 |  | 4988 | 659.5866 | 707.962 | 623.9203 |  | 4988 | 0.01436% | 0.01503% | 0.01292% | 0.01087% | 0.01216% | 0.01315% |  | 4988 | 0.01503% | 0.01292% | 4988 | 2898 | 0.01098% | 1705 | 0.01113% | 0.01105% |  | 4988 | 0.01216% | 0.01315% | 0.01266% |  | 4988 | 5520 | 0.01105% | 0.01241%
| Jul | 27 | 21 | 4989 | 659.2036 | 723.1537 | 643.926 | 0.01407% | 0.01473% | 0.0128% | 0.01098% | 3145 | 0.01113% | 0.01105% |  | 9.95 | 24.2303 | 26.3163 |  | 4989 | 649.2536 | 698.9234 | 617.6097 |  | 4989 | 0.01413% | 0.01483% | 0.01279% | 0.01088% | 0.01216% | 0.01315% |  | 4989 | 0.01483% | 0.01279% | 4989 | 3161 | 0.01098% | 697 | 0.01113% | 0.01105% |  | 4989 | 0.01216% | 0.01315% | 0.01266% |  | 4989 | 3145 | 0.01105% | 0.01171%
| Jul | 27 | 22 | 4990 | 634.9215 | 704.2461 | 630.3853 | 0.01355% | 0.01434% | 0.01253% | 0.01098% | 1478 | 0.01113% | 0.01105% |  | 9.9507 | 24.2294 | 26.3159 |  | 4990 | 624.9708 | 680.0167 | 604.0693 |  | 4990 | 0.0136% | 0.01443% | 0.01251% | 0.01088% | 0.01216% | 0.01315% |  | 4990 | 0.01443% | 0.01251% | 4990 | 5928 | 0.01098% | 5401 | 0.01112% | 0.01105% |  | 4990 | 0.01216% | 0.01315% | 0.01266% |  | 4990 | 1478 | 0.01105% | 0.01009%
| Jul | 27 | 23 | 4991 | 612.5888 | 683.9141 | 616.7414 | 0.01307% | 0.01393% | 0.01226% | 0.01098% | 194 | 0.01113% | 0.01105% |  | 9.9515 | 24.2284 | 26.3156 |  | 4991 | 602.6373 | 659.6857 | 590.4257 |  | 4991 | 0.01312% | 0.014% | 0.01223% | 0.01088% | 0.01216% | 0.01315% |  | 4991 | 0.014% | 0.01223% | 4991 | 2990 | 0.01098% | 5880 | 0.01112% | 0.01105% |  | 4991 | 0.01216% | 0.01315% | 0.01265% |  | 4991 | 194 | 0.01105% | 0.00919%
| Jul | 28 | 0 | 4992 | 598.6855 | 666.4216 | 602.7599 | 0.01278% | 0.01357% | 0.01199% | 0.01098% | 1059 | 0.01113% | 0.01105% |  | 9.9522 | 24.2275 | 26.3153 |  | 4992 | 588.7333 | 642.1941 | 576.4446 |  | 4992 | 0.01282% | 0.01363% | 0.01194% | 0.01088% | 0.01216% | 0.01315% |  | 4992 | 0.01363% | 0.01194% | 4992 | 6379 | 0.01098% | 6280 | 0.01112% | 0.01105% |  | 4992 | 0.01216% | 0.01315% | 0.01265% |  | 4992 | 1059 | 0.01105% | 0.00973%
| Jul | 28 | 1 | 4993 | 590.2927 | 658.9367 | 598.512 | 0.0126% | 0.01342% | 0.0119% | 0.01098% | 6104 | 0.01113% | 0.01105% |  | 9.9529 | 24.2265 | 26.315 |  | 4993 | 580.3397 | 634.7102 | 572.197 |  | 4993 | 0.01263% | 0.01347% | 0.01185% | 0.01088% | 0.01216% | 0.01315% |  | 4993 | 0.01347% | 0.01185% | 4993 | 6653 | 0.01098% | 289 | 0.01112% | 0.01105% |  | 4993 | 0.01216% | 0.01315% | 0.01265% |  | 4993 | 6104 | 0.01105% | 0.01212%
| Jul | 28 | 2 | 4994 | 584.1309 | 649.6831 | 594.2641 | 0.01247% | 0.01323% | 0.01182% | 0.01098% | 3348 | 0.01113% | 0.01105% |  | 9.9537 | 24.2256 | 26.3147 |  | 4994 | 574.1772 | 625.4575 | 567.9494 |  | 4994 | 0.0125% | 0.01328% | 0.01176% | 0.01088% | 0.01216% | 0.01315% |  | 4994 | 0.01328% | 0.01176% | 4994 | 621 | 0.01098% | 7265 | 0.01112% | 0.01105% |  | 4994 | 0.01216% | 0.01315% | 0.01265% |  | 4994 | 3348 | 0.01105% | 0.01193%
| Jul | 28 | 3 | 4995 | 582.2951 | 645.6613 | 589.4255 | 0.01243% | 0.01315% | 0.01172% | 0.01098% | 7482 | 0.01113% | 0.01105% |  | 9.9544 | 24.2246 | 26.3144 |  | 4995 | 572.3407 | 621.4367 | 563.1111 |  | 4995 | 0.01246% | 0.01319% | 0.01166% | 0.01088% | 0.01216% | 0.01315% |  | 4995 | 0.01319% | 0.01166% | 4995 | 3182 | 0.01098% | 8329 | 0.01112% | 0.01105% |  | 4995 | 0.01216% | 0.01315% | 0.01265% |  | 4995 | 7482 | 0.01105% | 0.01182%
| Jul | 28 | 4 | 4996 | 582.0564 | 640.0756 | 587.5312 | 0.01242% | 0.01303% | 0.01168% | 0.01098% | 3407 | 0.01113% | 0.01105% |  | 9.9551 | 24.2237 | 26.3141 |  | 4996 | 572.1013 | 615.8519 | 561.2172 |  | 4996 | 0.01245% | 0.01307% | 0.01162% | 0.01088% | 0.01215% | 0.01315% |  | 4996 | 0.01307% | 0.01162% | 4996 | 6184 | 0.01098% | 7085 | 0.01112% | 0.01105% |  | 4996 | 0.01215% | 0.01315% | 0.01265% |  | 4996 | 3407 | 0.01105% | 0.01199%
| Jul | 28 | 5 | 4997 | 581.4483 | 635.7933 | 583.0677 | 0.01241% | 0.01295% | 0.01159% | 0.01098% | 8133 | 0.01113% | 0.01105% |  | 9.9559 | 24.2227 | 26.3137 |  | 4997 | 571.4924 | 611.5705 | 556.7539 |  | 4997 | 0.01244% | 0.01298% | 0.01153% | 0.01088% | 0.01215% | 0.01315% |  | 4997 | 0.01298% | 0.01153% | 4997 | 156 | 0.01098% | 789 | 0.01112% | 0.01105% |  | 4997 | 0.01215% | 0.01315% | 0.01265% |  | 4997 | 8133 | 0.01105% | 0.01148%
| Jul | 28 | 6 | 4998 | 600.4145 | 641.8631 | 584.7743 | 0.01281% | 0.01307% | 0.01163% | 0.01098% | 1455 | 0.01112% | 0.01105% |  | 9.9566 | 24.2218 | 26.3134 |  | 4998 | 590.4579 | 617.6413 | 558.4609 |  | 4998 | 0.01285% | 0.01311% | 0.01156% | 0.01088% | 0.01215% | 0.01315% |  | 4998 | 0.01311% | 0.01156% | 4998 | 7661 | 0.01098% | 8471 | 0.01112% | 0.01105% |  | 4998 | 0.01215% | 0.01315% | 0.01265% |  | 4998 | 1455 | 0.01105% | 0.01007%
| Jul | 28 | 7 | 4999 | 614.2452 | 658.3502 | 595.0424 | 0.01311% | 0.01341% | 0.01183% | 0.01098% | 2859 | 0.01112% | 0.01105% |  | 9.9573 | 24.2208 | 26.3131 |  | 4999 | 604.2879 | 634.1294 | 568.7293 |  | 4999 | 0.01315% | 0.01346% | 0.01178% | 0.01088% | 0.01215% | 0.01315% |  | 4999 | 0.01346% | 0.01178% | 4999 | 7460 | 0.01098% | 6126 | 0.01112% | 0.01105% |  | 4999 | 0.01215% | 0.01315% | 0.01265% |  | 4999 | 2859 | 0.01105% | 0.0114%
| Jul | 28 | 8 | 5000 | 625.3073 | 679.3059 | 612.456 | 0.01335% | 0.01383% | 0.01218% | 0.01098% | 1097 | 0.01112% | 0.01105% |  | 9.9581 | 24.2199 | 26.3127 |  | 5000 | 615.3492 | 655.086 | 586.1432 |  | 5000 | 0.01339% | 0.0139% | 0.01214% | 0.01088% | 0.01215% | 0.01315% |  | 5000 | 0.0139% | 0.01214% | 5000 | 6344 | 0.01097% | 3217 | 0.01112% | 0.01105% |  | 5000 | 0.01215% | 0.01315% | 0.01265% |  | 5000 | 1097 | 0.01105% | 0.009761%
| Jul | 28 | 9 | 5001 | 642.8967 | 695.579 | 628.6036 | 0.01372% | 0.01416% | 0.0125% | 0.01097% | 6712 | 0.01112% | 0.01105% |  | 9.9588 | 24.2189 | 26.3124 |  | 5001 | 632.9379 | 671.36 | 602.2912 |  | 5001 | 0.01378% | 0.01425% | 0.01247% | 0.01089% | 0.01215% | 0.01315% |  | 5001 | 0.01425% | 0.01247% | 5001 | 1021 | 0.01097% | 3464 | 0.01112% | 0.01105% |  | 5001 | 0.01215% | 0.01315% | 0.01265% |  | 5001 | 6712 | 0.01105% | 0.01197%
| Jul | 28 | 10 | 5002 | 657.8439 | 715.9854 | 646.5985 | 0.01404% | 0.01458% | 0.01286% | 0.01097% | 1108 | 0.01112% | 0.01105% |  | 9.9595 | 24.218 | 26.3121 |  | 5002 | 647.8844 | 691.7674 | 620.2864 |  | 5002 | 0.0141% | 0.01468% | 0.01285% | 0.01089% | 0.01215% | 0.01315% |  | 5002 | 0.01468% | 0.01285% | 5002 | 1137 | 0.01097% | 3145 | 0.01112% | 0.01105% |  | 5002 | 0.01215% | 0.01315% | 0.01265% |  | 5002 | 1108 | 0.01105% | 0.00977%
| Jul | 28 | 11 | 5003 | 670.0543 | 738.3562 | 664.7716 | 0.0143% | 0.01504% | 0.01322% | 0.01097% | 8153 | 0.01112% | 0.01105% |  | 9.9603 | 24.217 | 26.3117 |  | 5003 | 660.094 | 714.1391 | 638.4599 |  | 5003 | 0.01437% | 0.01516% | 0.01322% | 0.01089% | 0.01215% | 0.01315% |  | 5003 | 0.01516% | 0.01322% | 5003 | 7089 | 0.01097% | 781 | 0.01112% | 0.01105% |  | 5003 | 0.01215% | 0.01315% | 0.01265% |  | 5003 | 8153 | 0.01105% | 0.01146%
| Jul | 28 | 12 | 5004 | 689.8 | 754.6851 | 676.8214 | 0.01472% | 0.01537% | 0.01346% | 0.01097% | 427 | 0.01112% | 0.01105% |  | 9.961 | 24.2161 | 26.3114 |  | 5004 | 679.839 | 730.469 | 650.51 |  | 5004 | 0.0148% | 0.0155% | 0.01347% | 0.01089% | 0.01215% | 0.01315% |  | 5004 | 0.0155% | 0.01347% | 5004 | 8075 | 0.01097% | 6952 | 0.01112% | 0.01105% |  | 5004 | 0.01215% | 0.01315% | 0.01265% |  | 5004 | 427 | 0.01105% | 0.009292%
| Jul | 28 | 13 | 5005 | 705.3624 | 764.0784 | 692.3782 | 0.01505% | 0.01556% | 0.01377% | 0.01097% | 597 | 0.01112% | 0.01105% |  | 9.9617 | 24.2151 | 26.3111 |  | 5005 | 695.4007 | 739.8632 | 666.0672 |  | 5005 | 0.01514% | 0.0157% | 0.01379% | 0.01089% | 0.01215% | 0.01315% |  | 5005 | 0.0157% | 0.01379% | 5005 | 567 | 0.01097% | 107 | 0.01112% | 0.01105% |  | 5005 | 0.01215% | 0.01315% | 0.01265% |  | 5005 | 597 | 0.01105% | 0.009391%
| Jul | 28 | 14 | 5006 | 715.6139 | 763.6874 | 702.7119 | 0.01527% | 0.01555% | 0.01397% | 0.01097% | 723 | 0.01112% | 0.01105% |  | 9.9625 | 24.2142 | 26.3107 |  | 5006 | 705.6514 | 739.4732 | 676.4012 |  | 5006 | 0.01536% | 0.0157% | 0.01401% | 0.01089% | 0.01215% | 0.01315% |  | 5006 | 0.0157% | 0.01401% | 5006 | 398 | 0.01097% | 7878 | 0.01112% | 0.01105% |  | 5006 | 0.01215% | 0.01315% | 0.01265% |  | 5006 | 723 | 0.01105% | 0.009474%
| Jul | 28 | 15 | 5007 | 727.6311 | 761.6858 | 711.8454 | 0.01553% | 0.01551% | 0.01415% | 0.01097% | 1312 | 0.01112% | 0.01105% |  | 9.9632 | 24.2132 | 26.3104 |  | 5007 | 717.6679 | 737.4726 | 685.535 |  | 5007 | 0.01562% | 0.01565% | 0.0142% | 0.01089% | 0.01215% | 0.01315% |  | 5007 | 0.01565% | 0.0142% | 5007 | 2989 | 0.01097% | 2990 | 0.01112% | 0.01105% |  | 5007 | 0.01215% | 0.01315% | 0.01265% |  | 5007 | 1312 | 0.01105% | 0.009946%
| Jul | 28 | 16 | 5008 | 727.3157 | 763.3708 | 716.1495 | 0.01552% | 0.01554% | 0.01424% | 0.01097% | 6981 | 0.01112% | 0.01105% |  | 9.9639 | 24.2123 | 26.31 |  | 5008 | 717.3518 | 739.1585 | 689.8395 |  | 5008 | 0.01562% | 0.01569% | 0.01429% | 0.01089% | 0.01215% | 0.01315% |  | 5008 | 0.01569% | 0.01429% | 5008 | 1590 | 0.01097% | 7626 | 0.01112% | 0.01105% |  | 5008 | 0.01215% | 0.01315% | 0.01265% |  | 5008 | 6981 | 0.01105% | 0.01193%
| Jul | 28 | 17 | 5009 | 722.1231 | 754.3034 | 711.8829 | 0.01541% | 0.01536% | 0.01416% | 0.01097% | 1132 | 0.01112% | 0.01105% |  | 9.9647 | 24.2113 | 26.3097 |  | 5009 | 712.1585 | 730.092 | 685.5732 |  | 5009 | 0.0155% | 0.0155% | 0.0142% | 0.01089% | 0.01215% | 0.01315% |  | 5009 | 0.0155% | 0.0142% | 5009 | 450 | 0.01097% | 620 | 0.01112% | 0.01105% |  | 5009 | 0.01215% | 0.01315% | 0.01265% |  | 5009 | 1132 | 0.01105% | 0.009791%
| Jul | 28 | 18 | 5010 | 704.0245 | 732.6122 | 696.7855 | 0.01503% | 0.01492% | 0.01386% | 0.01097% | 1104 | 0.01112% | 0.01105% |  | 9.9654 | 24.2104 | 26.3093 |  | 5010 | 694.0591 | 708.4018 | 670.4762 |  | 5010 | 0.01511% | 0.01504% | 0.01388% | 0.01089% | 0.01215% | 0.01315% |  | 5010 | 0.01504% | 0.01388% | 5010 | 6802 | 0.01097% | 6991 | 0.01112% | 0.01105% |  | 5010 | 0.01215% | 0.01315% | 0.01265% |  | 5010 | 1104 | 0.01105% | 0.009767%
| Jul | 28 | 19 | 5011 | 686.1947 | 721.9807 | 683.6105 | 0.01465% | 0.0147% | 0.01359% | 0.01097% | 721 | 0.01112% | 0.01105% |  | 9.9662 | 24.2094 | 26.309 |  | 5011 | 676.2286 | 697.7713 | 657.3015 |  | 5011 | 0.01472% | 0.01481% | 0.01361% | 0.01089% | 0.01215% | 0.01315% |  | 5011 | 0.01481% | 0.01361% | 5011 | 8733 | 0.01097% | 268 | 0.01112% | 0.01104% |  | 5011 | 0.01215% | 0.01315% | 0.01265% |  | 5011 | 721 | 0.01104% | 0.009472%
| Jul | 28 | 20 | 5012 | 667.2463 | 710.6045 | 669.5446 | 0.01424% | 0.01447% | 0.01331% | 0.01097% | 2990 | 0.01112% | 0.01104% |  | 9.9669 | 24.2085 | 26.3086 |  | 5012 | 657.2794 | 686.396 | 643.236 |  | 5012 | 0.01431% | 0.01457% | 0.01332% | 0.01089% | 0.01215% | 0.01315% |  | 5012 | 0.01457% | 0.01332% | 5012 | 3352 | 0.01097% | 8148 | 0.01112% | 0.01104% |  | 5012 | 0.01215% | 0.01315% | 0.01265% |  | 5012 | 2990 | 0.01104% | 0.01154%
| Jul | 28 | 21 | 5013 | 655.2227 | 699.5448 | 659.4172 | 0.01398% | 0.01425% | 0.01311% | 0.01097% | 596 | 0.01112% | 0.01104% |  | 9.9676 | 24.2075 | 26.3082 |  | 5013 | 645.2551 | 675.3373 | 633.109 |  | 5013 | 0.01405% | 0.01433% | 0.01311% | 0.01089% | 0.01215% | 0.01315% |  | 5013 | 0.01433% | 0.01311% | 5013 | 2901 | 0.01097% | 1762 | 0.01112% | 0.01104% |  | 5013 | 0.01215% | 0.01315% | 0.01265% |  | 5013 | 596 | 0.01104% | 0.00939%
| Jul | 28 | 22 | 5014 | 636.6377 | 680.2462 | 638.581 | 0.01359% | 0.01385% | 0.0127% | 0.01097% | 6879 | 0.01112% | 0.01104% |  | 9.9684 | 24.2066 | 26.3079 |  | 5014 | 626.6693 | 656.0396 | 612.2731 |  | 5014 | 0.01364% | 0.01392% | 0.01268% | 0.0109% | 0.01215% | 0.01315% |  | 5014 | 0.01392% | 0.01268% | 5014 | 6926 | 0.01097% | 8634 | 0.01112% | 0.01104% |  | 5014 | 0.01215% | 0.01315% | 0.01265% |  | 5014 | 6879 | 0.01104% | 0.01195%
| Jul | 28 | 23 | 5015 | 616.8539 | 661.413 | 622.8553 | 0.01317% | 0.01347% | 0.01239% | 0.01097% | 7851 | 0.01112% | 0.01104% |  | 9.9691 | 24.2056 | 26.3075 |  | 5015 | 606.8848 | 637.2074 | 596.5478 |  | 5015 | 0.01321% | 0.01352% | 0.01235% | 0.0109% | 0.01215% | 0.01315% |  | 5015 | 0.01352% | 0.01235% | 5015 | 8279 | 0.01097% | 1236 | 0.01112% | 0.01104% |  | 5015 | 0.01215% | 0.01315% | 0.01265% |  | 5015 | 7851 | 0.01104% | 0.01166%
| Jul | 29 | 0 | 5016 | 602.2878 | 647.3464 | 606.7358 | 0.01285% | 0.01318% | 0.01206% | 0.01097% | 8427 | 0.01112% | 0.01104% |  | 9.9698 | 24.2047 | 26.3072 |  | 5016 | 592.3179 | 623.1417 | 580.4287 |  | 5016 | 0.01289% | 0.01323% | 0.01202% | 0.0109% | 0.01215% | 0.01315% |  | 5016 | 0.01323% | 0.01202% | 5016 | 7038 | 0.01097% | 26 | 0.01112% | 0.01104% |  | 5016 | 0.01215% | 0.01315% | 0.01265% |  | 5016 | 8427 | 0.01104% | 0.01125%
| Jul | 29 | 1 | 5017 | 592.3933 | 638.6606 | 599.1497 | 0.01264% | 0.01301% | 0.01191% | 0.01097% | 3536 | 0.01112% | 0.01104% |  | 9.9706 | 24.2037 | 26.3068 |  | 5017 | 582.4227 | 614.4568 | 572.8429 |  | 5017 | 0.01268% | 0.01304% | 0.01186% | 0.0109% | 0.01214% | 0.01315% |  | 5017 | 0.01304% | 0.01186% | 5017 | 6143 | 0.01097% | 1755 | 0.01112% | 0.01104% |  | 5017 | 0.01214% | 0.01315% | 0.01265% |  | 5017 | 3536 | 0.01104% | 0.01211%
| Jul | 29 | 2 | 5018 | 584.2786 | 629.3045 | 597.8087 | 0.01247% | 0.01281% | 0.01189% | 0.01097% | 6078 | 0.01112% | 0.01104% |  | 9.9713 | 24.2028 | 26.3064 |  | 5018 | 574.3073 | 605.1017 | 571.5023 |  | 5018 | 0.0125% | 0.01284% | 0.01183% | 0.0109% | 0.01214% | 0.01315% |  | 5018 | 0.01284% | 0.01183% | 5018 | 5697 | 0.01097% | 2951 | 0.01112% | 0.01104% |  | 5018 | 0.01214% | 0.01315% | 0.01265% |  | 5018 | 6078 | 0.01104% | 0.01213%
| Jul | 29 | 3 | 5019 | 580.8061 | 624.5101 | 597.443 | 0.0124% | 0.01272% | 0.01188% | 0.01097% | 619 | 0.01112% | 0.01104% |  | 9.9721 | 24.2018 | 26.306 |  | 5019 | 570.834 | 600.3083 | 571.137 |  | 5019 | 0.01243% | 0.01274% | 0.01183% | 0.0109% | 0.01214% | 0.01315% |  | 5019 | 0.01274% | 0.01183% | 5019 | 3181 | 0.01097% | 7224 | 0.01112% | 0.01104% |  | 5019 | 0.01214% | 0.01315% | 0.01265% |  | 5019 | 619 | 0.01104% | 0.009405%
| Jul | 29 | 4 | 5020 | 578.9262 | 620.5536 | 601.1095 | 0.01236% | 0.01264% | 0.01195% | 0.01097% | 3238 | 0.01112% | 0.01104% |  | 9.9728 | 24.2009 | 26.3057 |  | 5020 | 568.9534 | 596.3527 | 574.8038 |  | 5020 | 0.01238% | 0.01266% | 0.0119% | 0.0109% | 0.01214% | 0.01315% |  | 5020 | 0.01266% | 0.0119% | 5020 | 7698 | 0.01097% | 1748 | 0.01111% | 0.01104% |  | 5020 | 0.01214% | 0.01315% | 0.01265% |  | 5020 | 3238 | 0.01104% | 0.01181%
| Jul | 29 | 5 | 5021 | 576.6778 | 614.9958 | 607.8611 | 0.01231% | 0.01252% | 0.01209% | 0.01097% | 426 | 0.01112% | 0.01104% |  | 9.9735 | 24.1999 | 26.3053 |  | 5021 | 566.7042 | 590.7959 | 581.5558 |  | 5021 | 0.01234% | 0.01254% | 0.01204% | 0.0109% | 0.01214% | 0.01315% |  | 5021 | 0.01254% | 0.01204% | 5021 | 895 | 0.01097% | 375 | 0.01111% | 0.01104% |  | 5021 | 0.01214% | 0.01315% | 0.01265% |  | 5021 | 426 | 0.01104% | 0.009291%
| Jul | 29 | 6 | 5022 | 589.102 | 614.7724 | 624.7683 | 0.01257% | 0.01252% | 0.01242% | 0.01097% | 8652 | 0.01112% | 0.01104% |  | 9.9743 | 24.199 | 26.3049 |  | 5022 | 579.1277 | 590.5734 | 598.4634 |  | 5022 | 0.01261% | 0.01253% | 0.01239% | 0.0109% | 0.01214% | 0.01315% |  | 5022 | 0.01253% | 0.01239% | 5022 | 6166 | 0.01097% | 1166 | 0.01111% | 0.01104% |  | 5022 | 0.01214% | 0.01315% | 0.01264% |  | 5022 | 8652 | 0.01104% | 0.01106%
| Jul | 29 | 7 | 5023 | 602.3782 | 632.1067 | 646.8423 | 0.01286% | 0.01287% | 0.01286% | 0.01097% | 6278 | 0.01111% | 0.01104% |  | 9.975 | 24.198 | 26.3045 |  | 5023 | 592.4031 | 607.9087 | 620.5378 |  | 5023 | 0.0129% | 0.0129% | 0.01285% | 0.0109% | 0.01214% | 0.01315% |  | 5023 | 0.0129% | 0.01285% | 5023 | 133 | 0.01097% | 7210 | 0.01111% | 0.01104% |  | 5023 | 0.01214% | 0.01315% | 0.01264% |  | 5023 | 6278 | 0.01104% | 0.01206%
| Jul | 29 | 8 | 5024 | 616.404 | 655.4084 | 656.0508 | 0.01316% | 0.01335% | 0.01305% | 0.01097% | 290 | 0.01111% | 0.01104% |  | 9.9758 | 24.1971 | 26.3041 |  | 5024 | 606.4283 | 631.2113 | 629.7466 |  | 5024 | 0.0132% | 0.0134% | 0.01304% | 0.0109% | 0.01214% | 0.01315% |  | 5024 | 0.0134% | 0.01304% | 5024 | 3037 | 0.01097% | 7002 | 0.01111% | 0.01104% |  | 5024 | 0.01214% | 0.01315% | 0.01264% |  | 5024 | 290 | 0.01104% | 0.009227%
| Jul | 29 | 9 | 5025 | 636.7266 | 679.2501 | 668.2318 | 0.01359% | 0.01383% | 0.01329% | 0.01097% | 3218 | 0.01111% | 0.01104% |  | 9.9765 | 24.1961 | 26.3038 |  | 5025 | 626.7501 | 655.0539 | 641.9281 |  | 5025 | 0.01364% | 0.0139% | 0.01329% | 0.0109% | 0.01214% | 0.01315% |  | 5025 | 0.0139% | 0.01329% | 5025 | 1616 | 0.01097% | 6973 | 0.01111% | 0.01104% |  | 5025 | 0.01214% | 0.01315% | 0.01264% |  | 5025 | 3218 | 0.01104% | 0.01179%
| Jul | 29 | 10 | 5026 | 652.2129 | 704.9071 | 684.9889 | 0.01392% | 0.01435% | 0.01362% | 0.01097% | 6716 | 0.01111% | 0.01104% |  | 9.9773 | 24.1952 | 26.3034 |  | 5026 | 642.2357 | 680.7119 | 658.6856 |  | 5026 | 0.01398% | 0.01445% | 0.01364% | 0.01091% | 0.01214% | 0.01315% |  | 5026 | 0.01445% | 0.01364% | 5026 | 3045 | 0.01097% | 8331 | 0.01111% | 0.01104% |  | 5026 | 0.01214% | 0.01315% | 0.01264% |  | 5026 | 6716 | 0.01104% | 0.01197%
| Jul | 29 | 11 | 5027 | 667.6155 | 728.7674 | 701.7555 | 0.01425% | 0.01484% | 0.01395% | 0.01097% | 79 | 0.01111% | 0.01104% |  | 9.978 | 24.1942 | 26.303 |  | 5027 | 657.6375 | 704.5731 | 675.4525 |  | 5027 | 0.01432% | 0.01495% | 0.01399% | 0.01091% | 0.01214% | 0.01315% |  | 5027 | 0.01495% | 0.01399% | 5027 | 6595 | 0.01097% | 3522 | 0.01111% | 0.01104% |  | 5027 | 0.01214% | 0.01315% | 0.01264% |  | 5027 | 79 | 0.01104% | 0.009149%
| Jul | 29 | 12 | 5028 | 687.7981 | 743.8767 | 721.5508 | 0.01468% | 0.01515% | 0.01435% | 0.01097% | 3195 | 0.01111% | 0.01104% |  | 9.9787 | 24.1933 | 26.3026 |  | 5028 | 677.8193 | 719.6834 | 695.2482 |  | 5028 | 0.01475% | 0.01528% | 0.0144% | 0.01091% | 0.01214% | 0.01315% |  | 5028 | 0.01528% | 0.0144% | 5028 | 8533 | 0.01096% | 3443 | 0.01111% | 0.01104% |  | 5028 | 0.01214% | 0.01315% | 0.01264% |  | 5028 | 3195 | 0.01104% | 0.01177%
| Jul | 29 | 13 | 5029 | 702.6359 | 751.8922 | 743.4092 | 0.015% | 0.01531% | 0.01478% | 0.01097% | 7019 | 0.01111% | 0.01104% |  | 9.9795 | 24.1923 | 26.3022 |  | 5029 | 692.6564 | 727.6999 | 717.107 |  | 5029 | 0.01508% | 0.01545% | 0.01485% | 0.01091% | 0.01214% | 0.01315% |  | 5029 | 0.01545% | 0.01485% | 5029 | 1340 | 0.01096% | 606 | 0.01111% | 0.01104% |  | 5029 | 0.01214% | 0.01315% | 0.01264% |  | 5029 | 7019 | 0.01104% | 0.01193%
| Jul | 29 | 14 | 5030 | 711.0256 | 757.6641 | 752.899 | 0.01518% | 0.01543% | 0.01497% | 0.01097% | 1481 | 0.01111% | 0.01104% |  | 9.9802 | 24.1914 | 26.3018 |  | 5030 | 701.0454 | 733.4727 | 726.5972 |  | 5030 | 0.01526% | 0.01557% | 0.01505% | 0.01091% | 0.01214% | 0.01315% |  | 5030 | 0.01557% | 0.01505% | 5030 | 8061 | 0.01096% | 7882 | 0.01111% | 0.01104% |  | 5030 | 0.01214% | 0.01315% | 0.01264% |  | 5030 | 1481 | 0.01104% | 0.01009%
| Jul | 29 | 15 | 5031 | 715.5044 | 760.429 | 756.1153 | 0.01527% | 0.01548% | 0.01504% | 0.01097% | 81 | 0.01111% | 0.01104% |  | 9.981 | 24.1904 | 26.3014 |  | 5031 | 705.5234 | 736.2386 | 729.814 |  | 5031 | 0.01536% | 0.01563% | 0.01511% | 0.01091% | 0.01214% | 0.01315% |  | 5031 | 0.01563% | 0.01511% | 5031 | 743 | 0.01096% | 6556 | 0.01111% | 0.01104% |  | 5031 | 0.01214% | 0.01315% | 0.01264% |  | 5031 | 81 | 0.01104% | 0.00915%
| Jul | 29 | 16 | 5032 | 719.0809 | 762.6633 | 756.7155 | 0.01535% | 0.01553% | 0.01505% | 0.01097% | 8658 | 0.01111% | 0.01104% |  | 9.9817 | 24.1895 | 26.301 |  | 5032 | 709.0992 | 738.4739 | 730.4145 |  | 5032 | 0.01544% | 0.01567% | 0.01513% | 0.01091% | 0.01214% | 0.01315% |  | 5032 | 0.01567% | 0.01513% | 5032 | 6927 | 0.01096% | 1093 | 0.01111% | 0.01104% |  | 5032 | 0.01214% | 0.01315% | 0.01264% |  | 5032 | 8658 | 0.01104% | 0.01106%
| Jul | 29 | 17 | 5033 | 716.4808 | 758.5485 | 751.5861 | 0.01529% | 0.01545% | 0.01494% | 0.01096% | 6609 | 0.01111% | 0.01104% |  | 9.9825 | 24.1885 | 26.3006 |  | 5033 | 706.4983 | 734.36 | 725.2856 |  | 5033 | 0.01538% | 0.01559% | 0.01502% | 0.01091% | 0.01214% | 0.01315% |  | 5033 | 0.01559% | 0.01502% | 5033 | 6635 | 0.01096% | 376 | 0.01111% | 0.01104% |  | 5033 | 0.01214% | 0.01315% | 0.01264% |  | 5033 | 6609 | 0.01104% | 0.01199%
| Jul | 29 | 18 | 5034 | 697.2013 | 741.6331 | 733.4505 | 0.01488% | 0.0151% | 0.01458% | 0.01096% | 816 | 0.01111% | 0.01104% |  | 9.9832 | 24.1876 | 26.3002 |  | 5034 | 687.2181 | 717.4456 | 707.1504 |  | 5034 | 0.01496% | 0.01523% | 0.01464% | 0.01091% | 0.01214% | 0.01315% |  | 5034 | 0.01523% | 0.01464% | 5034 | 1079 | 0.01096% | 8378 | 0.01111% | 0.01104% |  | 5034 | 0.01214% | 0.01315% | 0.01264% |  | 5034 | 816 | 0.01104% | 0.009539%
| Jul | 29 | 19 | 5035 | 677.7223 | 727.3616 | 710.7201 | 0.01446% | 0.01481% | 0.01413% | 0.01096% | 1264 | 0.01111% | 0.01104% |  | 9.984 | 24.1866 | 26.2998 |  | 5035 | 667.7384 | 703.175 | 684.4203 |  | 5035 | 0.01454% | 0.01492% | 0.01417% | 0.01091% | 0.01214% | 0.01314% |  | 5035 | 0.01492% | 0.01417% | 5035 | 8032 | 0.01096% | 2750 | 0.01111% | 0.01104% |  | 5035 | 0.01214% | 0.01314% | 0.01264% |  | 5035 | 1264 | 0.01104% | 0.009905%
| Jul | 29 | 20 | 5036 | 658.5274 | 714.2725 | 694.9194 | 0.01405% | 0.01455% | 0.01382% | 0.01096% | 6281 | 0.01111% | 0.01104% |  | 9.9847 | 24.1856 | 26.2994 |  | 5036 | 648.5427 | 690.0868 | 668.6201 |  | 5036 | 0.01412% | 0.01465% | 0.01385% | 0.01091% | 0.01214% | 0.01314% |  | 5036 | 0.01465% | 0.01385% | 5036 | 6095 | 0.01096% | 4493 | 0.01111% | 0.01104% |  | 5036 | 0.01214% | 0.01314% | 0.01264% |  | 5036 | 6281 | 0.01104% | 0.01206%
| Jul | 29 | 21 | 5037 | 649.1432 | 701.9839 | 679.9534 | 0.01385% | 0.01429% | 0.01352% | 0.01096% | 8255 | 0.01111% | 0.01104% |  | 9.9855 | 24.1847 | 26.2989 |  | 5037 | 639.1578 | 677.7992 | 653.6544 |  | 5037 | 0.01391% | 0.01439% | 0.01354% | 0.01091% | 0.01214% | 0.01314% |  | 5037 | 0.01439% | 0.01354% | 5037 | 29 | 0.01096% | 2836 | 0.01111% | 0.01104% |  | 5037 | 0.01214% | 0.01314% | 0.01264% |  | 5037 | 8255 | 0.01104% | 0.01139%
| Jul | 29 | 22 | 5038 | 630.8334 | 682.1733 | 656.7822 | 0.01346% | 0.01389% | 0.01306% | 0.01096% | 7602 | 0.01111% | 0.01104% |  | 9.9862 | 24.1837 | 26.2985 |  | 5038 | 620.8472 | 657.9895 | 630.4837 |  | 5038 | 0.01351% | 0.01397% | 0.01306% | 0.01092% | 0.01213% | 0.01314% |  | 5038 | 0.01397% | 0.01306% | 5038 | 1473 | 0.01096% | 2795 | 0.01111% | 0.01104% |  | 5038 | 0.01213% | 0.01314% | 0.01264% |  | 5038 | 7602 | 0.01104% | 0.01178%
| Jul | 29 | 23 | 5039 | 612.3353 | 658.8995 | 636.5742 | 0.01307% | 0.01342% | 0.01266% | 0.01096% | 2951 | 0.01111% | 0.01104% |  | 9.9869 | 24.1828 | 26.2981 |  | 5039 | 602.3484 | 634.7167 | 610.2761 |  | 5039 | 0.01311% | 0.01347% | 0.01264% | 0.01092% | 0.01213% | 0.01314% |  | 5039 | 0.01347% | 0.01264% | 5039 | 2268 | 0.01096% | 7894 | 0.01111% | 0.01103% |  | 5039 | 0.01213% | 0.01314% | 0.01264% |  | 5039 | 2951 | 0.01103% | 0.0115%
| Jul | 30 | 0 | 5040 | 597.8705 | 643.4829 | 624.6089 | 0.01276% | 0.0131% | 0.01242% | 0.01096% | 1212 | 0.01111% | 0.01104% |  | 9.9877 | 24.1818 | 26.2977 |  | 5040 | 587.8828 | 619.3011 | 598.3112 |  | 5040 | 0.0128% | 0.01314% | 0.01239% | 0.01092% | 0.01213% | 0.01314% |  | 5040 | 0.01314% | 0.01239% | 5040 | 574 | 0.01096% | 4326 | 0.01111% | 0.01103% |  | 5040 | 0.01213% | 0.01314% | 0.01264% |  | 5040 | 1212 | 0.01103% | 0.009859%
| Jul | 30 | 1 | 5041 | 586.5123 | 631.4271 | 616.9852 | 0.01252% | 0.01286% | 0.01227% | 0.01096% | 6018 | 0.01111% | 0.01103% |  | 9.9884 | 24.1809 | 26.2973 |  | 5041 | 576.5239 | 607.2462 | 590.6879 |  | 5041 | 0.01255% | 0.01289% | 0.01223% | 0.01092% | 0.01213% | 0.01314% |  | 5041 | 0.01289% | 0.01223% | 5041 | 323 | 0.01096% | 7922 | 0.01111% | 0.01103% |  | 5041 | 0.01213% | 0.01314% | 0.01264% |  | 5041 | 6018 | 0.01103% | 0.01215%
| Jul | 30 | 2 | 5042 | 578.8428 | 625.1246 | 613.2812 | 0.01235% | 0.01273% | 0.01219% | 0.01096% | 287 | 0.01111% | 0.01103% |  | 9.9892 | 24.1799 | 26.2968 |  | 5042 | 568.8536 | 600.9446 | 586.9843 |  | 5042 | 0.01238% | 0.01275% | 0.01216% | 0.01092% | 0.01213% | 0.01314% |  | 5042 | 0.01275% | 0.01216% | 5042 | 5839 | 0.01096% | 8330 | 0.01111% | 0.01103% |  | 5042 | 0.01213% | 0.01314% | 0.01264% |  | 5042 | 287 | 0.01103% | 0.009226%
| Jul | 30 | 3 | 5043 | 575.179 | 603.0238 | 614.7909 | 0.01228% | 0.01228% | 0.01222% | 0.01096% | 7485 | 0.01111% | 0.01103% |  | 9.9899 | 24.179 | 26.2964 |  | 5043 | 565.189 | 578.8448 | 588.4945 |  | 5043 | 0.0123% | 0.01229% | 0.01219% | 0.01092% | 0.01213% | 0.01314% |  | 5043 | 0.01229% | 0.01219% | 5043 | 497 | 0.01096% | 812 | 0.01111% | 0.01103% |  | 5043 | 0.01213% | 0.01314% | 0.01264% |  | 5043 | 7485 | 0.01103% | 0.01182%
| Jul | 30 | 4 | 5044 | 571.6805 | 591.089 | 616.0662 | 0.0122% | 0.01204% | 0.01225% | 0.01096% | 68 | 0.01111% | 0.01103% |  | 9.9907 | 24.178 | 26.296 |  | 5044 | 561.6898 | 566.911 | 589.7702 |  | 5044 | 0.01223% | 0.01203% | 0.01221% | 0.01092% | 0.01213% | 0.01314% |  | 5044 | 0.01203% | 0.01221% | 5044 | 1342 | 0.01096% | 276 | 0.01111% | 0.01103% |  | 5044 | 0.01213% | 0.01314% | 0.01264% |  | 5044 | 68 | 0.01103% | 0.009146%
| Jul | 30 | 5 | 5045 | 571.1063 | 592.6623 | 618.7481 | 0.01219% | 0.01207% | 0.0123% | 0.01096% | 6014 | 0.01111% | 0.01103% |  | 9.9914 | 24.1771 | 26.2955 |  | 5045 | 561.1149 | 568.4852 | 592.4525 |  | 5045 | 0.01221% | 0.01207% | 0.01227% | 0.01092% | 0.01213% | 0.01314% |  | 5045 | 0.01207% | 0.01227% | 5045 | 6390 | 0.01096% | 637 | 0.01111% | 0.01103% |  | 5045 | 0.01213% | 0.01314% | 0.01264% |  | 5045 | 6014 | 0.01103% | 0.01216%
| Jul | 30 | 6 | 5046 | 577.8259 | 602.4373 | 637.165 | 0.01233% | 0.01227% | 0.01267% | 0.01096% | 6610 | 0.01111% | 0.01103% |  | 9.9922 | 24.1761 | 26.2951 |  | 5046 | 567.8337 | 578.2612 | 610.8699 |  | 5046 | 0.01236% | 0.01227% | 0.01265% | 0.01092% | 0.01213% | 0.01314% |  | 5046 | 0.01227% | 0.01265% | 5046 | 6821 | 0.01096% | 595 | 0.01111% | 0.01103% |  | 5046 | 0.01213% | 0.01314% | 0.01264% |  | 5046 | 6610 | 0.01103% | 0.01199%
| Jul | 30 | 7 | 5047 | 588.5904 | 619.995 | 650.8933 | 0.01256% | 0.01263% | 0.01294% | 0.01096% | 8377 | 0.01111% | 0.01103% |  | 9.9929 | 24.1752 | 26.2947 |  | 5047 | 578.5975 | 595.8199 | 624.5986 |  | 5047 | 0.01259% | 0.01265% | 0.01293% | 0.01092% | 0.01213% | 0.01314% |  | 5047 | 0.01265% | 0.01293% | 5047 | 3056 | 0.01096% | 8721 | 0.01111% | 0.01103% |  | 5047 | 0.01213% | 0.01314% | 0.01264% |  | 5047 | 8377 | 0.01103% | 0.01129%
| Jul | 30 | 8 | 5048 | 606.0672 | 640.3084 | 657.4198 | 0.01294% | 0.01304% | 0.01307% | 0.01096% | 788 | 0.01111% | 0.01103% |  | 9.9937 | 24.1742 | 26.2942 |  | 5048 | 596.0735 | 616.1342 | 631.1256 |  | 5048 | 0.01298% | 0.01308% | 0.01307% | 0.01092% | 0.01213% | 0.01314% |  | 5048 | 0.01308% | 0.01307% | 5048 | 502 | 0.01096% | 2906 | 0.01111% | 0.01103% |  | 5048 | 0.01213% | 0.01314% | 0.01264% |  | 5048 | 788 | 0.01103% | 0.009519%
| Jul | 30 | 9 | 5049 | 627.3073 | 662.4278 | 669.8635 | 0.01339% | 0.01349% | 0.01332% | 0.01096% | 6713 | 0.01111% | 0.01103% |  | 9.9944 | 24.1732 | 26.2938 |  | 5049 | 617.3129 | 638.2545 | 643.5697 |  | 5049 | 0.01344% | 0.01355% | 0.01333% | 0.01092% | 0.01213% | 0.01314% |  | 5049 | 0.01355% | 0.01333% | 5049 | 3486 | 0.01096% | 1145 | 0.01111% | 0.01103% |  | 5049 | 0.01213% | 0.01314% | 0.01264% |  | 5049 | 6713 | 0.01103% | 0.01197%
| Jul | 30 | 10 | 5050 | 646.8159 | 690.738 | 687.3895 | 0.0138% | 0.01407% | 0.01367% | 0.01096% | 397 | 0.01111% | 0.01103% |  | 9.9952 | 24.1723 | 26.2934 |  | 5050 | 636.8207 | 666.5657 | 661.0962 |  | 5050 | 0.01386% | 0.01415% | 0.01369% | 0.01092% | 0.01213% | 0.01314% |  | 5050 | 0.01415% | 0.01369% | 5050 | 2708 | 0.01096% | 39 | 0.01111% | 0.01103% |  | 5050 | 0.01213% | 0.01314% | 0.01264% |  | 5050 | 397 | 0.01103% | 0.009276%
| Jul | 30 | 11 | 5051 | 665.7125 | 719.3834 | 701.8117 | 0.01421% | 0.01465% | 0.01396% | 0.01095% | 7467 | 0.01111% | 0.01103% |  | 9.9959 | 24.1713 | 26.2929 |  | 5051 | 655.7166 | 695.2121 | 675.5188 |  | 5051 | 0.01427% | 0.01476% | 0.01399% | 0.01093% | 0.01213% | 0.01314% |  | 5051 | 0.01476% | 0.01399% | 5051 | 2030 | 0.01096% | 6849 | 0.01111% | 0.01103% |  | 5051 | 0.01213% | 0.01314% | 0.01263% |  | 5051 | 7467 | 0.01103% | 0.01183%
| Jul | 30 | 12 | 5052 | 683.8039 | 739.2126 | 719.7035 | 0.01459% | 0.01505% | 0.01431% | 0.01095% | 6118 | 0.01111% | 0.01103% |  | 9.9967 | 24.1704 | 26.2925 |  | 5052 | 673.8072 | 715.0423 | 693.411 |  | 5052 | 0.01467% | 0.01518% | 0.01436% | 0.01093% | 0.01213% | 0.01314% |  | 5052 | 0.01518% | 0.01436% | 5052 | 6950 | 0.01096% | 8004 | 0.01111% | 0.01103% |  | 5052 | 0.01213% | 0.01314% | 0.01263% |  | 5052 | 6118 | 0.01103% | 0.01211%
| Jul | 30 | 13 | 5053 | 694.2042 | 752.5066 | 736.5075 | 0.01482% | 0.01532% | 0.01465% | 0.01095% | 464 | 0.01111% | 0.01103% |  | 9.9974 | 24.1694 | 26.292 |  | 5053 | 684.2067 | 728.3372 | 710.2155 |  | 5053 | 0.01489% | 0.01546% | 0.01471% | 0.01093% | 0.01213% | 0.01314% |  | 5053 | 0.01546% | 0.01471% | 5053 | 467 | 0.01096% | 5402 | 0.01111% | 0.01103% |  | 5053 | 0.01213% | 0.01314% | 0.01263% |  | 5053 | 464 | 0.01103% | 0.009312%
| Jul | 30 | 14 | 5054 | 701.0387 | 755.4391 | 747.7415 | 0.01496% | 0.01538% | 0.01487% | 0.01095% | 6848 | 0.01111% | 0.01103% |  | 9.9982 | 24.1685 | 26.2916 |  | 5054 | 691.0405 | 731.2707 | 721.4499 |  | 5054 | 0.01504% | 0.01552% | 0.01494% | 0.01093% | 0.01213% | 0.01314% |  | 5054 | 0.01552% | 0.01494% | 5054 | 6333 | 0.01095% | 8720 | 0.01111% | 0.01103% |  | 5054 | 0.01213% | 0.01314% | 0.01263% |  | 5054 | 6848 | 0.01103% | 0.01195%
| Jul | 30 | 15 | 5055 | 703.6304 | 760.7176 | 759.3693 | 0.01502% | 0.01549% | 0.0151% | 0.01095% | 1596 | 0.01111% | 0.01103% |  | 9.9989 | 24.1675 | 26.2911 |  | 5055 | 693.6315 | 736.5501 | 733.0781 |  | 5055 | 0.0151% | 0.01563% | 0.01518% | 0.01093% | 0.01213% | 0.01314% |  | 5055 | 0.01563% | 0.01518% | 5055 | 612 | 0.01095% | 6279 | 0.01111% | 0.01103% |  | 5055 | 0.01213% | 0.01314% | 0.01263% |  | 5055 | 1596 | 0.01103% | 0.01018%
| Jul | 30 | 16 | 5056 | 707.4426 | 758.3902 | 760.8509 | 0.0151% | 0.01544% | 0.01513% | 0.01095% | 7014 | 0.0111% | 0.01103% |  | 9.9997 | 24.1666 | 26.2906 |  | 5056 | 697.4429 | 734.2237 | 734.5602 |  | 5056 | 0.01518% | 0.01558% | 0.01521% | 0.01093% | 0.01213% | 0.01314% |  | 5056 | 0.01558% | 0.01521% | 5056 | 3162 | 0.01095% | 8213 | 0.0111% | 0.01103% |  | 5056 | 0.01213% | 0.01314% | 0.01263% |  | 5056 | 7014 | 0.01103% | 0.01193%
| Jul | 30 | 17 | 5057 | 705.3693 | 753.0931 | 743.4279 | 0.01505% | 0.01534% | 0.01478% | 0.01095% | 7582 | 0.0111% | 0.01103% |  | 10.0005 | 24.1656 | 26.2902 |  | 5057 | 695.3688 | 728.9275 | 717.1377 |  | 5057 | 0.01514% | 0.01547% | 0.01485% | 0.01093% | 0.01213% | 0.01314% |  | 5057 | 0.01547% | 0.01485% | 5057 | 2693 | 0.01095% | 7801 | 0.0111% | 0.01103% |  | 5057 | 0.01213% | 0.01314% | 0.01263% |  | 5057 | 7582 | 0.01103% | 0.01179%
| Jul | 30 | 18 | 5058 | 686.4673 | 732.3981 | 729.2027 | 0.01465% | 0.01491% | 0.0145% | 0.01095% | 7849 | 0.0111% | 0.01103% |  | 10.0012 | 24.1646 | 26.2897 |  | 5058 | 676.4661 | 708.2334 | 702.9129 |  | 5058 | 0.01473% | 0.01503% | 0.01456% | 0.01093% | 0.01213% | 0.01314% |  | 5058 | 0.01503% | 0.01456% | 5058 | 486 | 0.01095% | 7889 | 0.0111% | 0.01103% |  | 5058 | 0.01213% | 0.01314% | 0.01263% |  | 5058 | 7849 | 0.01103% | 0.01166%
| Jul | 30 | 19 | 5059 | 666.5548 | 716.1157 | 714.0865 | 0.01423% | 0.01458% | 0.0142% | 0.01095% | 8261 | 0.0111% | 0.01103% |  | 10.002 | 24.1637 | 26.2893 |  | 5059 | 656.5528 | 691.9521 | 687.7973 |  | 5059 | 0.01429% | 0.01469% | 0.01424% | 0.01093% | 0.01212% | 0.01314% |  | 5059 | 0.01469% | 0.01424% | 5059 | 3534 | 0.01095% | 7483 | 0.0111% | 0.01103% |  | 5059 | 0.01212% | 0.01314% | 0.01263% |  | 5059 | 8261 | 0.01103% | 0.01138%
| Jul | 30 | 20 | 5060 | 651.1642 | 704.665 | 697.32 | 0.0139% | 0.01435% | 0.01387% | 0.01095% | 549 | 0.0111% | 0.01103% |  | 10.0027 | 24.1627 | 26.2888 |  | 5060 | 641.1615 | 680.5023 | 671.0312 |  | 5060 | 0.01396% | 0.01444% | 0.0139% | 0.01093% | 0.01212% | 0.01314% |  | 5060 | 0.01444% | 0.0139% | 5060 | 7536 | 0.01095% | 3348 | 0.0111% | 0.01103% |  | 5060 | 0.01212% | 0.01314% | 0.01263% |  | 5060 | 549 | 0.01103% | 0.009361%
| Jul | 30 | 21 | 5061 | 642.8259 | 692.5254 | 683.798 | 0.01372% | 0.0141% | 0.0136% | 0.01095% | 5664 | 0.0111% | 0.01103% |  | 10.0035 | 24.1618 | 26.2883 |  | 5061 | 632.8224 | 668.3637 | 657.5097 |  | 5061 | 0.01378% | 0.01419% | 0.01362% | 0.01093% | 0.01212% | 0.01314% |  | 5061 | 0.01419% | 0.01362% | 5061 | 3070 | 0.01095% | 8332 | 0.0111% | 0.01103% |  | 5061 | 0.01212% | 0.01314% | 0.01263% |  | 5061 | 5664 | 0.01103% | 0.01233%
| Jul | 30 | 22 | 5062 | 622.6237 | 666.9615 | 660.8707 | 0.01329% | 0.01358% | 0.01314% | 0.01095% | 6580 | 0.0111% | 0.01103% |  | 10.0042 | 24.1608 | 26.2879 |  | 5062 | 612.6195 | 642.8007 | 634.5828 |  | 5062 | 0.01334% | 0.01364% | 0.01314% | 0.01093% | 0.01212% | 0.01314% |  | 5062 | 0.01364% | 0.01314% | 5062 | 8353 | 0.01095% | 3653 | 0.0111% | 0.01103% |  | 5062 | 0.01212% | 0.01314% | 0.01263% |  | 5062 | 6580 | 0.01103% | 0.01199%
| Jul | 30 | 23 | 5063 | 604.4251 | 644.4697 | 642.1256 | 0.0129% | 0.01312% | 0.01277% | 0.01095% | 7921 | 0.0111% | 0.01103% |  | 10.005 | 24.1599 | 26.2874 |  | 5063 | 594.4201 | 620.3099 | 615.8382 |  | 5063 | 0.01294% | 0.01317% | 0.01275% | 0.01094% | 0.01212% | 0.01314% |  | 5063 | 0.01317% | 0.01275% | 5063 | 5852 | 0.01095% | 3195 | 0.0111% | 0.01103% |  | 5063 | 0.01212% | 0.01314% | 0.01263% |  | 5063 | 7921 | 0.01103% | 0.01162%
| Jul | 31 | 0 | 5064 | 592.833 | 625.9996 | 628.9693 | 0.01265% | 0.01275% | 0.01251% | 0.01095% | 8064 | 0.0111% | 0.01103% |  | 10.0057 | 24.1589 | 26.2869 |  | 5064 | 582.8273 | 601.8407 | 602.6824 |  | 5064 | 0.01269% | 0.01277% | 0.01248% | 0.01094% | 0.01212% | 0.01314% |  | 5064 | 0.01277% | 0.01248% | 5064 | 7681 | 0.01095% | 7958 | 0.0111% | 0.01103% |  | 5064 | 0.01212% | 0.01314% | 0.01263% |  | 5064 | 8064 | 0.01103% | 0.01153%
| Jul | 31 | 1 | 5065 | 585.4046 | 614.8748 | 613.9376 | 0.01249% | 0.01252% | 0.01221% | 0.01095% | 149 | 0.0111% | 0.01103% |  | 10.0065 | 24.1579 | 26.2864 |  | 5065 | 575.3981 | 590.7168 | 587.6511 |  | 5065 | 0.01253% | 0.01254% | 0.01217% | 0.01094% | 0.01212% | 0.01314% |  | 5065 | 0.01254% | 0.01217% | 5065 | 3221 | 0.01095% | 5361 | 0.0111% | 0.01103% |  | 5065 | 0.01212% | 0.01314% | 0.01263% |  | 5065 | 149 | 0.01103% | 0.009174%
| Jul | 31 | 2 | 5066 | 577.2676 | 607.9671 | 610.3555 | 0.01232% | 0.01238% | 0.01214% | 0.01095% | 2047 | 0.0111% | 0.01102% |  | 10.0072 | 24.157 | 26.286 |  | 5066 | 567.2603 | 583.8101 | 584.0695 |  | 5066 | 0.01235% | 0.01239% | 0.0121% | 0.01094% | 0.01212% | 0.01314% |  | 5066 | 0.01239% | 0.0121% | 5066 | 7680 | 0.01095% | 3218 | 0.0111% | 0.01103% |  | 5066 | 0.01212% | 0.01314% | 0.01263% |  | 5066 | 2047 | 0.01103% | 0.01056%
| Jul | 31 | 3 | 5067 | 576.1827 | 608.926 | 612.8311 | 0.0123% | 0.0124% | 0.01219% | 0.01095% | 2906 | 0.0111% | 0.01102% |  | 10.008 | 24.156 | 26.2855 |  | 5067 | 566.1747 | 584.77 | 586.5456 |  | 5067 | 0.01232% | 0.01241% | 0.01215% | 0.01094% | 0.01212% | 0.01314% |  | 5067 | 0.01241% | 0.01215% | 5067 | 7001 | 0.01095% | 581 | 0.0111% | 0.01102% |  | 5067 | 0.01212% | 0.01314% | 0.01263% |  | 5067 | 2906 | 0.01102% | 0.01145%
| Jul | 31 | 4 | 5068 | 578.5192 | 609.0191 | 617.4353 | 0.01235% | 0.0124% | 0.01228% | 0.01095% | 5855 | 0.0111% | 0.01102% |  | 10.0088 | 24.1551 | 26.285 |  | 5068 | 568.5105 | 584.864 | 591.1503 |  | 5068 | 0.01238% | 0.01241% | 0.01224% | 0.01094% | 0.01212% | 0.01314% |  | 5068 | 0.01241% | 0.01224% | 5068 | 8643 | 0.01095% | 3238 | 0.0111% | 0.01102% |  | 5068 | 0.01212% | 0.01314% | 0.01263% |  | 5068 | 5855 | 0.01102% | 0.01223%
| Jul | 31 | 5 | 5069 | 581.7575 | 610.0338 | 619.0107 | 0.01242% | 0.01242% | 0.01231% | 0.01095% | 7992 | 0.0111% | 0.01102% |  | 10.0095 | 24.1541 | 26.2845 |  | 5069 | 571.748 | 585.8797 | 592.7261 |  | 5069 | 0.01245% | 0.01244% | 0.01227% | 0.01094% | 0.01212% | 0.01314% |  | 5069 | 0.01244% | 0.01227% | 5069 | 3367 | 0.01095% | 1703 | 0.0111% | 0.01102% |  | 5069 | 0.01212% | 0.01314% | 0.01263% |  | 5069 | 7992 | 0.01102% | 0.01157%
| Jul | 31 | 6 | 5070 | 596.9079 | 615.0889 | 636.9212 | 0.01274% | 0.01253% | 0.01266% | 0.01095% | 7994 | 0.0111% | 0.01102% |  | 10.0103 | 24.1532 | 26.284 |  | 5070 | 586.8976 | 590.9357 | 610.6372 |  | 5070 | 0.01278% | 0.01254% | 0.01265% | 0.01094% | 0.01212% | 0.01314% |  | 5070 | 0.01254% | 0.01265% | 5070 | 1469 | 0.01095% | 2930 | 0.0111% | 0.01102% |  | 5070 | 0.01212% | 0.01314% | 0.01263% |  | 5070 | 7994 | 0.01102% | 0.01157%
| Jul | 31 | 7 | 5071 | 617.8589 | 630.3751 | 653.6877 | 0.01319% | 0.01284% | 0.013% | 0.01095% | 8357 | 0.0111% | 0.01102% |  | 10.011 | 24.1522 | 26.2835 |  | 5071 | 607.8478 | 606.2229 | 627.4042 |  | 5071 | 0.01323% | 0.01287% | 0.01299% | 0.01094% | 0.01212% | 0.01314% |  | 5071 | 0.01287% | 0.01299% | 5071 | 8373 | 0.01095% | 1698 | 0.0111% | 0.01102% |  | 5071 | 0.01212% | 0.01314% | 0.01263% |  | 5071 | 8357 | 0.01102% | 0.01131%
| Jul | 31 | 8 | 5072 | 630.6108 | 646.853 | 663.0181 | 0.01346% | 0.01317% | 0.01318% | 0.01095% | 1106 | 0.0111% | 0.01102% |  | 10.0118 | 24.1512 | 26.283 |  | 5072 | 620.599 | 622.7017 | 636.735 |  | 5072 | 0.01351% | 0.01322% | 0.01319% | 0.01094% | 0.01212% | 0.01314% |  | 5072 | 0.01322% | 0.01319% | 5072 | 1159 | 0.01095% | 2748 | 0.0111% | 0.01102% |  | 5072 | 0.01212% | 0.01314% | 0.01263% |  | 5072 | 1106 | 0.01102% | 0.009769%
| Jul | 31 | 9 | 5073 | 647.2626 | 666.5705 | 676.6807 | 0.01381% | 0.01357% | 0.01346% | 0.01095% | 3520 | 0.0111% | 0.01102% |  | 10.0125 | 24.1503 | 26.2825 |  | 5073 | 637.2501 | 642.4202 | 650.3982 |  | 5073 | 0.01387% | 0.01364% | 0.01347% | 0.01094% | 0.01212% | 0.01314% |  | 5073 | 0.01364% | 0.01347% | 5073 | 6317 | 0.01095% | 8124 | 0.0111% | 0.01102% |  | 5073 | 0.01212% | 0.01314% | 0.01263% |  | 5073 | 3520 | 0.01102% | 0.01209%
| Jul | 31 | 10 | 5074 | 665.1613 | 684.1469 | 689.1431 | 0.0142% | 0.01393% | 0.0137% | 0.01095% | 5497 | 0.0111% | 0.01102% |  | 10.0133 | 24.1493 | 26.282 |  | 5074 | 655.148 | 659.9975 | 662.861 |  | 5074 | 0.01426% | 0.01401% | 0.01373% | 0.01094% | 0.01212% | 0.01314% |  | 5074 | 0.01401% | 0.01373% | 5074 | 8734 | 0.01095% | 598 | 0.0111% | 0.01102% |  | 5074 | 0.01212% | 0.01314% | 0.01263% |  | 5074 | 5497 | 0.01102% | 0.01242%
| Jul | 31 | 11 | 5075 | 685.4263 | 710.558 | 700.527 | 0.01463% | 0.01447% | 0.01393% | 0.01095% | 2836 | 0.0111% | 0.01102% |  | 10.0141 | 24.1484 | 26.2815 |  | 5075 | 675.4122 | 686.4096 | 674.2455 |  | 5075 | 0.0147% | 0.01457% | 0.01396% | 0.01095% | 0.01212% | 0.01314% |  | 5075 | 0.01457% | 0.01396% | 5075 | 7990 | 0.01095% | 4492 | 0.0111% | 0.01102% |  | 5075 | 0.01212% | 0.01314% | 0.01263% |  | 5075 | 2836 | 0.01102% | 0.01138%
| Jul | 31 | 12 | 5076 | 709.4181 | 730.9365 | 721.9822 | 0.01514% | 0.01488% | 0.01436% | 0.01094% | 6916 | 0.0111% | 0.01102% |  | 10.0148 | 24.1474 | 26.281 |  | 5076 | 699.4033 | 706.7891 | 695.7011 |  | 5076 | 0.01522% | 0.015% | 0.01441% | 0.01095% | 0.01212% | 0.01314% |  | 5076 | 0.015% | 0.01441% | 5076 | 8732 | 0.01095% | 3407 | 0.0111% | 0.01102% |  | 5076 | 0.01212% | 0.01314% | 0.01263% |  | 5076 | 6916 | 0.01102% | 0.01194%
| Jul | 31 | 13 | 5077 | 723.7966 | 743.1785 | 740.4366 | 0.01545% | 0.01513% | 0.01472% | 0.01094% | 316 | 0.0111% | 0.01102% |  | 10.0156 | 24.1465 | 26.2805 |  | 5077 | 713.781 | 719.032 | 714.1561 |  | 5077 | 0.01554% | 0.01526% | 0.01479% | 0.01095% | 0.01212% | 0.01314% |  | 5077 | 0.01526% | 0.01479% | 5077 | 6352 | 0.01095% | 7484 | 0.0111% | 0.01102% |  | 5077 | 0.01212% | 0.01314% | 0.01263% |  | 5077 | 316 | 0.01102% | 0.009238%
| Jul | 31 | 14 | 5078 | 733.313 | 753.3631 | 754.1555 | 0.01565% | 0.01534% | 0.015% | 0.01094% | 7799 | 0.01109% | 0.01102% |  | 10.0163 | 24.1455 | 26.28 |  | 5078 | 723.2967 | 729.2176 | 727.8755 |  | 5078 | 0.01574% | 0.01548% | 0.01507% | 0.01095% | 0.01212% | 0.01314% |  | 5078 | 0.01548% | 0.01507% | 5078 | 452 | 0.01095% | 12 | 0.0111% | 0.01102% |  | 5078 | 0.01212% | 0.01314% | 0.01263% |  | 5078 | 7799 | 0.01102% | 0.01169%
| Jul | 31 | 15 | 5079 | 739.2134 | 751.5757 | 763.6734 | 0.01578% | 0.0153% | 0.01519% | 0.01094% | 2930 | 0.01109% | 0.01102% |  | 10.0171 | 24.1445 | 26.2795 |  | 5079 | 729.1963 | 727.4311 | 737.3939 |  | 5079 | 0.01587% | 0.01544% | 0.01527% | 0.01095% | 0.01212% | 0.01313% |  | 5079 | 0.01544% | 0.01527% | 5079 | 7423 | 0.01095% | 6760 | 0.0111% | 0.01102% |  | 5079 | 0.01212% | 0.01313% | 0.01262% |  | 5079 | 2930 | 0.01102% | 0.01148%
| Jul | 31 | 16 | 5080 | 740.8435 | 757.692 | 763.2421 | 0.01581% | 0.01543% | 0.01518% | 0.01094% | 700 | 0.01109% | 0.01102% |  | 10.0179 | 24.1436 | 26.279 |  | 5080 | 730.8257 | 733.5485 | 736.963 |  | 5080 | 0.01591% | 0.01557% | 0.01526% | 0.01095% | 0.01211% | 0.01313% |  | 5080 | 0.01557% | 0.01526% | 5080 | 1098 | 0.01095% | 3673 | 0.0111% | 0.01102% |  | 5080 | 0.01211% | 0.01313% | 0.01262% |  | 5080 | 700 | 0.01102% | 0.009458%
| Jul | 31 | 17 | 5081 | 738.0873 | 751.9201 | 759.5193 | 0.01575% | 0.01531% | 0.0151% | 0.01094% | 202 | 0.01109% | 0.01102% |  | 10.0186 | 24.1426 | 26.2785 |  | 5081 | 728.0687 | 727.7775 | 733.2408 |  | 5081 | 0.01585% | 0.01545% | 0.01518% | 0.01095% | 0.01211% | 0.01313% |  | 5081 | 0.01545% | 0.01518% | 5081 | 7819 | 0.01095% | 4494 | 0.0111% | 0.01102% |  | 5081 | 0.01211% | 0.01313% | 0.01262% |  | 5081 | 202 | 0.01102% | 0.009193%
| Jul | 31 | 18 | 5082 | 716.6974 | 732.5191 | 742.2933 | 0.0153% | 0.01492% | 0.01476% | 0.01094% | 4901 | 0.01109% | 0.01102% |  | 10.0194 | 24.1417 | 26.278 |  | 5082 | 706.6781 | 708.3774 | 716.0153 |  | 5082 | 0.01538% | 0.01504% | 0.01483% | 0.01095% | 0.01211% | 0.01313% |  | 5082 | 0.01504% | 0.01483% | 5082 | 6042 | 0.01094% | 1139 | 0.0111% | 0.01102% |  | 5082 | 0.01211% | 0.01313% | 0.01262% |  | 5082 | 4901 | 0.01102% | 0.01268%
| Jul | 31 | 19 | 5083 | 695.804 | 722.0738 | 723.52 | 0.01485% | 0.0147% | 0.01439% | 0.01094% | 2795 | 0.01109% | 0.01102% |  | 10.0201 | 24.1407 | 26.2775 |  | 5083 | 685.7838 | 697.9331 | 697.2426 |  | 5083 | 0.01493% | 0.01481% | 0.01444% | 0.01095% | 0.01211% | 0.01313% |  | 5083 | 0.01481% | 0.01444% | 5083 | 7090 | 0.01094% | 7794 | 0.0111% | 0.01102% |  | 5083 | 0.01211% | 0.01313% | 0.01262% |  | 5083 | 2795 | 0.01102% | 0.01133%
| Jul | 31 | 20 | 5084 | 677.8947 | 711.5727 | 709.8386 | 0.01447% | 0.01449% | 0.01411% | 0.01094% | 1048 | 0.01109% | 0.01102% |  | 10.0209 | 24.1397 | 26.2769 |  | 5084 | 667.8738 | 687.433 | 683.5617 |  | 5084 | 0.01454% | 0.01459% | 0.01416% | 0.01095% | 0.01211% | 0.01313% |  | 5084 | 0.01459% | 0.01416% | 5084 | 958 | 0.01094% | 684 | 0.0111% | 0.01102% |  | 5084 | 0.01211% | 0.01313% | 0.01262% |  | 5084 | 1048 | 0.01102% | 0.00972%
| Jul | 31 | 21 | 5085 | 665.4368 | 697.5991 | 699.0173 | 0.0142% | 0.01421% | 0.0139% | 0.01094% | 8117 | 0.01109% | 0.01102% |  | 10.0217 | 24.1388 | 26.2764 |  | 5085 | 655.4151 | 673.4603 | 672.7409 |  | 5085 | 0.01427% | 0.01429% | 0.01393% | 0.01095% | 0.01211% | 0.01313% |  | 5085 | 0.01429% | 0.01393% | 5085 | 8059 | 0.01094% | 221 | 0.0111% | 0.01102% |  | 5085 | 0.01211% | 0.01313% | 0.01262% |  | 5085 | 8117 | 0.01102% | 0.01149%
| Jul | 31 | 22 | 5086 | 641.0076 | 678.5053 | 673.0236 | 0.01368% | 0.01382% | 0.01338% | 0.01094% | 8425 | 0.01109% | 0.01102% |  | 10.0224 | 24.1378 | 26.2759 |  | 5086 | 630.9852 | 654.3675 | 646.7477 |  | 5086 | 0.01374% | 0.01389% | 0.01339% | 0.01095% | 0.01211% | 0.01313% |  | 5086 | 0.01389% | 0.01339% | 5086 | 3697 | 0.01094% | 3 | 0.0111% | 0.01102% |  | 5086 | 0.01211% | 0.01313% | 0.01262% |  | 5086 | 8425 | 0.01102% | 0.01125%
| Jul | 31 | 23 | 5087 | 619.4545 | 656.8048 | 653.5189 | 0.01322% | 0.01337% | 0.01299% | 0.01094% | 1431 | 0.01109% | 0.01102% |  | 10.0232 | 24.1369 | 26.2754 |  | 5087 | 609.4313 | 632.668 | 627.2435 |  | 5087 | 0.01327% | 0.01343% | 0.01299% | 0.01096% | 0.01211% | 0.01313% |  | 5087 | 0.01343% | 0.01299% | 5087 | 2096 | 0.01094% | 1082 | 0.0111% | 0.01102% |  | 5087 | 0.01211% | 0.01313% | 0.01262% |  | 5087 | 1431 | 0.01102% | 0.01005%
| Aug | 1 | 0 | 5088 | 604.5936 | 640.1501 | 637.4182 | 0.0129% | 0.01304% | 0.01267% | 0.01094% | 7183 | 0.01109% | 0.01102% |  | 10.024 | 24.1359 | 26.2748 |  | 5088 | 594.5696 | 616.0142 | 611.1433 |  | 5088 | 0.01294% | 0.01307% | 0.01266% | 0.01096% | 0.01211% | 0.01313% |  | 5088 | 0.01307% | 0.01266% | 5088 | 7891 | 0.01094% | 8424 | 0.0111% | 0.01102% |  | 5088 | 0.01211% | 0.01313% | 0.01262% |  | 5088 | 7183 | 0.01102% | 0.0119%
| Aug | 1 | 1 | 5089 | 595.5951 | 612.6405 | 628.3973 | 0.01271% | 0.01248% | 0.0125% | 0.01094% | 1107 | 0.01109% | 0.01102% |  | 10.0247 | 24.1349 | 26.2743 |  | 5089 | 585.5704 | 588.5055 | 602.123 |  | 5089 | 0.01275% | 0.01249% | 0.01247% | 0.01096% | 0.01211% | 0.01313% |  | 5089 | 0.01249% | 0.01247% | 5089 | 6431 | 0.01094% | 4323 | 0.01109% | 0.01102% |  | 5089 | 0.01211% | 0.01313% | 0.01262% |  | 5089 | 1107 | 0.01102% | 0.009769%
| Aug | 1 | 2 | 5090 | 591.0211 | 596.3209 | 624.8339 | 0.01261% | 0.01214% | 0.01242% | 0.01094% | 2750 | 0.01109% | 0.01102% |  | 10.0255 | 24.134 | 26.2738 |  | 5090 | 580.9956 | 572.1869 | 598.5601 |  | 5090 | 0.01265% | 0.01214% | 0.0124% | 0.01096% | 0.01211% | 0.01313% |  | 5090 | 0.01214% | 0.0124% | 5090 | 2991 | 0.01094% | 2866 | 0.01109% | 0.01102% |  | 5090 | 0.01211% | 0.01313% | 0.01262% |  | 5090 | 2750 | 0.01102% | 0.01128%
| Aug | 1 | 3 | 5091 | 587.8303 | 594.5987 | 622.3865 | 0.01255% | 0.01211% | 0.01238% | 0.01094% | 6140 | 0.01109% | 0.01101% |  | 10.0262 | 24.133 | 26.2732 |  | 5091 | 577.8041 | 570.4656 | 596.1132 |  | 5091 | 0.01258% | 0.01211% | 0.01234% | 0.01096% | 0.01211% | 0.01313% |  | 5091 | 0.01211% | 0.01234% | 5091 | 6757 | 0.01094% | 288 | 0.01109% | 0.01102% |  | 5091 | 0.01211% | 0.01313% | 0.01262% |  | 5091 | 6140 | 0.01102% | 0.0121%
| Aug | 1 | 4 | 5092 | 590.2298 | 591.8151 | 625.2278 | 0.0126% | 0.01205% | 0.01243% | 0.01094% | 6229 | 0.01109% | 0.01101% |  | 10.027 | 24.1321 | 26.2727 |  | 5092 | 580.2028 | 567.683 | 598.9551 |  | 5092 | 0.01263% | 0.01205% | 0.0124% | 0.01096% | 0.01211% | 0.01313% |  | 5092 | 0.01205% | 0.0124% | 5092 | 430 | 0.01094% | 1432 | 0.01109% | 0.01102% |  | 5092 | 0.01211% | 0.01313% | 0.01262% |  | 5092 | 6229 | 0.01102% | 0.01207%
| Aug | 1 | 5 | 5093 | 588.6498 | 592.9788 | 626.353 | 0.01256% | 0.01208% | 0.01245% | 0.01094% | 4 | 0.01109% | 0.01101% |  | 10.0278 | 24.1311 | 26.2722 |  | 5093 | 578.622 | 568.8477 | 600.0809 |  | 5093 | 0.0126% | 0.01207% | 0.01243% | 0.01096% | 0.01211% | 0.01313% |  | 5093 | 0.01207% | 0.01243% | 5093 | 140 | 0.01094% | 474 | 0.01109% | 0.01102% |  | 5093 | 0.01211% | 0.01313% | 0.01262% |  | 5093 | 4 | 0.01102% | 0.009125%
| Aug | 1 | 6 | 5094 | 598.2915 | 606.1983 | 639.575 | 0.01277% | 0.01234% | 0.01272% | 0.01094% | 7462 | 0.01109% | 0.01101% |  | 10.0285 | 24.1301 | 26.2716 |  | 5094 | 588.263 | 582.0682 | 613.3033 |  | 5094 | 0.01281% | 0.01235% | 0.0127% | 0.01096% | 0.01211% | 0.01313% |  | 5094 | 0.01235% | 0.0127% | 5094 | 3160 | 0.01094% | 7450 | 0.01109% | 0.01102% |  | 5094 | 0.01211% | 0.01313% | 0.01262% |  | 5094 | 7462 | 0.01102% | 0.01183%
| Aug | 1 | 7 | 5095 | 612.243 | 629.0159 | 656.9135 | 0.01307% | 0.01281% | 0.01306% | 0.01094% | 3024 | 0.01109% | 0.01101% |  | 10.0293 | 24.1292 | 26.2711 |  | 5095 | 602.2137 | 604.8867 | 630.6424 |  | 5095 | 0.01311% | 0.01284% | 0.01306% | 0.01096% | 0.01211% | 0.01313% |  | 5095 | 0.01284% | 0.01306% | 5095 | 692 | 0.01094% | 744 | 0.01109% | 0.01102% |  | 5095 | 0.01211% | 0.01313% | 0.01262% |  | 5095 | 3024 | 0.01102% | 0.01158%
| Aug | 1 | 8 | 5096 | 622.3673 | 644.87 | 665.503 | 0.01328% | 0.01313% | 0.01323% | 0.01094% | 6231 | 0.01109% | 0.01101% |  | 10.0301 | 24.1282 | 26.2705 |  | 5096 | 612.3372 | 620.7418 | 639.2325 |  | 5096 | 0.01333% | 0.01318% | 0.01324% | 0.01096% | 0.01211% | 0.01313% |  | 5096 | 0.01318% | 0.01324% | 5096 | 6756 | 0.01094% | 7640 | 0.01109% | 0.01102% |  | 5096 | 0.01211% | 0.01313% | 0.01262% |  | 5096 | 6231 | 0.01102% | 0.01207%
| Aug | 1 | 9 | 5097 | 633.3044 | 661.1524 | 680.0659 | 0.01352% | 0.01346% | 0.01352% | 0.01094% | 699 | 0.01109% | 0.01101% |  | 10.0308 | 24.1273 | 26.27 |  | 5097 | 623.2736 | 637.0251 | 653.7959 |  | 5097 | 0.01357% | 0.01352% | 0.01354% | 0.01096% | 0.01211% | 0.01313% |  | 5097 | 0.01352% | 0.01354% | 5097 | 8294 | 0.01094% | 128 | 0.01109% | 0.01102% |  | 5097 | 0.01211% | 0.01313% | 0.01262% |  | 5097 | 699 | 0.01102% | 0.009457%
| Aug | 1 | 10 | 5098 | 652.5102 | 679.4828 | 695.2477 | 0.01393% | 0.01384% | 0.01382% | 0.01094% | 8308 | 0.01109% | 0.01101% |  | 10.0316 | 24.1263 | 26.2694 |  | 5098 | 642.4786 | 655.3565 | 668.9782 |  | 5098 | 0.01399% | 0.01391% | 0.01385% | 0.01096% | 0.01211% | 0.01313% |  | 5098 | 0.01391% | 0.01385% | 5098 | 6524 | 0.01094% | 8376 | 0.01109% | 0.01102% |  | 5098 | 0.01211% | 0.01313% | 0.01262% |  | 5098 | 8308 | 0.01102% | 0.01135%
| Aug | 1 | 11 | 5099 | 681.2699 | 705.9684 | 712.0329 | 0.01454% | 0.01438% | 0.01416% | 0.01094% | 6868 | 0.01109% | 0.01101% |  | 10.0324 | 24.1253 | 26.2689 |  | 5099 | 671.2376 | 681.843 | 685.764 |  | 5099 | 0.01461% | 0.01447% | 0.0142% | 0.01097% | 0.01211% | 0.01313% |  | 5099 | 0.01447% | 0.0142% | 5099 | 8654 | 0.01094% | 3843 | 0.01109% | 0.01101% |  | 5099 | 0.01211% | 0.01313% | 0.01262% |  | 5099 | 6868 | 0.01101% | 0.01195%
| Aug | 1 | 12 | 5100 | 707.2623 | 739.0265 | 734.3414 | 0.0151% | 0.01505% | 0.0146% | 0.01094% | 3388 | 0.01109% | 0.01101% |  | 10.0331 | 24.1244 | 26.2683 |  | 5100 | 697.2292 | 714.9021 | 708.0731 |  | 5100 | 0.01518% | 0.01517% | 0.01466% | 0.01097% | 0.0121% | 0.01313% |  | 5100 | 0.01517% | 0.01466% | 5100 | 3554 | 0.01094% | 2781 | 0.01109% | 0.01101% |  | 5100 | 0.0121% | 0.01313% | 0.01262% |  | 5100 | 3388 | 0.01101% | 0.01197%
| Aug | 1 | 13 | 5101 | 723.0116 | 760.3266 | 752.2801 | 0.01543% | 0.01548% | 0.01496% | 0.01094% | 8729 | 0.01109% | 0.01101% |  | 10.0339 | 24.1234 | 26.2678 |  | 5101 | 712.9777 | 736.2032 | 726.0123 |  | 5101 | 0.01552% | 0.01563% | 0.01503% | 0.01097% | 0.0121% | 0.01313% |  | 5101 | 0.01563% | 0.01503% | 5101 | 7668 | 0.01094% | 5403 | 0.01109% | 0.01101% |  | 5101 | 0.0121% | 0.01313% | 0.01262% |  | 5101 | 8729 | 0.01101% | 0.011%
| Aug | 1 | 14 | 5102 | 733.5024 | 773.7882 | 766.6272 | 0.01566% | 0.01576% | 0.01524% | 0.01094% | 617 | 0.01109% | 0.01101% |  | 10.0347 | 24.1225 | 26.2672 |  | 5102 | 723.4677 | 749.6657 | 740.36 |  | 5102 | 0.01575% | 0.01591% | 0.01533% | 0.01097% | 0.0121% | 0.01313% |  | 5102 | 0.01591% | 0.01533% | 5102 | 7882 | 0.01094% | 311 | 0.01109% | 0.01101% |  | 5102 | 0.0121% | 0.01313% | 0.01262% |  | 5102 | 617 | 0.01101% | 0.009404%
| Aug | 1 | 15 | 5103 | 739.3424 | 774.1792 | 773.1444 | 0.01578% | 0.01576% | 0.01537% | 0.01094% | 6539 | 0.01108% | 0.01101% |  | 10.0354 | 24.1215 | 26.2666 |  | 5103 | 729.3069 | 750.0577 | 746.8778 |  | 5103 | 0.01588% | 0.01592% | 0.01547% | 0.01097% | 0.0121% | 0.01313% |  | 5103 | 0.01592% | 0.01547% | 5103 | 551 | 0.01094% | 4324 | 0.01109% | 0.01101% |  | 5103 | 0.0121% | 0.01313% | 0.01262% |  | 5103 | 6539 | 0.01101% | 0.012%
| Aug | 1 | 16 | 5104 | 738.5456 | 775.1567 | 773.1069 | 0.01576% | 0.01578% | 0.01537% | 0.01094% | 7004 | 0.01108% | 0.01101% |  | 10.0362 | 24.1205 | 26.2661 |  | 5104 | 728.5094 | 751.0361 | 746.8408 |  | 5104 | 0.01586% | 0.01594% | 0.01547% | 0.01097% | 0.0121% | 0.01313% |  | 5104 | 0.01594% | 0.01547% | 5104 | 6963 | 0.01094% | 7291 | 0.01109% | 0.01101% |  | 5104 | 0.0121% | 0.01313% | 0.01262% |  | 5104 | 7004 | 0.01101% | 0.01193%
| Aug | 1 | 17 | 5105 | 729.9077 | 770.4647 | 769.8249 | 0.01558% | 0.01569% | 0.01531% | 0.01094% | 696 | 0.01108% | 0.01101% |  | 10.037 | 24.1196 | 26.2655 |  | 5105 | 719.8707 | 746.3451 | 743.5594 |  | 5105 | 0.01567% | 0.01584% | 0.0154% | 0.01097% | 0.0121% | 0.01313% |  | 5105 | 0.01584% | 0.0154% | 5105 | 8535 | 0.01094% | 6079 | 0.01109% | 0.01101% |  | 5105 | 0.0121% | 0.01313% | 0.01262% |  | 5105 | 696 | 0.01101% | 0.009455%
| Aug | 1 | 18 | 5106 | 706.9497 | 748.4384 | 750.3952 | 0.01509% | 0.01524% | 0.01492% | 0.01094% | 7800 | 0.01108% | 0.01101% |  | 10.0377 | 24.1186 | 26.2649 |  | 5106 | 696.912 | 724.3198 | 724.1303 |  | 5106 | 0.01517% | 0.01537% | 0.015% | 0.01097% | 0.0121% | 0.01313% |  | 5106 | 0.01537% | 0.015% | 5106 | 5741 | 0.01094% | 504 | 0.01109% | 0.01101% |  | 5106 | 0.0121% | 0.01313% | 0.01261% |  | 5106 | 7800 | 0.01101% | 0.01169%
| Aug | 1 | 19 | 5107 | 691.4752 | 727.5944 | 729.7934 | 0.01476% | 0.01482% | 0.01451% | 0.01094% | 3465 | 0.01108% | 0.01101% |  | 10.0385 | 24.1177 | 26.2644 |  | 5107 | 681.4367 | 703.4767 | 703.5291 |  | 5107 | 0.01483% | 0.01493% | 0.01457% | 0.01097% | 0.0121% | 0.01313% |  | 5107 | 0.01493% | 0.01457% | 5107 | 2984 | 0.01094% | 698 | 0.01109% | 0.01101% |  | 5107 | 0.0121% | 0.01313% | 0.01261% |  | 5107 | 3465 | 0.01101% | 0.01204%
| Aug | 1 | 20 | 5108 | 673.7144 | 712.485 | 715.2118 | 0.01438% | 0.01451% | 0.01422% | 0.01094% | 2989 | 0.01108% | 0.01101% |  | 10.0393 | 24.1167 | 26.2638 |  | 5108 | 663.6751 | 688.3683 | 688.948 |  | 5108 | 0.01445% | 0.01461% | 0.01427% | 0.01097% | 0.0121% | 0.01313% |  | 5108 | 0.01461% | 0.01427% | 5108 | 603 | 0.01094% | 1806 | 0.01109% | 0.01101% |  | 5108 | 0.0121% | 0.01313% | 0.01261% |  | 5108 | 2989 | 0.01101% | 0.01154%
| Aug | 1 | 21 | 5109 | 664.3822 | 699.9358 | 698.9704 | 0.01418% | 0.01425% | 0.0139% | 0.01094% | 6850 | 0.01108% | 0.01101% |  | 10.0401 | 24.1157 | 26.2632 |  | 5109 | 654.3422 | 675.8201 | 672.7072 |  | 5109 | 0.01424% | 0.01434% | 0.01393% | 0.01097% | 0.0121% | 0.01313% |  | 5109 | 0.01434% | 0.01393% | 5109 | 964 | 0.01093% | 803 | 0.01109% | 0.01101% |  | 5109 | 0.0121% | 0.01313% | 0.01261% |  | 5109 | 6850 | 0.01101% | 0.01195%
| Aug | 1 | 22 | 5110 | 638.1842 | 680.1903 | 680.2628 | 0.01362% | 0.01385% | 0.01353% | 0.01094% | 2866 | 0.01108% | 0.01101% |  | 10.0408 | 24.1148 | 26.2626 |  | 5110 | 628.1434 | 656.0756 | 654.0002 |  | 5110 | 0.01367% | 0.01393% | 0.01354% | 0.01097% | 0.0121% | 0.01313% |  | 5110 | 0.01393% | 0.01354% | 5110 | 757 | 0.01093% | 3024 | 0.01109% | 0.01101% |  | 5110 | 0.0121% | 0.01313% | 0.01261% |  | 5110 | 2866 | 0.01101% | 0.01141%
| Aug | 1 | 23 | 5111 | 617.9723 | 659.2812 | 659.6516 | 0.01319% | 0.01343% | 0.01312% | 0.01094% | 1083 | 0.01108% | 0.01101% |  | 10.0416 | 24.1138 | 26.2621 |  | 5111 | 607.9307 | 635.1674 | 633.3896 |  | 5111 | 0.01323% | 0.01348% | 0.01312% | 0.01098% | 0.0121% | 0.01313% |  | 5111 | 0.01348% | 0.01312% | 5111 | 5929 | 0.01093% | 7003 | 0.01109% | 0.01101% |  | 5111 | 0.0121% | 0.01313% | 0.01261% |  | 5111 | 1083 | 0.01101% | 0.009749%
| Aug | 2 | 0 | 5112 | 606.1011 | 644.2277 | 645.1075 | 0.01294% | 0.01312% | 0.01283% | 0.01094% | 5881 | 0.01108% | 0.01101% |  | 10.0424 | 24.1128 | 26.2615 |  | 5112 | 596.0587 | 620.1148 | 618.846 |  | 5112 | 0.01297% | 0.01316% | 0.01282% | 0.01098% | 0.0121% | 0.01313% |  | 5112 | 0.01316% | 0.01282% | 5112 | 3528 | 0.01093% | 6702 | 0.01109% | 0.01101% |  | 5112 | 0.0121% | 0.01313% | 0.01261% |  | 5112 | 5881 | 0.01101% | 0.01222%
| Aug | 2 | 1 | 5113 | 598.7686 | 633.531 | 637.3432 | 0.01278% | 0.0129% | 0.01267% | 0.01093% | 7026 | 0.01108% | 0.01101% |  | 10.0431 | 24.1119 | 26.2609 |  | 5113 | 588.7254 | 609.4192 | 611.0823 |  | 5113 | 0.01282% | 0.01293% | 0.01265% | 0.01098% | 0.0121% | 0.01313% |  | 5113 | 0.01293% | 0.01265% | 5113 | 2957 | 0.01093% | 2989 | 0.01109% | 0.01101% |  | 5113 | 0.0121% | 0.01313% | 0.01261% |  | 5113 | 7026 | 0.01101% | 0.01193%
| Aug | 2 | 2 | 5114 | 588.2934 | 627.4799 | 630.9291 | 0.01256% | 0.01278% | 0.01255% | 0.01093% | 7627 | 0.01108% | 0.01101% |  | 10.0439 | 24.1109 | 26.2603 |  | 5114 | 578.2495 | 603.3689 | 604.6688 |  | 5114 | 0.01259% | 0.01281% | 0.01252% | 0.01098% | 0.0121% | 0.01313% |  | 5114 | 0.01281% | 0.01252% | 5114 | 389 | 0.01093% | 252 | 0.01109% | 0.01101% |  | 5114 | 0.0121% | 0.01313% | 0.01261% |  | 5114 | 7627 | 0.01101% | 0.01177%
| Aug | 2 | 3 | 5115 | 589.4628 | 625.469 | 624.487 | 0.01258% | 0.01274% | 0.01242% | 0.01093% | 4515 | 0.01108% | 0.01101% |  | 10.0447 | 24.11 | 26.2597 |  | 5115 | 579.4181 | 601.359 | 598.2273 |  | 5115 | 0.01261% | 0.01276% | 0.01239% | 0.01098% | 0.0121% | 0.01312% |  | 5115 | 0.01276% | 0.01239% | 5115 | 7984 | 0.01093% | 6016 | 0.01109% | 0.01101% |  | 5115 | 0.0121% | 0.01312% | 0.01261% |  | 5115 | 4515 | 0.01101% | 0.0127%
| Aug | 2 | 4 | 5116 | 588.6586 | 626.3441 | 626.5031 | 0.01256% | 0.01275% | 0.01246% | 0.01093% | 1131 | 0.01108% | 0.01101% |  | 10.0455 | 24.109 | 26.2591 |  | 5116 | 578.6131 | 602.2351 | 600.244 |  | 5116 | 0.0126% | 0.01278% | 0.01243% | 0.01098% | 0.0121% | 0.01312% |  | 5116 | 0.01278% | 0.01243% | 5116 | 8485 | 0.01093% | 2796 | 0.01108% | 0.01101% |  | 5116 | 0.0121% | 0.01312% | 0.01261% |  | 5116 | 1131 | 0.01101% | 0.00979%
| Aug | 2 | 5 | 5117 | 592.0742 | 625.1897 | 631.473 | 0.01264% | 0.01273% | 0.01256% | 0.01093% | 507 | 0.01108% | 0.01101% |  | 10.0462 | 24.108 | 26.2585 |  | 5117 | 582.028 | 601.0817 | 605.2145 |  | 5117 | 0.01267% | 0.01276% | 0.01253% | 0.01098% | 0.0121% | 0.01312% |  | 5117 | 0.01276% | 0.01253% | 5117 | 2358 | 0.01093% | 129 | 0.01108% | 0.01101% |  | 5117 | 0.0121% | 0.01312% | 0.01261% |  | 5117 | 507 | 0.01101% | 0.009337%
| Aug | 2 | 6 | 5118 | 606.3056 | 635.9329 | 641.6379 | 0.01294% | 0.01295% | 0.01276% | 0.01093% | 8067 | 0.01108% | 0.01101% |  | 10.047 | 24.1071 | 26.2579 |  | 5118 | 596.2586 | 611.8258 | 615.38 |  | 5118 | 0.01298% | 0.01299% | 0.01274% | 0.01098% | 0.0121% | 0.01312% |  | 5118 | 0.01299% | 0.01274% | 5118 | 8022 | 0.01093% | 6962 | 0.01108% | 0.01101% |  | 5118 | 0.0121% | 0.01312% | 0.01261% |  | 5118 | 8067 | 0.01101% | 0.01152%
| Aug | 2 | 7 | 5119 | 616.0972 | 652.9972 | 659.9611 | 0.01315% | 0.0133% | 0.01312% | 0.01093% | 3466 | 0.01108% | 0.01101% |  | 10.0478 | 24.1061 | 26.2573 |  | 5119 | 606.0494 | 628.8911 | 633.7037 |  | 5119 | 0.01319% | 0.01335% | 0.01312% | 0.01098% | 0.0121% | 0.01312% |  | 5119 | 0.01335% | 0.01312% | 5119 | 7894 | 0.01093% | 1704 | 0.01108% | 0.01101% |  | 5119 | 0.0121% | 0.01312% | 0.01261% |  | 5119 | 3466 | 0.01101% | 0.01204%
| Aug | 2 | 8 | 5120 | 626.378 | 666.3192 | 680.2534 | 0.01337% | 0.01357% | 0.01353% | 0.01093% | 6999 | 0.01108% | 0.01101% |  | 10.0485 | 24.1051 | 26.2567 |  | 5120 | 616.3294 | 642.214 | 653.9967 |  | 5120 | 0.01342% | 0.01363% | 0.01354% | 0.01098% | 0.0121% | 0.01312% |  | 5120 | 0.01363% | 0.01354% | 5120 | 7537 | 0.01093% | 6880 | 0.01108% | 0.01101% |  | 5120 | 0.0121% | 0.01312% | 0.01261% |  | 5120 | 6999 | 0.01101% | 0.01193%
| Aug | 2 | 9 | 5121 | 643.4359 | 682.1453 | 696.9731 | 0.01373% | 0.01389% | 0.01386% | 0.01093% | 7458 | 0.01108% | 0.01101% |  | 10.0493 | 24.1042 | 26.2561 |  | 5121 | 633.3866 | 658.0411 | 670.7169 |  | 5121 | 0.01379% | 0.01397% | 0.01389% | 0.01098% | 0.01209% | 0.01312% |  | 5121 | 0.01397% | 0.01389% | 5121 | 8638 | 0.01093% | 3536 | 0.01108% | 0.01101% |  | 5121 | 0.01209% | 0.01312% | 0.01261% |  | 5121 | 7458 | 0.01101% | 0.01183%
| Aug | 2 | 10 | 5122 | 643.661 | 694.797 | 712.0986 | 0.01374% | 0.01415% | 0.01416% | 0.01093% | 7089 | 0.01108% | 0.01101% |  | 10.0501 | 24.1032 | 26.2555 |  | 5122 | 633.6109 | 670.6937 | 685.843 |  | 5122 | 0.01379% | 0.01424% | 0.0142% | 0.01098% | 0.01209% | 0.01312% |  | 5122 | 0.01424% | 0.0142% | 5122 | 8453 | 0.01093% | 8133 | 0.01108% | 0.01101% |  | 5122 | 0.01209% | 0.01312% | 0.01261% |  | 5122 | 7089 | 0.01101% | 0.01192%
| Aug | 2 | 11 | 5123 | 669.1121 | 708.7147 | 725.8362 | 0.01428% | 0.01443% | 0.01443% | 0.01093% | 469 | 0.01108% | 0.01101% |  | 10.0509 | 24.1023 | 26.2549 |  | 5123 | 659.0612 | 684.6124 | 699.5813 |  | 5123 | 0.01435% | 0.01453% | 0.01449% | 0.01099% | 0.01209% | 0.01312% |  | 5123 | 0.01453% | 0.01449% | 5123 | 1138 | 0.01093% | 6548 | 0.01108% | 0.01101% |  | 5123 | 0.01209% | 0.01312% | 0.01261% |  | 5123 | 469 | 0.01101% | 0.009315%
| Aug | 2 | 12 | 5124 | 692.4258 | 724.5315 | 744.4876 | 0.01478% | 0.01475% | 0.0148% | 0.01093% | 1130 | 0.01108% | 0.01101% |  | 10.0516 | 24.1013 | 26.2543 |  | 5124 | 682.3742 | 700.4303 | 718.2333 |  | 5124 | 0.01485% | 0.01487% | 0.01487% | 0.01099% | 0.01209% | 0.01312% |  | 5124 | 0.01487% | 0.01487% | 5124 | 453 | 0.01093% | 5525 | 0.01108% | 0.011% |  | 5124 | 0.01209% | 0.01312% | 0.01261% |  | 5124 | 1130 | 0.011% | 0.009789%
| Aug | 2 | 13 | 5125 | 710.5679 | 737.9931 | 757.8689 | 0.01517% | 0.01503% | 0.01507% | 0.01093% | 3256 | 0.01108% | 0.01101% |  | 10.0524 | 24.1003 | 26.2537 |  | 5125 | 700.5155 | 713.8928 | 731.6152 |  | 5125 | 0.01525% | 0.01515% | 0.01515% | 0.01099% | 0.01209% | 0.01312% |  | 5125 | 0.01515% | 0.01515% | 5125 | 1557 | 0.01093% | 25 | 0.01108% | 0.011% |  | 5125 | 0.01209% | 0.01312% | 0.01261% |  | 5125 | 3256 | 0.011% | 0.01183%
| Aug | 2 | 14 | 5126 | 723.9277 | 748.3639 | 763.1201 | 0.01545% | 0.01524% | 0.01517% | 0.01093% | 8091 | 0.01108% | 0.011% |  | 10.0532 | 24.0994 | 26.2531 |  | 5126 | 713.8745 | 724.2645 | 736.8671 |  | 5126 | 0.01554% | 0.01537% | 0.01526% | 0.01099% | 0.01209% | 0.01312% |  | 5126 | 0.01537% | 0.01526% | 5126 | 288 | 0.01093% | 1853 | 0.01108% | 0.011% |  | 5126 | 0.01209% | 0.01312% | 0.01261% |  | 5126 | 8091 | 0.011% | 0.01151%
| Aug | 2 | 15 | 5127 | 729.3443 | 754.2289 | 761.948 | 0.01557% | 0.01536% | 0.01515% | 0.01093% | 6277 | 0.01108% | 0.011% |  | 10.054 | 24.0984 | 26.2525 |  | 5127 | 719.2903 | 730.1305 | 735.6955 |  | 5127 | 0.01566% | 0.0155% | 0.01524% | 0.01099% | 0.01209% | 0.01312% |  | 5127 | 0.0155% | 0.01524% | 5127 | 6925 | 0.01093% | 8153 | 0.01108% | 0.011% |  | 5127 | 0.01209% | 0.01312% | 0.01261% |  | 5127 | 6277 | 0.011% | 0.01206%
| Aug | 2 | 16 | 5128 | 734.4361 | 753.419 | 745.0221 | 0.01567% | 0.01534% | 0.01481% | 0.01093% | 6054 | 0.01108% | 0.011% |  | 10.0547 | 24.0974 | 26.2518 |  | 5128 | 724.3813 | 729.3215 | 718.7702 |  | 5128 | 0.01577% | 0.01548% | 0.01488% | 0.01099% | 0.01209% | 0.01312% |  | 5128 | 0.01548% | 0.01488% | 5128 | 781 | 0.01093% | 7482 | 0.01108% | 0.011% |  | 5128 | 0.01209% | 0.01312% | 0.01261% |  | 5128 | 6054 | 0.011% | 0.01214%
| Aug | 2 | 17 | 5129 | 723.8641 | 739.5664 | 729.5402 | 0.01545% | 0.01506% | 0.01451% | 0.01093% | 2748 | 0.01108% | 0.011% |  | 10.0555 | 24.0965 | 26.2512 |  | 5129 | 713.8086 | 715.4699 | 703.289 |  | 5129 | 0.01554% | 0.01519% | 0.01456% | 0.01099% | 0.01209% | 0.01312% |  | 5129 | 0.01519% | 0.01456% | 5129 | 3698 | 0.01093% | 2973 | 0.01108% | 0.011% |  | 5129 | 0.01209% | 0.01312% | 0.01261% |  | 5129 | 2748 | 0.011% | 0.01128%
| Aug | 2 | 18 | 5130 | 701.0416 | 718.9458 | 714.0303 | 0.01496% | 0.01464% | 0.0142% | 0.01093% | 23 | 0.01108% | 0.011% |  | 10.0563 | 24.0955 | 26.2506 |  | 5130 | 690.9853 | 694.8503 | 687.7797 |  | 5130 | 0.01504% | 0.01475% | 0.01424% | 0.01099% | 0.01209% | 0.01312% |  | 5130 | 0.01475% | 0.01424% | 5130 | 2891 | 0.01093% | 1602 | 0.01108% | 0.011% |  | 5130 | 0.01209% | 0.01312% | 0.01261% |  | 5130 | 23 | 0.011% | 0.009131%
| Aug | 2 | 19 | 5131 | 683.865 | 703.9482 | 699.4112 | 0.0146% | 0.01433% | 0.01391% | 0.01093% | 8633 | 0.01108% | 0.011% |  | 10.0571 | 24.0945 | 26.25 |  | 5131 | 673.8079 | 679.8537 | 673.1612 |  | 5131 | 0.01467% | 0.01443% | 0.01394% | 0.01099% | 0.01209% | 0.01312% |  | 5131 | 0.01443% | 0.01394% | 5131 | 7682 | 0.01093% | 1080 | 0.01108% | 0.011% |  | 5131 | 0.01209% | 0.01312% | 0.0126% |  | 5131 | 8633 | 0.011% | 0.01108%
| Aug | 2 | 20 | 5132 | 666.7602 | 692.9909 | 685.2796 | 0.01423% | 0.01411% | 0.01363% | 0.01093% | 8439 | 0.01108% | 0.011% |  | 10.0579 | 24.0936 | 26.2493 |  | 5132 | 656.7023 | 668.8973 | 659.0303 |  | 5132 | 0.0143% | 0.0142% | 0.01365% | 0.01099% | 0.01209% | 0.01312% |  | 5132 | 0.0142% | 0.01365% | 5132 | 588 | 0.01093% | 2046 | 0.01108% | 0.011% |  | 5132 | 0.01209% | 0.01312% | 0.0126% |  | 5132 | 8439 | 0.011% | 0.01124%
| Aug | 2 | 21 | 5133 | 649.9847 | 679.129 | 675.2179 | 0.01387% | 0.01383% | 0.01343% | 0.01093% | 6103 | 0.01108% | 0.011% |  | 10.0586 | 24.0926 | 26.2487 |  | 5133 | 639.926 | 655.0364 | 648.9691 |  | 5133 | 0.01393% | 0.0139% | 0.01344% | 0.01099% | 0.01209% | 0.01312% |  | 5133 | 0.0139% | 0.01344% | 5133 | 8058 | 0.01093% | 5833 | 0.01107% | 0.011% |  | 5133 | 0.01209% | 0.01312% | 0.0126% |  | 5133 | 6103 | 0.011% | 0.01212%
| Aug | 2 | 22 | 5134 | 626.8404 | 657.1307 | 658.8546 | 0.01338% | 0.01338% | 0.0131% | 0.01093% | 3371 | 0.01108% | 0.011% |  | 10.0594 | 24.0916 | 26.2481 |  | 5134 | 616.781 | 633.039 | 632.6065 |  | 5134 | 0.01343% | 0.01344% | 0.0131% | 0.011% | 0.01209% | 0.01312% |  | 5134 | 0.01344% | 0.0131% | 5134 | 849 | 0.01092% | 6712 | 0.01107% | 0.011% |  | 5134 | 0.01209% | 0.01312% | 0.0126% |  | 5134 | 3371 | 0.011% | 0.01195%
| Aug | 2 | 23 | 5135 | 607.0043 | 640.0012 | 644.8637 | 0.01296% | 0.01303% | 0.01282% | 0.01093% | 282 | 0.01108% | 0.011% |  | 10.0602 | 24.0907 | 26.2475 |  | 5135 | 596.9441 | 615.9105 | 618.6163 |  | 5135 | 0.01299% | 0.01307% | 0.01281% | 0.011% | 0.01209% | 0.01312% |  | 5135 | 0.01307% | 0.01281% | 5135 | 6001 | 0.01092% | 2956 | 0.01107% | 0.011% |  | 5135 | 0.01209% | 0.01312% | 0.0126% |  | 5135 | 282 | 0.011% | 0.009224%
| Aug | 3 | 0 | 5136 | 593.4117 | 626.0834 | 630.2352 | 0.01267% | 0.01275% | 0.01253% | 0.01093% | 7389 | 0.01108% | 0.011% |  | 10.061 | 24.0897 | 26.2468 |  | 5136 | 583.3507 | 601.9937 | 603.9884 |  | 5136 | 0.0127% | 0.01278% | 0.01251% | 0.011% | 0.01209% | 0.01312% |  | 5136 | 0.01278% | 0.01251% | 5136 | 3676 | 0.01092% | 413 | 0.01107% | 0.011% |  | 5136 | 0.01209% | 0.01312% | 0.0126% |  | 5136 | 7389 | 0.011% | 0.01185%
| Aug | 3 | 1 | 5137 | 586.1872 | 619.5109 | 617.2102 | 0.01251% | 0.01262% | 0.01227% | 0.01093% | 6070 | 0.01108% | 0.011% |  | 10.0618 | 24.0887 | 26.2462 |  | 5137 | 576.1254 | 595.4222 | 590.9641 |  | 5137 | 0.01254% | 0.01264% | 0.01224% | 0.011% | 0.01209% | 0.01312% |  | 5137 | 0.01264% | 0.01224% | 5137 | 3481 | 0.01092% | 8427 | 0.01107% | 0.011% |  | 5137 | 0.01209% | 0.01312% | 0.0126% |  | 5137 | 6070 | 0.011% | 0.01213%
| Aug | 3 | 2 | 5138 | 579.8812 | 611.6909 | 609.3521 | 0.01238% | 0.01246% | 0.01212% | 0.01093% | 6881 | 0.01108% | 0.011% |  | 10.0625 | 24.0878 | 26.2455 |  | 5138 | 569.8186 | 587.6031 | 583.1066 |  | 5138 | 0.0124% | 0.01247% | 0.01208% | 0.011% | 0.01209% | 0.01312% |  | 5138 | 0.01247% | 0.01208% | 5138 | 6521 | 0.01092% | 6981 | 0.01107% | 0.011% |  | 5138 | 0.01209% | 0.01312% | 0.0126% |  | 5138 | 6881 | 0.011% | 0.01195%
| Aug | 3 | 3 | 5139 | 578.0022 | 610.6017 | 601.7847 | 0.01234% | 0.01243% | 0.01197% | 0.01093% | 2973 | 0.01107% | 0.011% |  | 10.0633 | 24.0868 | 26.2449 |  | 5139 | 567.9389 | 586.5149 | 575.5398 |  | 5139 | 0.01236% | 0.01245% | 0.01192% | 0.011% | 0.01209% | 0.01312% |  | 5139 | 0.01245% | 0.01192% | 5139 | 8720 | 0.01092% | 2858 | 0.01107% | 0.011% |  | 5139 | 0.01209% | 0.01312% | 0.0126% |  | 5139 | 2973 | 0.011% | 0.01153%
| Aug | 3 | 4 | 5140 | 579.4446 | 608.9725 | 598.7089 | 0.01237% | 0.0124% | 0.01191% | 0.01093% | 7042 | 0.01107% | 0.011% |  | 10.0641 | 24.0859 | 26.2442 |  | 5140 | 569.3805 | 584.8867 | 572.4647 |  | 5140 | 0.01239% | 0.01241% | 0.01185% | 0.011% | 0.01209% | 0.01312% |  | 5140 | 0.01241% | 0.01185% | 5140 | 6644 | 0.01092% | 8652 | 0.01107% | 0.011% |  | 5140 | 0.01209% | 0.01312% | 0.0126% |  | 5140 | 7042 | 0.011% | 0.01193%
| Aug | 3 | 5 | 5141 | 582.4983 | 611.933 | 601.3908 | 0.01243% | 0.01246% | 0.01196% | 0.01093% | 7641 | 0.01107% | 0.011% |  | 10.0649 | 24.0849 | 26.2436 |  | 5141 | 572.4334 | 587.8481 | 575.1472 |  | 5141 | 0.01246% | 0.01248% | 0.01191% | 0.011% | 0.01209% | 0.01312% |  | 5141 | 0.01248% | 0.01191% | 5141 | 3354 | 0.01092% | 785 | 0.01107% | 0.011% |  | 5141 | 0.01209% | 0.01312% | 0.0126% |  | 5141 | 7641 | 0.011% | 0.01177%
| Aug | 3 | 6 | 5142 | 596.93 | 625.0221 | 607.0453 | 0.01274% | 0.01273% | 0.01207% | 0.01093% | 2781 | 0.01107% | 0.011% |  | 10.0657 | 24.0839 | 26.2429 |  | 5142 | 586.8643 | 600.9382 | 580.8023 |  | 5142 | 0.01277% | 0.01275% | 0.01203% | 0.011% | 0.01208% | 0.01312% |  | 5142 | 0.01275% | 0.01203% | 5142 | 7646 | 0.01092% | 7851 | 0.01107% | 0.011% |  | 5142 | 0.01208% | 0.01312% | 0.0126% |  | 5142 | 2781 | 0.011% | 0.01131%
| Aug | 3 | 7 | 5143 | 604.2292 | 637.4969 | 615.8318 | 0.0129% | 0.01298% | 0.01225% | 0.01093% | 484 | 0.01107% | 0.011% |  | 10.0664 | 24.083 | 26.2423 |  | 5143 | 594.1628 | 613.4139 | 589.5895 |  | 5143 | 0.01293% | 0.01302% | 0.01221% | 0.011% | 0.01208% | 0.01312% |  | 5143 | 0.01302% | 0.01221% | 5143 | 981 | 0.01092% | 2752 | 0.01107% | 0.011% |  | 5143 | 0.01208% | 0.01312% | 0.0126% |  | 5143 | 484 | 0.011% | 0.009323%
| Aug | 3 | 8 | 5144 | 613.7916 | 651.3867 | 636.2367 | 0.0131% | 0.01326% | 0.01265% | 0.01093% | 7899 | 0.01107% | 0.011% |  | 10.0672 | 24.082 | 26.2416 |  | 5144 | 603.7244 | 627.3047 | 609.995 |  | 5144 | 0.01314% | 0.01331% | 0.01263% | 0.011% | 0.01208% | 0.01312% |  | 5144 | 0.01331% | 0.01263% | 5144 | 2993 | 0.01092% | 5496 | 0.01107% | 0.011% |  | 5144 | 0.01208% | 0.01312% | 0.0126% |  | 5144 | 7899 | 0.011% | 0.01163%
| Aug | 3 | 9 | 5145 | 632.9458 | 661.022 | 651.0527 | 0.01351% | 0.01346% | 0.01295% | 0.01093% | 7625 | 0.01107% | 0.011% |  | 10.068 | 24.081 | 26.241 |  | 5145 | 622.8778 | 636.941 | 624.8117 |  | 5145 | 0.01356% | 0.01352% | 0.01294% | 0.011% | 0.01208% | 0.01312% |  | 5145 | 0.01352% | 0.01294% | 5145 | 6937 | 0.01092% | 6104 | 0.01107% | 0.011% |  | 5145 | 0.01208% | 0.01312% | 0.0126% |  | 5145 | 7625 | 0.011% | 0.01177%
| Aug | 3 | 10 | 5146 | 654.2651 | 672.9755 | 663.4682 | 0.01396% | 0.0137% | 0.01319% | 0.01093% | 1808 | 0.01107% | 0.011% |  | 10.0688 | 24.0801 | 26.2403 |  | 5146 | 644.1963 | 648.8954 | 637.2279 |  | 5146 | 0.01402% | 0.01377% | 0.0132% | 0.01101% | 0.01208% | 0.01312% |  | 5146 | 0.01377% | 0.0132% | 5146 | 476 | 0.01092% | 2751 | 0.01107% | 0.011% |  | 5146 | 0.01208% | 0.01312% | 0.0126% |  | 5146 | 1808 | 0.011% | 0.01036%
| Aug | 3 | 11 | 5147 | 672.3833 | 680.6372 | 677.3746 | 0.01435% | 0.01386% | 0.01347% | 0.01093% | 2956 | 0.01107% | 0.011% |  | 10.0696 | 24.0791 | 26.2397 |  | 5147 | 662.3138 | 656.5581 | 651.135 |  | 5147 | 0.01442% | 0.01394% | 0.01348% | 0.01101% | 0.01208% | 0.01311% |  | 5147 | 0.01394% | 0.01348% | 5147 | 2790 | 0.01092% | 8658 | 0.01107% | 0.011% |  | 5147 | 0.01208% | 0.01311% | 0.0126% |  | 5147 | 2956 | 0.011% | 0.01151%
| Aug | 3 | 12 | 5148 | 699.6942 | 696.7333 | 690.5028 | 0.01493% | 0.01419% | 0.01373% | 0.01093% | 7020 | 0.01107% | 0.011% |  | 10.0703 | 24.0781 | 26.239 |  | 5148 | 689.6239 | 672.6552 | 664.2638 |  | 5148 | 0.01501% | 0.01428% | 0.01376% | 0.01101% | 0.01208% | 0.01311% |  | 5148 | 0.01428% | 0.01376% | 5148 | 348 | 0.01092% | 4325 | 0.01107% | 0.01099% |  | 5148 | 0.01208% | 0.01311% | 0.0126% |  | 5148 | 7020 | 0.01099% | 0.01193%
| Aug | 3 | 13 | 5149 | 713.4722 | 706.7969 | 702.29 | 0.01523% | 0.01439% | 0.01396% | 0.01093% | 2796 | 0.01107% | 0.011% |  | 10.0711 | 24.0772 | 26.2383 |  | 5149 | 703.4011 | 682.7198 | 676.0516 |  | 5149 | 0.01531% | 0.01449% | 0.014% | 0.01101% | 0.01208% | 0.01311% |  | 5149 | 0.01449% | 0.014% | 5149 | 100 | 0.01092% | 506 | 0.01107% | 0.01099% |  | 5149 | 0.01208% | 0.01311% | 0.0126% |  | 5149 | 2796 | 0.01099% | 0.01133%
| Aug | 3 | 14 | 5150 | 721.4259 | 714.7659 | 714.5273 | 0.0154% | 0.01456% | 0.01421% | 0.01092% | 47 | 0.01107% | 0.011% |  | 10.0719 | 24.0762 | 26.2377 |  | 5150 | 711.354 | 690.6897 | 688.2896 |  | 5150 | 0.01548% | 0.01466% | 0.01425% | 0.01101% | 0.01208% | 0.01311% |  | 5150 | 0.01466% | 0.01425% | 5150 | 6033 | 0.01092% | 6879 | 0.01107% | 0.01099% |  | 5150 | 0.01208% | 0.01311% | 0.0126% |  | 5150 | 47 | 0.01099% | 0.009139%
| Aug | 3 | 15 | 5151 | 730.886 | 719.5696 | 722.1885 | 0.0156% | 0.01465% | 0.01436% | 0.01092% | 7494 | 0.01107% | 0.011% |  | 10.0727 | 24.0752 | 26.237 |  | 5151 | 720.8133 | 695.4943 | 695.9515 |  | 5151 | 0.01569% | 0.01476% | 0.01441% | 0.01101% | 0.01208% | 0.01311% |  | 5151 | 0.01476% | 0.01441% | 5151 | 724 | 0.01092% | 8255 | 0.01107% | 0.01099% |  | 5151 | 0.01208% | 0.01311% | 0.0126% |  | 5151 | 7494 | 0.01099% | 0.01182%
| Aug | 3 | 16 | 5152 | 731.3495 | 720.5285 | 722.5354 | 0.01561% | 0.01467% | 0.01437% | 0.01092% | 8657 | 0.01107% | 0.011% |  | 10.0735 | 24.0743 | 26.2363 |  | 5152 | 721.276 | 696.4542 | 696.2991 |  | 5152 | 0.0157% | 0.01478% | 0.01442% | 0.01101% | 0.01208% | 0.01311% |  | 5152 | 0.01478% | 0.01442% | 5152 | 353 | 0.01092% | 262 | 0.01107% | 0.01099% |  | 5152 | 0.01208% | 0.01311% | 0.0126% |  | 5152 | 8657 | 0.01099% | 0.01106%
| Aug | 3 | 17 | 5153 | 728.1939 | 715.0731 | 713.2988 | 0.01554% | 0.01456% | 0.01418% | 0.01092% | 3674 | 0.01107% | 0.011% |  | 10.0743 | 24.0733 | 26.2356 |  | 5153 | 718.1196 | 690.9998 | 687.0632 |  | 5153 | 0.01563% | 0.01467% | 0.01423% | 0.01101% | 0.01208% | 0.01311% |  | 5153 | 0.01467% | 0.01423% | 5153 | 7943 | 0.01092% | 8377 | 0.01106% | 0.01099% |  | 5153 | 0.01208% | 0.01311% | 0.0126% |  | 5153 | 3674 | 0.01099% | 0.01224%
| Aug | 3 | 18 | 5154 | 702.1819 | 696.2306 | 696.8887 | 0.01499% | 0.01418% | 0.01386% | 0.01092% | 7993 | 0.01107% | 0.011% |  | 10.075 | 24.0723 | 26.235 |  | 5154 | 692.1069 | 672.1583 | 670.6537 |  | 5154 | 0.01507% | 0.01427% | 0.01389% | 0.01101% | 0.01208% | 0.01311% |  | 5154 | 0.01427% | 0.01389% | 5154 | 8543 | 0.01092% | 7019 | 0.01106% | 0.01099% |  | 5154 | 0.01208% | 0.01311% | 0.0126% |  | 5154 | 7993 | 0.01099% | 0.01157%
| Aug | 3 | 19 | 5155 | 680.4726 | 686.9025 | 680.7598 | 0.01452% | 0.01399% | 0.01354% | 0.01092% | 8426 | 0.01107% | 0.011% |  | 10.0758 | 24.0714 | 26.2343 |  | 5155 | 670.3967 | 662.8311 | 654.5255 |  | 5155 | 0.01459% | 0.01407% | 0.01355% | 0.01101% | 0.01208% | 0.01311% |  | 5155 | 0.01407% | 0.01355% | 5155 | 2600 | 0.01092% | 6716 | 0.01106% | 0.01099% |  | 5155 | 0.01208% | 0.01311% | 0.0126% |  | 5155 | 8426 | 0.01099% | 0.01125%
| Aug | 3 | 20 | 5156 | 672.0224 | 673.7388 | 666.4032 | 0.01434% | 0.01372% | 0.01325% | 0.01092% | 7848 | 0.01107% | 0.01099% |  | 10.0766 | 24.0704 | 26.2336 |  | 5156 | 661.9458 | 649.6684 | 640.1697 |  | 5156 | 0.01441% | 0.01379% | 0.01326% | 0.01101% | 0.01208% | 0.01311% |  | 5156 | 0.01379% | 0.01326% | 5156 | 6949 | 0.01092% | 1128 | 0.01106% | 0.01099% |  | 5156 | 0.01208% | 0.01311% | 0.01259% |  | 5156 | 7848 | 0.01099% | 0.01166%
| Aug | 3 | 21 | 5157 | 662.4128 | 666.4402 | 652.7687 | 0.01414% | 0.01357% | 0.01298% | 0.01092% | 374 | 0.01107% | 0.01099% |  | 10.0774 | 24.0694 | 26.2329 |  | 5157 | 652.3354 | 642.3708 | 626.5358 |  | 5157 | 0.0142% | 0.01363% | 0.01297% | 0.01101% | 0.01208% | 0.01311% |  | 5157 | 0.01363% | 0.01297% | 5157 | 568 | 0.01092% | 548 | 0.01106% | 0.01099% |  | 5157 | 0.01208% | 0.01311% | 0.01259% |  | 5157 | 374 | 0.01099% | 0.009265%
| Aug | 3 | 22 | 5158 | 640.4026 | 648.6497 | 632.8421 | 0.01367% | 0.01321% | 0.01258% | 0.01092% | 7735 | 0.01107% | 0.01099% |  | 10.0782 | 24.0685 | 26.2322 |  | 5158 | 630.3244 | 624.5812 | 606.6099 |  | 5158 | 0.01372% | 0.01326% | 0.01256% | 0.01102% | 0.01208% | 0.01311% |  | 5158 | 0.01326% | 0.01256% | 5158 | 6376 | 0.01092% | 7602 | 0.01106% | 0.01099% |  | 5158 | 0.01208% | 0.01311% | 0.01259% |  | 5158 | 7735 | 0.01099% | 0.01172%
| Aug | 3 | 23 | 5159 | 619.8361 | 631.0082 | 616.3757 | 0.01323% | 0.01285% | 0.01226% | 0.01092% | 6890 | 0.01107% | 0.01099% |  | 10.079 | 24.0675 | 26.2315 |  | 5159 | 609.7571 | 606.9407 | 590.1441 |  | 5159 | 0.01327% | 0.01288% | 0.01222% | 0.01102% | 0.01208% | 0.01311% |  | 5159 | 0.01288% | 0.01222% | 5159 | 1136 | 0.01092% | 1747 | 0.01106% | 0.01099% |  | 5159 | 0.01208% | 0.01311% | 0.01259% |  | 5159 | 6890 | 0.01099% | 0.01195%
| Aug | 4 | 0 | 5160 | 607.9457 | 621.4101 | 603.7633 | 0.01298% | 0.01265% | 0.01201% | 0.01092% | 6827 | 0.01106% | 0.01099% |  | 10.0798 | 24.0665 | 26.2308 |  | 5160 | 597.8659 | 597.3435 | 577.5324 |  | 5160 | 0.01301% | 0.01268% | 0.01196% | 0.01102% | 0.01208% | 0.01311% |  | 5160 | 0.01268% | 0.01196% | 5160 | 5877 | 0.01092% | 4514 | 0.01106% | 0.01099% |  | 5160 | 0.01208% | 0.01311% | 0.01259% |  | 5160 | 6827 | 0.01099% | 0.01195%
| Aug | 4 | 1 | 5161 | 593.8493 | 614.1952 | 598.2682 | 0.01267% | 0.01251% | 0.0119% | 0.01092% | 7603 | 0.01106% | 0.01099% |  | 10.0805 | 24.0655 | 26.2302 |  | 5161 | 583.7687 | 590.1296 | 572.038 |  | 5161 | 0.01271% | 0.01253% | 0.01185% | 0.01102% | 0.01208% | 0.01311% |  | 5161 | 0.01253% | 0.01185% | 5161 | 2782 | 0.01092% | 3256 | 0.01106% | 0.01099% |  | 5161 | 0.01208% | 0.01311% | 0.01259% |  | 5161 | 7603 | 0.01099% | 0.01178%
| Aug | 4 | 2 | 5162 | 584.2123 | 605.9376 | 593.1388 | 0.01247% | 0.01234% | 0.01179% | 0.01092% | 1730 | 0.01106% | 0.01099% |  | 10.0813 | 24.0646 | 26.2295 |  | 5162 | 574.131 | 581.8731 | 566.9094 |  | 5162 | 0.0125% | 0.01235% | 0.01174% | 0.01102% | 0.01207% | 0.01311% |  | 5162 | 0.01235% | 0.01174% | 5162 | 8488 | 0.01091% | 621 | 0.01106% | 0.01099% |  | 5162 | 0.01207% | 0.01311% | 0.01259% |  | 5162 | 1730 | 0.01099% | 0.01029%
| Aug | 4 | 3 | 5163 | 578.7718 | 606.3566 | 589.6693 | 0.01235% | 0.01235% | 0.01173% | 0.01092% | 3523 | 0.01106% | 0.01099% |  | 10.0821 | 24.0636 | 26.2288 |  | 5163 | 568.6896 | 582.293 | 563.4405 |  | 5163 | 0.01238% | 0.01236% | 0.01167% | 0.01102% | 0.01207% | 0.01311% |  | 5163 | 0.01236% | 0.01167% | 5163 | 6293 | 0.01091% | 6609 | 0.01106% | 0.01099% |  | 5163 | 0.01207% | 0.01311% | 0.01259% |  | 5163 | 3523 | 0.01099% | 0.0121%
| Aug | 4 | 4 | 5164 | 577.3862 | 602.8003 | 586.706 | 0.01232% | 0.01228% | 0.01167% | 0.01092% | 5976 | 0.01106% | 0.01099% |  | 10.0829 | 24.0626 | 26.2281 |  | 5164 | 567.3032 | 578.7377 | 560.478 |  | 5164 | 0.01235% | 0.01228% | 0.01161% | 0.01102% | 0.01207% | 0.01311% |  | 5164 | 0.01228% | 0.01161% | 5164 | 6480 | 0.01091% | 7485 | 0.01106% | 0.01099% |  | 5164 | 0.01207% | 0.01311% | 0.01259% |  | 5164 | 5976 | 0.01099% | 0.01217%
| Aug | 4 | 5 | 5165 | 582.3085 | 603.1169 | 584.7556 | 0.01243% | 0.01228% | 0.01163% | 0.01092% | 6633 | 0.01106% | 0.01099% |  | 10.0837 | 24.0617 | 26.2274 |  | 5165 | 572.2248 | 579.0552 | 558.5282 |  | 5165 | 0.01246% | 0.01229% | 0.01157% | 0.01102% | 0.01207% | 0.01311% |  | 5165 | 0.01229% | 0.01157% | 5165 | 749 | 0.01091% | 2747 | 0.01106% | 0.01099% |  | 5165 | 0.01207% | 0.01311% | 0.01259% |  | 5165 | 6633 | 0.01099% | 0.01198%
| Aug | 4 | 6 | 5166 | 593.7188 | 605.165 | 585.1213 | 0.01267% | 0.01232% | 0.01163% | 0.01092% | 574 | 0.01106% | 0.01099% |  | 10.0845 | 24.0607 | 26.2267 |  | 5166 | 583.6343 | 581.1043 | 558.8946 |  | 5166 | 0.0127% | 0.01233% | 0.01157% | 0.01102% | 0.01207% | 0.01311% |  | 5166 | 0.01233% | 0.01157% | 5166 | 6873 | 0.01091% | 428 | 0.01106% | 0.01099% |  | 5166 | 0.01207% | 0.01311% | 0.01259% |  | 5166 | 574 | 0.01099% | 0.009377%
| Aug | 4 | 7 | 5167 | 606.411 | 614.3069 | 598.9621 | 0.01294% | 0.01251% | 0.01191% | 0.01092% | 1105 | 0.01106% | 0.01099% |  | 10.0853 | 24.0597 | 26.2259 |  | 5167 | 596.3257 | 590.2472 | 572.7362 |  | 5167 | 0.01298% | 0.01253% | 0.01186% | 0.01102% | 0.01207% | 0.01311% |  | 5167 | 0.01253% | 0.01186% | 5167 | 1411 | 0.01091% | 3520 | 0.01106% | 0.01099% |  | 5167 | 0.01207% | 0.01311% | 0.01259% |  | 5167 | 1105 | 0.01099% | 0.009768%
| Aug | 4 | 8 | 5168 | 621.0105 | 628.4201 | 616.1318 | 0.01325% | 0.0128% | 0.01225% | 0.01092% | 7323 | 0.01106% | 0.01099% |  | 10.0861 | 24.0588 | 26.2252 |  | 5168 | 610.9244 | 604.3614 | 589.9066 |  | 5168 | 0.0133% | 0.01283% | 0.01222% | 0.01102% | 0.01207% | 0.01311% |  | 5168 | 0.01283% | 0.01222% | 5168 | 507 | 0.01091% | 3388 | 0.01106% | 0.01099% |  | 5168 | 0.01207% | 0.01311% | 0.01259% |  | 5168 | 7323 | 0.01099% | 0.01187%
| Aug | 4 | 9 | 5169 | 636.022 | 641.7793 | 631.5668 | 0.01357% | 0.01307% | 0.01256% | 0.01092% | 3467 | 0.01106% | 0.01099% |  | 10.0869 | 24.0578 | 26.2245 |  | 5169 | 625.9351 | 617.7215 | 605.3423 |  | 5169 | 0.01363% | 0.01311% | 0.01254% | 0.01103% | 0.01207% | 0.01311% |  | 5169 | 0.01311% | 0.01254% | 5169 | 1426 | 0.01091% | 6278 | 0.01106% | 0.01099% |  | 5169 | 0.01207% | 0.01311% | 0.01259% |  | 5169 | 3467 | 0.01099% | 0.01204%
| Aug | 4 | 10 | 5170 | 652.6253 | 656.8234 | 649.9837 | 0.01393% | 0.01338% | 0.01292% | 0.01092% | 6804 | 0.01106% | 0.01099% |  | 10.0876 | 24.0568 | 26.2238 |  | 5170 | 642.5377 | 632.7666 | 623.7599 |  | 5170 | 0.01399% | 0.01343% | 0.01292% | 0.01103% | 0.01207% | 0.01311% |  | 5170 | 0.01343% | 0.01292% | 5170 | 1367 | 0.01091% | 1357 | 0.01106% | 0.01099% |  | 5170 | 0.01207% | 0.01311% | 0.01259% |  | 5170 | 6804 | 0.01099% | 0.01196%
| Aug | 4 | 11 | 5171 | 668.2331 | 666.6077 | 666.6095 | 0.01426% | 0.01357% | 0.01326% | 0.01092% | 8623 | 0.01106% | 0.01099% |  | 10.0884 | 24.0559 | 26.2231 |  | 5171 | 658.1447 | 642.5519 | 640.3865 |  | 5171 | 0.01433% | 0.01364% | 0.01326% | 0.01103% | 0.01207% | 0.01311% |  | 5171 | 0.01364% | 0.01326% | 5171 | 8038 | 0.01091% | 8261 | 0.01106% | 0.01099% |  | 5171 | 0.01207% | 0.01311% | 0.01259% |  | 5171 | 8623 | 0.01099% | 0.01109%
| Aug | 4 | 12 | 5172 | 678.9193 | 680.4231 | 691.0373 | 0.01449% | 0.01386% | 0.01374% | 0.01092% | 8125 | 0.01106% | 0.01099% |  | 10.0892 | 24.0549 | 26.2224 |  | 5172 | 668.8301 | 656.3682 | 664.8149 |  | 5172 | 0.01456% | 0.01393% | 0.01377% | 0.01103% | 0.01207% | 0.01311% |  | 5172 | 0.01393% | 0.01377% | 5172 | 1540 | 0.01091% | 1287 | 0.01106% | 0.01099% |  | 5172 | 0.01207% | 0.01311% | 0.01259% |  | 5172 | 8125 | 0.01099% | 0.01148%
| Aug | 4 | 13 | 5173 | 693.3822 | 693.6426 | 709.7918 | 0.0148% | 0.01412% | 0.01411% | 0.01092% | 1057 | 0.01106% | 0.01099% |  | 10.09 | 24.0539 | 26.2217 |  | 5173 | 683.2921 | 669.5887 | 683.5701 |  | 5173 | 0.01487% | 0.01421% | 0.01416% | 0.01103% | 0.01207% | 0.01311% |  | 5173 | 0.01421% | 0.01416% | 5173 | 747 | 0.01091% | 7467 | 0.01106% | 0.01098% |  | 5173 | 0.01207% | 0.01311% | 0.01259% |  | 5173 | 1057 | 0.01098% | 0.009728%
| Aug | 4 | 14 | 5174 | 696.9781 | 701.8256 | 720.8757 | 0.01488% | 0.01429% | 0.01433% | 0.01092% | 7601 | 0.01106% | 0.01099% |  | 10.0908 | 24.053 | 26.2209 |  | 5174 | 686.8873 | 677.7727 | 694.6547 |  | 5174 | 0.01495% | 0.01439% | 0.01439% | 0.01103% | 0.01207% | 0.01311% |  | 5174 | 0.01439% | 0.01439% | 5174 | 406 | 0.01091% | 6713 | 0.01106% | 0.01098% |  | 5174 | 0.01207% | 0.01311% | 0.01259% |  | 5174 | 7601 | 0.01098% | 0.01178%
| Aug | 4 | 15 | 5175 | 695.4406 | 704.8419 | 727.3741 | 0.01484% | 0.01435% | 0.01446% | 0.01092% | 26 | 0.01106% | 0.01099% |  | 10.0916 | 24.052 | 26.2202 |  | 5175 | 685.349 | 680.7899 | 701.1539 |  | 5175 | 0.01492% | 0.01445% | 0.01452% | 0.01103% | 0.01207% | 0.01311% |  | 5175 | 0.01445% | 0.01452% | 5175 | 6071 | 0.01091% | 7849 | 0.01106% | 0.01098% |  | 5175 | 0.01207% | 0.01311% | 0.01259% |  | 5175 | 26 | 0.01098% | 0.009132%
| Aug | 4 | 16 | 5176 | 693.3564 | 705.1678 | 731.5095 | 0.0148% | 0.01436% | 0.01455% | 0.01091% | 2858 | 0.01106% | 0.01099% |  | 10.0924 | 24.051 | 26.2195 |  | 5176 | 683.2641 | 681.1167 | 705.29 |  | 5176 | 0.01487% | 0.01446% | 0.01461% | 0.01103% | 0.01207% | 0.0131% |  | 5176 | 0.01446% | 0.01461% | 5176 | 1437 | 0.01091% | 6610 | 0.01106% | 0.01098% |  | 5176 | 0.01207% | 0.0131% | 0.01259% |  | 5176 | 2858 | 0.01098% | 0.0114%
| Aug | 4 | 17 | 5177 | 687.3903 | 698.8466 | 730.778 | 0.01467% | 0.01423% | 0.01453% | 0.01091% | 3384 | 0.01106% | 0.01099% |  | 10.0932 | 24.05 | 26.2188 |  | 5177 | 677.2971 | 674.7966 | 704.5593 |  | 5177 | 0.01474% | 0.01432% | 0.01459% | 0.01103% | 0.01207% | 0.0131% |  | 5177 | 0.01432% | 0.01459% | 5177 | 8308 | 0.01091% | 2988 | 0.01106% | 0.01098% |  | 5177 | 0.01207% | 0.0131% | 0.01259% |  | 5177 | 3384 | 0.01098% | 0.01196%
| Aug | 4 | 18 | 5178 | 668.2286 | 682.9366 | 711.1327 | 0.01426% | 0.01391% | 0.01414% | 0.01091% | 722 | 0.01106% | 0.01099% |  | 10.094 | 24.0491 | 26.218 |  | 5178 | 658.1346 | 658.8876 | 684.9147 |  | 5178 | 0.01433% | 0.01398% | 0.01418% | 0.01103% | 0.01207% | 0.0131% |  | 5178 | 0.01398% | 0.01418% | 5178 | 5931 | 0.01091% | 1217 | 0.01106% | 0.01098% |  | 5178 | 0.01207% | 0.0131% | 0.01259% |  | 5178 | 722 | 0.01098% | 0.009473%
| Aug | 4 | 19 | 5179 | 652.547 | 668.5907 | 692.5376 | 0.01393% | 0.01361% | 0.01377% | 0.01091% | 7985 | 0.01106% | 0.01099% |  | 10.0948 | 24.0481 | 26.2173 |  | 5179 | 642.4523 | 644.5426 | 666.3203 |  | 5179 | 0.01398% | 0.01368% | 0.0138% | 0.01103% | 0.01207% | 0.0131% |  | 5179 | 0.01368% | 0.0138% | 5179 | 8655 | 0.01091% | 7582 | 0.01106% | 0.01098% |  | 5179 | 0.01207% | 0.0131% | 0.01259% |  | 5179 | 7985 | 0.01098% | 0.01158%
| Aug | 4 | 20 | 5180 | 643.1297 | 658.9181 | 676.315 | 0.01373% | 0.01342% | 0.01345% | 0.01091% | 107 | 0.01106% | 0.01099% |  | 10.0956 | 24.0471 | 26.2166 |  | 5180 | 633.0342 | 634.871 | 650.0984 |  | 5180 | 0.01378% | 0.01348% | 0.01346% | 0.01103% | 0.01207% | 0.0131% |  | 5180 | 0.01348% | 0.01346% | 5180 | 2766 | 0.01091% | 6078 | 0.01106% | 0.01098% |  | 5180 | 0.01207% | 0.0131% | 0.01258% |  | 5180 | 107 | 0.01098% | 0.009159%
| Aug | 4 | 21 | 5181 | 632.1045 | 649.9903 | 666.0282 | 0.01349% | 0.01324% | 0.01324% | 0.01091% | 8303 | 0.01106% | 0.01099% |  | 10.0964 | 24.0462 | 26.2158 |  | 5181 | 622.0081 | 625.9441 | 639.8123 |  | 5181 | 0.01354% | 0.01329% | 0.01325% | 0.01104% | 0.01207% | 0.0131% |  | 5181 | 0.01329% | 0.01325% | 5181 | 6755 | 0.01091% | 6281 | 0.01106% | 0.01098% |  | 5181 | 0.01207% | 0.0131% | 0.01258% |  | 5181 | 8303 | 0.01098% | 0.01135%
| Aug | 4 | 22 | 5182 | 617.5761 | 635.123 | 642.4256 | 0.01318% | 0.01293% | 0.01277% | 0.01091% | 257 | 0.01106% | 0.01099% |  | 10.0972 | 24.0452 | 26.2151 |  | 5182 | 607.4789 | 611.0778 | 616.2106 |  | 5182 | 0.01322% | 0.01297% | 0.01276% | 0.01104% | 0.01207% | 0.0131% |  | 5182 | 0.01297% | 0.01276% | 5182 | 6522 | 0.01091% | 492 | 0.01106% | 0.01098% |  | 5182 | 0.01207% | 0.0131% | 0.01258% |  | 5182 | 257 | 0.01098% | 0.009214%
| Aug | 4 | 23 | 5183 | 598.2938 | 622.1455 | 624.1119 | 0.01277% | 0.01267% | 0.01241% | 0.01091% | 3006 | 0.01106% | 0.01098% |  | 10.0979 | 24.0442 | 26.2143 |  | 5183 | 588.1959 | 598.1013 | 597.8975 |  | 5183 | 0.0128% | 0.01269% | 0.01238% | 0.01104% | 0.01206% | 0.0131% |  | 5183 | 0.01269% | 0.01238% | 5183 | 3036 | 0.01091% | 3006 | 0.01106% | 0.01098% |  | 5183 | 0.01206% | 0.0131% | 0.01258% |  | 5183 | 3006 | 0.01098% | 0.01156%
| Aug | 5 | 0 | 5184 | 586.4638 | 609.4473 | 611.4151 | 0.01252% | 0.01241% | 0.01216% | 0.01091% | 774 | 0.01106% | 0.01098% |  | 10.0987 | 24.0432 | 26.2136 |  | 5184 | 576.365 | 585.4041 | 585.2015 |  | 5184 | 0.01255% | 0.01243% | 0.01212% | 0.01104% | 0.01206% | 0.0131% |  | 5184 | 0.01243% | 0.01212% | 5184 | 6870 | 0.01091% | 6848 | 0.01106% | 0.01098% |  | 5184 | 0.01206% | 0.0131% | 0.01258% |  | 5184 | 774 | 0.01098% | 0.009509%
| Aug | 5 | 1 | 5185 | 578.2926 | 599.7003 | 605.4793 | 0.01234% | 0.01221% | 0.01204% | 0.01091% | 7850 | 0.01106% | 0.01098% |  | 10.0995 | 24.0423 | 26.2128 |  | 5185 | 568.1931 | 575.658 | 579.2665 |  | 5185 | 0.01237% | 0.01222% | 0.012% | 0.01104% | 0.01206% | 0.0131% |  | 5185 | 0.01222% | 0.012% | 5185 | 477 | 0.01091% | 8064 | 0.01106% | 0.01098% |  | 5185 | 0.01206% | 0.0131% | 0.01258% |  | 5185 | 7850 | 0.01098% | 0.01166%
| Aug | 5 | 2 | 5186 | 571.2396 | 591.7686 | 600.8938 | 0.01219% | 0.01205% | 0.01195% | 0.01091% | 2988 | 0.01106% | 0.01098% |  | 10.1003 | 24.0413 | 26.2121 |  | 5186 | 561.1392 | 567.7273 | 574.6817 |  | 5186 | 0.01221% | 0.01205% | 0.0119% | 0.01104% | 0.01206% | 0.0131% |  | 5186 | 0.01205% | 0.0119% | 5186 | 2195 | 0.01091% | 5520 | 0.01106% | 0.01098% |  | 5186 | 0.01206% | 0.0131% | 0.01258% |  | 5186 | 2988 | 0.01098% | 0.01154%
| Aug | 5 | 3 | 5187 | 571.2485 | 587.8772 | 600.3406 | 0.01219% | 0.01197% | 0.01194% | 0.01091% | 7961 | 0.01106% | 0.01098% |  | 10.1011 | 24.0403 | 26.2113 |  | 5187 | 561.1473 | 563.8369 | 574.1292 |  | 5187 | 0.01222% | 0.01197% | 0.01189% | 0.01104% | 0.01206% | 0.0131% |  | 5187 | 0.01197% | 0.01189% | 5187 | 8741 | 0.01091% | 7921 | 0.01106% | 0.01098% |  | 5187 | 0.01206% | 0.0131% | 0.01258% |  | 5187 | 7961 | 0.01098% | 0.01159%
| Aug | 5 | 4 | 5188 | 569.3079 | 585.0936 | 602.0097 | 0.01215% | 0.01191% | 0.01197% | 0.01091% | 6303 | 0.01106% | 0.01098% |  | 10.1019 | 24.0394 | 26.2106 |  | 5188 | 559.206 | 561.0543 | 575.7991 |  | 5188 | 0.01217% | 0.01191% | 0.01192% | 0.01104% | 0.01206% | 0.0131% |  | 5188 | 0.01191% | 0.01192% | 5188 | 6176 | 0.01091% | 7014 | 0.01106% | 0.01098% |  | 5188 | 0.01206% | 0.0131% | 0.01258% |  | 5188 | 6303 | 0.01098% | 0.01205%
| Aug | 5 | 5 | 5189 | 568.3048 | 583.7158 | 605.348 | 0.01213% | 0.01189% | 0.01204% | 0.01091% | 3437 | 0.01106% | 0.01098% |  | 10.1027 | 24.0384 | 26.2098 |  | 5189 | 558.2021 | 559.6774 | 579.1382 |  | 5189 | 0.01215% | 0.01188% | 0.01199% | 0.01104% | 0.01206% | 0.0131% |  | 5189 | 0.01188% | 0.01199% | 5189 | 3140 | 0.01091% | 2749 | 0.01105% | 0.01098% |  | 5189 | 0.01206% | 0.0131% | 0.01258% |  | 5189 | 3437 | 0.01098% | 0.01201%
| Aug | 5 | 6 | 5190 | 576.1996 | 585.9967 | 619.3764 | 0.0123% | 0.01193% | 0.01232% | 0.01091% | 6230 | 0.01105% | 0.01098% |  | 10.1035 | 24.0374 | 26.2091 |  | 5190 | 566.0961 | 561.9592 | 593.1673 |  | 5190 | 0.01232% | 0.01193% | 0.01228% | 0.01104% | 0.01206% | 0.0131% |  | 5190 | 0.01193% | 0.01228% | 5190 | 6591 | 0.01091% | 615 | 0.01105% | 0.01098% |  | 5190 | 0.01206% | 0.0131% | 0.01258% |  | 5190 | 6230 | 0.01098% | 0.01207%
| Aug | 5 | 7 | 5191 | 584.2295 | 595.3527 | 635.8428 | 0.01247% | 0.01212% | 0.01264% | 0.01091% | 7298 | 0.01105% | 0.01098% |  | 10.1043 | 24.0364 | 26.2083 |  | 5191 | 574.1251 | 571.3163 | 609.6345 |  | 5191 | 0.0125% | 0.01213% | 0.01262% | 0.01104% | 0.01206% | 0.0131% |  | 5191 | 0.01213% | 0.01262% | 5191 | 7459 | 0.01091% | 616 | 0.01105% | 0.01098% |  | 5191 | 0.01206% | 0.0131% | 0.01258% |  | 5191 | 7298 | 0.01098% | 0.01188%
| Aug | 5 | 8 | 5192 | 597.9807 | 613.0967 | 650.3588 | 0.01276% | 0.01248% | 0.01293% | 0.01091% | 6019 | 0.01105% | 0.01098% |  | 10.1051 | 24.0355 | 26.2075 |  | 5192 | 587.8756 | 589.0612 | 624.1512 |  | 5192 | 0.0128% | 0.0125% | 0.01293% | 0.01105% | 0.01206% | 0.0131% |  | 5192 | 0.0125% | 0.01293% | 5192 | 1533 | 0.01091% | 3465 | 0.01105% | 0.01098% |  | 5192 | 0.01206% | 0.0131% | 0.01258% |  | 5192 | 6019 | 0.01098% | 0.01215%
| Aug | 5 | 9 | 5193 | 616.0795 | 629.2021 | 670.5855 | 0.01315% | 0.01281% | 0.01333% | 0.01091% | 7001 | 0.01105% | 0.01098% |  | 10.1059 | 24.0345 | 26.2068 |  | 5193 | 605.9736 | 605.1676 | 644.3787 |  | 5193 | 0.01319% | 0.01284% | 0.01334% | 0.01105% | 0.01206% | 0.0131% |  | 5193 | 0.01284% | 0.01334% | 5193 | 359 | 0.0109% | 24 | 0.01105% | 0.01098% |  | 5193 | 0.01206% | 0.0131% | 0.01258% |  | 5193 | 7001 | 0.01098% | 0.01193%
| Aug | 5 | 10 | 5194 | 634.459 | 646.313 | 690.981 | 0.01354% | 0.01316% | 0.01374% | 0.01091% | 767 | 0.01105% | 0.01098% |  | 10.1067 | 24.0335 | 26.206 |  | 5194 | 624.3523 | 622.2795 | 664.775 |  | 5194 | 0.01359% | 0.01321% | 0.01377% | 0.01105% | 0.01206% | 0.0131% |  | 5194 | 0.01321% | 0.01377% | 5194 | 3503 | 0.0109% | 8357 | 0.01105% | 0.01098% |  | 5194 | 0.01206% | 0.0131% | 0.01258% |  | 5194 | 767 | 0.01098% | 0.009504%
| Aug | 5 | 11 | 5195 | 650.373 | 662.856 | 716.6653 | 0.01388% | 0.0135% | 0.01425% | 0.01091% | 406 | 0.01105% | 0.01098% |  | 10.1075 | 24.0326 | 26.2052 |  | 5195 | 640.2655 | 638.8235 | 690.46 |  | 5195 | 0.01394% | 0.01356% | 0.0143% | 0.01105% | 0.01206% | 0.0131% |  | 5195 | 0.01356% | 0.0143% | 5195 | 6377 | 0.0109% | 2805 | 0.01105% | 0.01098% |  | 5195 | 0.01206% | 0.0131% | 0.01258% |  | 5195 | 406 | 0.01098% | 0.009281%
| Aug | 5 | 12 | 5196 | 674.0259 | 680.7117 | 742.4527 | 0.01439% | 0.01386% | 0.01476% | 0.01091% | 8156 | 0.01105% | 0.01098% |  | 10.1083 | 24.0316 | 26.2045 |  | 5196 | 663.9176 | 656.6801 | 716.2482 |  | 5196 | 0.01445% | 0.01394% | 0.01483% | 0.01105% | 0.01206% | 0.0131% |  | 5196 | 0.01394% | 0.01483% | 5196 | 631 | 0.0109% | 3371 | 0.01105% | 0.01098% |  | 5196 | 0.01206% | 0.0131% | 0.01258% |  | 5196 | 8156 | 0.01098% | 0.01146%
| Aug | 5 | 13 | 5197 | 689.4131 | 688.2989 | 760.6258 | 0.01471% | 0.01402% | 0.01512% | 0.01091% | 2752 | 0.01105% | 0.01098% |  | 10.1091 | 24.0306 | 26.2037 |  | 5197 | 679.304 | 664.2683 | 734.4221 |  | 5197 | 0.01479% | 0.0141% | 0.01521% | 0.01105% | 0.01206% | 0.0131% |  | 5197 | 0.0141% | 0.01521% | 5197 | 7462 | 0.0109% | 7992 | 0.01105% | 0.01098% |  | 5197 | 0.01206% | 0.0131% | 0.01258% |  | 5197 | 2752 | 0.01098% | 0.01128%
| Aug | 5 | 14 | 5198 | 691.2668 | 698.5673 | 771.494 | 0.01475% | 0.01423% | 0.01534% | 0.01091% | 5834 | 0.01105% | 0.01098% |  | 10.1099 | 24.0296 | 26.2029 |  | 5198 | 681.1569 | 674.5377 | 745.2911 |  | 5198 | 0.01483% | 0.01432% | 0.01543% | 0.01105% | 0.01206% | 0.0131% |  | 5198 | 0.01432% | 0.01543% | 5198 | 1370 | 0.0109% | 7994 | 0.01105% | 0.01098% |  | 5198 | 0.01206% | 0.0131% | 0.01258% |  | 5198 | 5834 | 0.01098% | 0.01224%
| Aug | 5 | 15 | 5199 | 693.645 | 707.011 | 775.9107 | 0.0148% | 0.0144% | 0.01543% | 0.01091% | 8043 | 0.01105% | 0.01098% |  | 10.1107 | 24.0287 | 26.2021 |  | 5199 | 683.5343 | 682.9824 | 749.7086 |  | 5199 | 0.01488% | 0.0145% | 0.01553% | 0.01105% | 0.01206% | 0.0131% |  | 5199 | 0.0145% | 0.01553% | 5199 | 8327 | 0.0109% | 798 | 0.01105% | 0.01098% |  | 5199 | 0.01206% | 0.0131% | 0.01258% |  | 5199 | 8043 | 0.01098% | 0.01154%
| Aug | 5 | 16 | 5200 | 693.325 | 710.8838 | 772.5724 | 0.0148% | 0.01448% | 0.01536% | 0.01091% | 8351 | 0.01105% | 0.01098% |  | 10.1115 | 24.0277 | 26.2014 |  | 5200 | 683.2135 | 686.8561 | 746.3711 |  | 5200 | 0.01487% | 0.01458% | 0.01546% | 0.01105% | 0.01206% | 0.0131% |  | 5200 | 0.01458% | 0.01546% | 5200 | 8423 | 0.0109% | 2904 | 0.01105% | 0.01098% |  | 5200 | 0.01206% | 0.0131% | 0.01258% |  | 5200 | 8351 | 0.01098% | 0.01131%
| Aug | 5 | 17 | 5201 | 684.2835 | 702.9149 | 760.7008 | 0.0146% | 0.01431% | 0.01513% | 0.01091% | 2751 | 0.01105% | 0.01098% |  | 10.1123 | 24.0267 | 26.2006 |  | 5201 | 674.1712 | 678.8881 | 734.5002 |  | 5201 | 0.01468% | 0.01441% | 0.01521% | 0.01105% | 0.01206% | 0.0131% |  | 5201 | 0.01441% | 0.01521% | 5201 | 1901 | 0.0109% | 2928 | 0.01105% | 0.01098% |  | 5201 | 0.01206% | 0.0131% | 0.01258% |  | 5201 | 2751 | 0.01098% | 0.01128%
| Aug | 5 | 18 | 5202 | 657.3768 | 682.6573 | 730.1873 | 0.01403% | 0.0139% | 0.01452% | 0.01091% | 289 | 0.01105% | 0.01098% |  | 10.1131 | 24.0258 | 26.1998 |  | 5202 | 647.2637 | 658.6316 | 703.9875 |  | 5202 | 0.01409% | 0.01398% | 0.01458% | 0.01105% | 0.01206% | 0.01309% |  | 5202 | 0.01398% | 0.01458% | 5202 | 330 | 0.0109% | 6580 | 0.01105% | 0.01098% |  | 5202 | 0.01206% | 0.01309% | 0.01258% |  | 5202 | 289 | 0.01098% | 0.009227%
| Aug | 5 | 19 | 5203 | 641.2851 | 673.0685 | 709.1541 | 0.01369% | 0.01371% | 0.0141% | 0.0109% | 39 | 0.01105% | 0.01098% |  | 10.1139 | 24.0248 | 26.199 |  | 5203 | 631.1712 | 649.0438 | 682.9551 |  | 5203 | 0.01374% | 0.01378% | 0.01414% | 0.01105% | 0.01205% | 0.01309% |  | 5203 | 0.01378% | 0.01414% | 5203 | 8031 | 0.0109% | 3466 | 0.01105% | 0.01097% |  | 5203 | 0.01205% | 0.01309% | 0.01257% |  | 5203 | 39 | 0.01097% | 0.009136%
| Aug | 5 | 20 | 5204 | 632.1593 | 658.7691 | 688.3835 | 0.01349% | 0.01341% | 0.01369% | 0.0109% | 8682 | 0.01105% | 0.01098% |  | 10.1147 | 24.0238 | 26.1982 |  | 5204 | 622.0446 | 634.7453 | 662.1853 |  | 5204 | 0.01354% | 0.01347% | 0.01371% | 0.01106% | 0.01205% | 0.01309% |  | 5204 | 0.01347% | 0.01371% | 5204 | 141 | 0.0109% | 1754 | 0.01105% | 0.01097% |  | 5204 | 0.01205% | 0.01309% | 0.01257% |  | 5204 | 8682 | 0.01097% | 0.01104%
| Aug | 5 | 21 | 5205 | 622.8437 | 647.6163 | 674.5427 | 0.01329% | 0.01319% | 0.01341% | 0.0109% | 3551 | 0.01105% | 0.01098% |  | 10.1155 | 24.0228 | 26.1974 |  | 5205 | 612.7282 | 623.5935 | 648.3453 |  | 5205 | 0.01334% | 0.01324% | 0.01343% | 0.01106% | 0.01205% | 0.01309% |  | 5205 | 0.01324% | 0.01343% | 5205 | 2035 | 0.0109% | 6018 | 0.01105% | 0.01097% |  | 5205 | 0.01205% | 0.01309% | 0.01257% |  | 5205 | 3551 | 0.01097% | 0.01212%
| Aug | 5 | 22 | 5206 | 605.0184 | 627.936 | 646.8142 | 0.01291% | 0.01279% | 0.01286% | 0.0109% | 6709 | 0.01105% | 0.01098% |  | 10.1163 | 24.0219 | 26.1966 |  | 5206 | 594.9021 | 603.9142 | 620.6176 |  | 5206 | 0.01295% | 0.01282% | 0.01285% | 0.01106% | 0.01205% | 0.01309% |  | 5206 | 0.01282% | 0.01285% | 5206 | 6827 | 0.0109% | 747 | 0.01105% | 0.01097% |  | 5206 | 0.01205% | 0.01309% | 0.01257% |  | 5206 | 6709 | 0.01097% | 0.01197%
| Aug | 5 | 23 | 5207 | 586.7408 | 609.2798 | 625.4622 | 0.01252% | 0.01241% | 0.01244% | 0.0109% | 1693 | 0.01105% | 0.01098% |  | 10.1171 | 24.0209 | 26.1958 |  | 5207 | 576.6237 | 585.2589 | 599.2664 |  | 5207 | 0.01255% | 0.01242% | 0.01241% | 0.01106% | 0.01205% | 0.01309% |  | 5207 | 0.01242% | 0.01241% | 5207 | 2359 | 0.0109% | 6014 | 0.01105% | 0.01097% |  | 5207 | 0.01205% | 0.01309% | 0.01257% |  | 5207 | 1693 | 0.01097% | 0.01026%
| Aug | 6 | 0 | 5208 | 573.6535 | 595.7158 | 612.1559 | 0.01224% | 0.01213% | 0.01217% | 0.0109% | 6254 | 0.01105% | 0.01098% |  | 10.1179 | 24.0199 | 26.195 |  | 5208 | 563.5356 | 571.6959 | 585.9609 |  | 5208 | 0.01227% | 0.01213% | 0.01213% | 0.01106% | 0.01205% | 0.01309% |  | 5208 | 0.01213% | 0.01213% | 5208 | 2552 | 0.0109% | 6118 | 0.01105% | 0.01097% |  | 5208 | 0.01205% | 0.01309% | 0.01257% |  | 5208 | 6254 | 0.01097% | 0.01207%
| Aug | 6 | 1 | 5209 | 565.4784 | 587.1883 | 603.5476 | 0.01207% | 0.01196% | 0.012% | 0.0109% | 7021 | 0.01105% | 0.01098% |  | 10.1187 | 24.0189 | 26.1942 |  | 5209 | 555.3597 | 563.1693 | 577.3534 |  | 5209 | 0.01209% | 0.01195% | 0.01196% | 0.01106% | 0.01205% | 0.01309% |  | 5209 | 0.01195% | 0.01196% | 5209 | 6847 | 0.0109% | 2879 | 0.01105% | 0.01097% |  | 5209 | 0.01205% | 0.01309% | 0.01257% |  | 5209 | 7021 | 0.01097% | 0.01193%
| Aug | 6 | 2 | 5210 | 559.8884 | 578.8004 | 599.9655 | 0.01195% | 0.01179% | 0.01193% | 0.0109% | 268 | 0.01105% | 0.01098% |  | 10.1195 | 24.018 | 26.1934 |  | 5210 | 549.7689 | 554.7824 | 573.7721 |  | 5210 | 0.01197% | 0.01178% | 0.01188% | 0.01106% | 0.01205% | 0.01309% |  | 5210 | 0.01178% | 0.01188% | 5210 | 1493 | 0.0109% | 7799 | 0.01105% | 0.01097% |  | 5210 | 0.01205% | 0.01309% | 0.01257% |  | 5210 | 268 | 0.01097% | 0.009218%
| Aug | 6 | 3 | 5211 | 556.7298 | 577.7391 | 597.096 | 0.01188% | 0.01176% | 0.01187% | 0.0109% | 8730 | 0.01105% | 0.01098% |  | 10.1203 | 24.017 | 26.1926 |  | 5211 | 546.6095 | 553.7221 | 570.9034 |  | 5211 | 0.0119% | 0.01175% | 0.01182% | 0.01106% | 0.01205% | 0.01309% |  | 5211 | 0.01175% | 0.01182% | 5211 | 6353 | 0.0109% | 8425 | 0.01105% | 0.01097% |  | 5211 | 0.01205% | 0.01309% | 0.01257% |  | 5211 | 8730 | 0.01097% | 0.011%
| Aug | 6 | 4 | 5212 | 554.0822 | 578.8283 | 597.9306 | 0.01183% | 0.01179% | 0.01189% | 0.0109% | 6704 | 0.01105% | 0.01098% |  | 10.1211 | 24.016 | 26.1918 |  | 5212 | 543.961 | 554.8123 | 571.7388 |  | 5212 | 0.01184% | 0.01178% | 0.01184% | 0.01106% | 0.01205% | 0.01309% |  | 5212 | 0.01178% | 0.01184% | 5212 | 6263 | 0.0109% | 8117 | 0.01105% | 0.01097% |  | 5212 | 0.01205% | 0.01309% | 0.01257% |  | 5212 | 6704 | 0.01097% | 0.01197%
| Aug | 6 | 5 | 5213 | 551.773 | 579.6196 | 602.291 | 0.01178% | 0.0118% | 0.01198% | 0.0109% | 8066 | 0.01105% | 0.01097% |  | 10.1219 | 24.015 | 26.191 |  | 5213 | 541.6511 | 555.6046 | 576.1 |  | 5213 | 0.01179% | 0.01179% | 0.01193% | 0.01106% | 0.01205% | 0.01309% |  | 5213 | 0.01179% | 0.01193% | 5213 | 7854 | 0.0109% | 6916 | 0.01104% | 0.01097% |  | 5213 | 0.01205% | 0.01309% | 0.01257% |  | 5213 | 8066 | 0.01097% | 0.01152%
| Aug | 6 | 6 | 5214 | 554.061 | 592.6902 | 610.9556 | 0.01183% | 0.01207% | 0.01215% | 0.0109% | 5383 | 0.01105% | 0.01097% |  | 10.1227 | 24.0141 | 26.1902 |  | 5214 | 543.9383 | 568.6761 | 584.7654 |  | 5214 | 0.01184% | 0.01207% | 0.01211% | 0.01106% | 0.01205% | 0.01309% |  | 5214 | 0.01207% | 0.01211% | 5214 | 6957 | 0.0109% | 425 | 0.01104% | 0.01097% |  | 5214 | 0.01205% | 0.01309% | 0.01257% |  | 5214 | 5383 | 0.01097% | 0.01249%
| Aug | 6 | 7 | 5215 | 561.2835 | 611.7468 | 629.2975 | 0.01198% | 0.01246% | 0.01251% | 0.0109% | 1705 | 0.01105% | 0.01097% |  | 10.1235 | 24.0131 | 26.1894 |  | 5215 | 551.16 | 587.7337 | 603.1081 |  | 5215 | 0.012% | 0.01247% | 0.01249% | 0.01107% | 0.01205% | 0.01309% |  | 5215 | 0.01247% | 0.01249% | 5215 | 8556 | 0.0109% | 8308 | 0.01104% | 0.01097% |  | 5215 | 0.01205% | 0.01309% | 0.01257% |  | 5215 | 1705 | 0.01097% | 0.01027%
| Aug | 6 | 8 | 5216 | 577.2222 | 627.5543 | 647.2737 | 0.01232% | 0.01278% | 0.01287% | 0.0109% | 748 | 0.01105% | 0.01097% |  | 10.1243 | 24.0121 | 26.1885 |  | 5216 | 567.0979 | 603.5422 | 621.0851 |  | 5216 | 0.01234% | 0.01281% | 0.01286% | 0.01107% | 0.01205% | 0.01309% |  | 5216 | 0.01281% | 0.01286% | 5216 | 2670 | 0.0109% | 2929 | 0.01104% | 0.01097% |  | 5216 | 0.01205% | 0.01309% | 0.01257% |  | 5216 | 748 | 0.01097% | 0.009491%
| Aug | 6 | 9 | 5217 | 594.8712 | 641.6117 | 674.6646 | 0.0127% | 0.01307% | 0.01342% | 0.0109% | 2928 | 0.01105% | 0.01097% |  | 10.1251 | 24.0111 | 26.1877 |  | 5217 | 584.7461 | 617.6006 | 648.4769 |  | 5217 | 0.01273% | 0.01311% | 0.01343% | 0.01107% | 0.01205% | 0.01309% |  | 5217 | 0.01311% | 0.01343% | 5217 | 1580 | 0.0109% | 1780 | 0.01104% | 0.01097% |  | 5217 | 0.01205% | 0.01309% | 0.01257% |  | 5217 | 2928 | 0.01097% | 0.01148%
| Aug | 6 | 10 | 5218 | 610.8031 | 663.0794 | 704.578 | 0.01304% | 0.0135% | 0.01401% | 0.0109% | 7736 | 0.01104% | 0.01097% |  | 10.126 | 24.0102 | 26.1869 |  | 5218 | 600.6771 | 639.0693 | 678.3911 |  | 5218 | 0.01308% | 0.01356% | 0.01405% | 0.01107% | 0.01205% | 0.01309% |  | 5218 | 0.01356% | 0.01405% | 5218 | 6380 | 0.0109% | 1288 | 0.01104% | 0.01097% |  | 5218 | 0.01205% | 0.01309% | 0.01257% |  | 5218 | 7736 | 0.01097% | 0.01172%
| Aug | 6 | 11 | 5219 | 629.5891 | 685.3943 | 736.8639 | 0.01344% | 0.01396% | 0.01465% | 0.0109% | 8719 | 0.01104% | 0.01097% |  | 10.1268 | 24.0092 | 26.1861 |  | 5219 | 619.4623 | 661.3851 | 710.6778 |  | 5219 | 0.01348% | 0.01404% | 0.01472% | 0.01107% | 0.01205% | 0.01309% |  | 5219 | 0.01404% | 0.01472% | 5219 | 1978 | 0.0109% | 8729 | 0.01104% | 0.01097% |  | 5219 | 0.01205% | 0.01309% | 0.01257% |  | 5219 | 8719 | 0.01097% | 0.01101%
| Aug | 6 | 12 | 5220 | 655.5153 | 709.5525 | 762.173 | 0.01399% | 0.01445% | 0.01516% | 0.0109% | 7388 | 0.01104% | 0.01097% |  | 10.1276 | 24.0082 | 26.1853 |  | 5220 | 645.3877 | 685.5443 | 735.9878 |  | 5220 | 0.01405% | 0.01455% | 0.01524% | 0.01107% | 0.01205% | 0.01309% |  | 5220 | 0.01455% | 0.01524% | 5220 | 5889 | 0.0109% | 547 | 0.01104% | 0.01097% |  | 5220 | 0.01205% | 0.01309% | 0.01257% |  | 5220 | 7388 | 0.01097% | 0.01185%
| Aug | 6 | 13 | 5221 | 672.0613 | 726.1607 | 778.3394 | 0.01434% | 0.01479% | 0.01548% | 0.0109% | 7758 | 0.01104% | 0.01097% |  | 10.1284 | 24.0072 | 26.1844 |  | 5221 | 661.9329 | 702.1535 | 752.155 |  | 5221 | 0.01441% | 0.0149% | 0.01558% | 0.01107% | 0.01205% | 0.01309% |  | 5221 | 0.0149% | 0.01558% | 5221 | 1964 | 0.0109% | 7183 | 0.01104% | 0.01097% |  | 5221 | 0.01205% | 0.01309% | 0.01257% |  | 5221 | 7758 | 0.01097% | 0.01171%
| Aug | 6 | 14 | 5222 | 680.1381 | 738.9241 | 787.3322 | 0.01452% | 0.01505% | 0.01566% | 0.0109% | 2904 | 0.01104% | 0.01097% |  | 10.1292 | 24.0063 | 26.1836 |  | 5222 | 670.0089 | 714.9178 | 761.1486 |  | 5222 | 0.01458% | 0.01517% | 0.01576% | 0.01107% | 0.01205% | 0.01309% |  | 5222 | 0.01517% | 0.01576% | 5222 | 305 | 0.0109% | 2743 | 0.01104% | 0.01097% |  | 5222 | 0.01205% | 0.01309% | 0.01257% |  | 5222 | 2904 | 0.01097% | 0.01145%
| Aug | 6 | 15 | 5223 | 687.3477 | 746.0551 | 792.7897 | 0.01467% | 0.01519% | 0.01576% | 0.0109% | 6785 | 0.01104% | 0.01097% |  | 10.13 | 24.0053 | 26.1828 |  | 5223 | 677.2177 | 722.0498 | 766.607 |  | 5223 | 0.01474% | 0.01533% | 0.01588% | 0.01107% | 0.01205% | 0.01309% |  | 5223 | 0.01533% | 0.01588% | 5223 | 7877 | 0.0109% | 2986 | 0.01104% | 0.01097% |  | 5223 | 0.01205% | 0.01309% | 0.01257% |  | 5223 | 6785 | 0.01097% | 0.01196%
| Aug | 6 | 16 | 5224 | 684.9223 | 746.0458 | 793.3993 | 0.01462% | 0.01519% | 0.01578% | 0.0109% | 651 | 0.01104% | 0.01097% |  | 10.1308 | 24.0043 | 26.1819 |  | 5224 | 674.7915 | 722.0415 | 767.2173 |  | 5224 | 0.01469% | 0.01533% | 0.01589% | 0.01107% | 0.01204% | 0.01309% |  | 5224 | 0.01533% | 0.01589% | 5224 | 6786 | 0.0109% | 7462 | 0.01104% | 0.01097% |  | 5224 | 0.01204% | 0.01309% | 0.01257% |  | 5224 | 651 | 0.01097% | 0.009425%
| Aug | 6 | 17 | 5225 | 675.6066 | 736.2708 | 789.0764 | 0.01442% | 0.01499% | 0.01569% | 0.0109% | 1620 | 0.01104% | 0.01097% |  | 10.1316 | 24.0033 | 26.1811 |  | 5225 | 665.475 | 712.2675 | 762.8953 |  | 5225 | 0.01449% | 0.01512% | 0.0158% | 0.01107% | 0.01204% | 0.01309% |  | 5225 | 0.01512% | 0.0158% | 5225 | 6185 | 0.0109% | 7800 | 0.01104% | 0.01097% |  | 5225 | 0.01204% | 0.01309% | 0.01256% |  | 5225 | 1620 | 0.01097% | 0.0102%
| Aug | 6 | 18 | 5226 | 655.9805 | 713.9373 | 764.236 | 0.014% | 0.01454% | 0.0152% | 0.0109% | 6878 | 0.01104% | 0.01097% |  | 10.1324 | 24.0024 | 26.1802 |  | 5226 | 645.8481 | 689.9349 | 738.0558 |  | 5226 | 0.01406% | 0.01464% | 0.01528% | 0.01107% | 0.01204% | 0.01309% |  | 5226 | 0.01464% | 0.01528% | 5226 | 2698 | 0.0109% | 6868 | 0.01104% | 0.01097% |  | 5226 | 0.01204% | 0.01309% | 0.01256% |  | 5226 | 6878 | 0.01097% | 0.01195%
| Aug | 6 | 19 | 5227 | 640.1824 | 696.5844 | 736.2168 | 0.01366% | 0.01418% | 0.01464% | 0.0109% | 614 | 0.01104% | 0.01097% |  | 10.1332 | 24.0014 | 26.1794 |  | 5227 | 630.0491 | 672.583 | 710.0374 |  | 5227 | 0.01371% | 0.01428% | 0.0147% | 0.01108% | 0.01204% | 0.01308% |  | 5227 | 0.01428% | 0.0147% | 5227 | 6512 | 0.01089% | 2 | 0.01104% | 0.01097% |  | 5227 | 0.01204% | 0.01308% | 0.01256% |  | 5227 | 614 | 0.01097% | 0.009402%
| Aug | 6 | 20 | 5228 | 634.5596 | 680.8699 | 705.8346 | 0.01354% | 0.01386% | 0.01404% | 0.0109% | 7043 | 0.01104% | 0.01097% |  | 10.134 | 24.0004 | 26.1786 |  | 5228 | 624.4256 | 656.8695 | 679.656 |  | 5228 | 0.01359% | 0.01394% | 0.01407% | 0.01108% | 0.01204% | 0.01308% |  | 5228 | 0.01394% | 0.01407% | 5228 | 1369 | 0.01089% | 1479 | 0.01104% | 0.01097% |  | 5228 | 0.01204% | 0.01308% | 0.01256% |  | 5228 | 7043 | 0.01097% | 0.01193%
| Aug | 6 | 21 | 5229 | 624.9028 | 667.2222 | 691.9094 | 0.01334% | 0.01359% | 0.01376% | 0.0109% | 2747 | 0.01104% | 0.01097% |  | 10.1348 | 23.9994 | 26.1777 |  | 5229 | 614.768 | 643.2227 | 665.7316 |  | 5229 | 0.01338% | 0.01365% | 0.01379% | 0.01108% | 0.01204% | 0.01308% |  | 5229 | 0.01365% | 0.01379% | 5229 | 496 | 0.01089% | 8067 | 0.01104% | 0.01097% |  | 5229 | 0.01204% | 0.01308% | 0.01256% |  | 5229 | 2747 | 0.01097% | 0.01128%
| Aug | 6 | 22 | 5230 | 606.6052 | 643.8367 | 665.8594 | 0.01295% | 0.01311% | 0.01324% | 0.0109% | 3167 | 0.01104% | 0.01097% |  | 10.1356 | 23.9985 | 26.1769 |  | 5230 | 596.4696 | 619.8382 | 639.6825 |  | 5230 | 0.01298% | 0.01316% | 0.01325% | 0.01108% | 0.01204% | 0.01308% |  | 5230 | 0.01316% | 0.01325% | 5230 | 6222 | 0.01089% | 7004 | 0.01103% | 0.01096% |  | 5230 | 0.01204% | 0.01308% | 0.01256% |  | 5230 | 3167 | 0.01096% | 0.01174%
| Aug | 6 | 23 | 5231 | 587.9884 | 625.0966 | 644.4511 | 0.01255% | 0.01273% | 0.01281% | 0.0109% | 12 | 0.01104% | 0.01097% |  | 10.1365 | 23.9975 | 26.176 |  | 5231 | 577.8519 | 601.0991 | 618.2751 |  | 5231 | 0.01258% | 0.01276% | 0.0128% | 0.01108% | 0.01204% | 0.01308% |  | 5231 | 0.01276% | 0.0128% | 5231 | 1327 | 0.01089% | 69 | 0.01103% | 0.01096% |  | 5231 | 0.01204% | 0.01308% | 0.01256% |  | 5231 | 12 | 0.01096% | 0.009128%
| Aug | 7 | 0 | 5232 | 574.697 | 610.732 | 626.3999 | 0.01227% | 0.01244% | 0.01246% | 0.0109% | 3146 | 0.01104% | 0.01097% |  | 10.1373 | 23.9965 | 26.1752 |  | 5232 | 564.5597 | 586.7355 | 600.2248 |  | 5232 | 0.01229% | 0.01245% | 0.01243% | 0.01108% | 0.01204% | 0.01308% |  | 5232 | 0.01245% | 0.01243% | 5232 | 3309 | 0.01089% | 7627 | 0.01103% | 0.01096% |  | 5232 | 0.01204% | 0.01308% | 0.01256% |  | 5232 | 3146 | 0.01096% | 0.01171%
| Aug | 7 | 1 | 5233 | 567.3196 | 600.8826 | 617.5947 | 0.01211% | 0.01224% | 0.01228% | 0.0109% | 6523 | 0.01104% | 0.01097% |  | 10.1381 | 23.9955 | 26.1743 |  | 5233 | 557.1815 | 576.887 | 591.4204 |  | 5233 | 0.01213% | 0.01224% | 0.01225% | 0.01108% | 0.01204% | 0.01308% |  | 5233 | 0.01224% | 0.01225% | 5233 | 581 | 0.01089% | 8091 | 0.01103% | 0.01096% |  | 5233 | 0.01204% | 0.01308% | 0.01256% |  | 5233 | 6523 | 0.01096% | 0.012%
| Aug | 7 | 2 | 5234 | 562.2018 | 593.0998 | 614.3314 | 0.012% | 0.01208% | 0.01222% | 0.0109% | 3 | 0.01104% | 0.01097% |  | 10.1389 | 23.9946 | 26.1734 |  | 5234 | 552.0629 | 569.1053 | 588.158 |  | 5234 | 0.01202% | 0.01208% | 0.01218% | 0.01108% | 0.01204% | 0.01308% |  | 5234 | 0.01208% | 0.01218% | 5234 | 7829 | 0.01089% | 8633 | 0.01103% | 0.01096% |  | 5234 | 0.01204% | 0.01308% | 0.01256% |  | 5234 | 3 | 0.01096% | 0.009125%
| Aug | 7 | 3 | 5235 | 561.6016 | 593.8911 | 611.3119 | 0.01199% | 0.01209% | 0.01216% | 0.0109% | 4254 | 0.01104% | 0.01097% |  | 10.1397 | 23.9936 | 26.1726 |  | 5235 | 551.4619 | 569.8975 | 585.1393 |  | 5235 | 0.012% | 0.0121% | 0.01212% | 0.01108% | 0.01204% | 0.01308% |  | 5235 | 0.0121% | 0.01212% | 5235 | 5930 | 0.01089% | 6850 | 0.01103% | 0.01096% |  | 5235 | 0.01204% | 0.01308% | 0.01256% |  | 5235 | 4254 | 0.01096% | 0.01263%
| Aug | 7 | 4 | 5236 | 561.0879 | 597.5591 | 612.1934 | 0.01198% | 0.01217% | 0.01217% | 0.0109% | 6282 | 0.01104% | 0.01097% |  | 10.1405 | 23.9926 | 26.1717 |  | 5236 | 550.9474 | 573.5665 | 586.0217 |  | 5236 | 0.01199% | 0.01217% | 0.01214% | 0.01108% | 0.01204% | 0.01308% |  | 5236 | 0.01217% | 0.01214% | 5236 | 689 | 0.01089% | 8439 | 0.01103% | 0.01096% |  | 5236 | 0.01204% | 0.01308% | 0.01256% |  | 5236 | 6282 | 0.01096% | 0.01206%
| Aug | 7 | 5 | 5237 | 567.8783 | 600.5567 | 613.103 | 0.01212% | 0.01223% | 0.01219% | 0.0109% | 1762 | 0.01104% | 0.01097% |  | 10.1413 | 23.9916 | 26.1709 |  | 5237 | 557.737 | 576.5651 | 586.9321 |  | 5237 | 0.01214% | 0.01224% | 0.01215% | 0.01108% | 0.01204% | 0.01308% |  | 5237 | 0.01224% | 0.01215% | 5237 | 8435 | 0.01089% | 5855 | 0.01103% | 0.01096% |  | 5237 | 0.01204% | 0.01308% | 0.01256% |  | 5237 | 1762 | 0.01096% | 0.01032%
| Aug | 7 | 6 | 5238 | 583.5823 | 613.4411 | 620.5673 | 0.01246% | 0.01249% | 0.01234% | 0.0109% | 8237 | 0.01104% | 0.01097% |  | 10.1421 | 23.9907 | 26.17 |  | 5238 | 573.4401 | 589.4505 | 594.3973 |  | 5238 | 0.01248% | 0.01251% | 0.01231% | 0.01109% | 0.01204% | 0.01308% |  | 5238 | 0.01251% | 0.01231% | 5238 | 2888 | 0.01089% | 5664 | 0.01103% | 0.01096% |  | 5238 | 0.01204% | 0.01308% | 0.01256% |  | 5238 | 8237 | 0.01096% | 0.0114%
| Aug | 7 | 7 | 5239 | 594.4468 | 629.1835 | 636.2742 | 0.01269% | 0.01281% | 0.01265% | 0.0109% | 2986 | 0.01104% | 0.01097% |  | 10.1429 | 23.9897 | 26.1691 |  | 5239 | 584.3039 | 605.1938 | 610.105 |  | 5239 | 0.01272% | 0.01285% | 0.01263% | 0.01109% | 0.01204% | 0.01308% |  | 5239 | 0.01285% | 0.01263% | 5239 | 6007 | 0.01089% | 6539 | 0.01103% | 0.01096% |  | 5239 | 0.01204% | 0.01308% | 0.01256% |  | 5239 | 2986 | 0.01096% | 0.01154%
| Aug | 7 | 8 | 5240 | 604.836 | 645.8941 | 655.7976 | 0.01291% | 0.01315% | 0.01304% | 0.0109% | 2879 | 0.01104% | 0.01097% |  | 10.1438 | 23.9887 | 26.1683 |  | 5240 | 594.6922 | 621.9054 | 629.6293 |  | 5240 | 0.01295% | 0.0132% | 0.01304% | 0.01109% | 0.01204% | 0.01308% |  | 5240 | 0.0132% | 0.01304% | 5240 | 1975 | 0.01089% | 7026 | 0.01103% | 0.01096% |  | 5240 | 0.01204% | 0.01308% | 0.01256% |  | 5240 | 2879 | 0.01096% | 0.01142%
| Aug | 7 | 9 | 5241 | 621.0773 | 659.3836 | 678.9312 | 0.01326% | 0.01343% | 0.0135% | 0.0109% | 1755 | 0.01104% | 0.01097% |  | 10.1446 | 23.9877 | 26.1674 |  | 5241 | 610.9328 | 635.3958 | 652.7639 |  | 5241 | 0.0133% | 0.01349% | 0.01352% | 0.01109% | 0.01204% | 0.01308% |  | 5241 | 0.01349% | 0.01352% | 5241 | 3678 | 0.01089% | 6229 | 0.01103% | 0.01096% |  | 5241 | 0.01204% | 0.01308% | 0.01256% |  | 5241 | 1755 | 0.01096% | 0.01031%
| Aug | 7 | 10 | 5242 | 636.7524 | 684.3424 | 701.2772 | 0.01359% | 0.01394% | 0.01394% | 0.0109% | 2805 | 0.01104% | 0.01097% |  | 10.1454 | 23.9867 | 26.1665 |  | 5242 | 626.607 | 660.3556 | 675.1107 |  | 5242 | 0.01364% | 0.01402% | 0.01398% | 0.01109% | 0.01204% | 0.01308% |  | 5242 | 0.01402% | 0.01398% | 5242 | 6484 | 0.01089% | 1360 | 0.01103% | 0.01096% |  | 5242 | 0.01204% | 0.01308% | 0.01256% |  | 5242 | 2805 | 0.01096% | 0.01134%
| Aug | 7 | 11 | 5243 | 653.5617 | 709.9808 | 725.011 | 0.01395% | 0.01446% | 0.01442% | 0.0109% | 2929 | 0.01104% | 0.01097% |  | 10.1462 | 23.9858 | 26.1656 |  | 5243 | 643.4155 | 685.995 | 698.8454 |  | 5243 | 0.01401% | 0.01456% | 0.01447% | 0.01109% | 0.01204% | 0.01308% |  | 5243 | 0.01456% | 0.01447% | 5243 | 293 | 0.01089% | 3384 | 0.01103% | 0.01096% |  | 5243 | 0.01204% | 0.01308% | 0.01256% |  | 5243 | 2929 | 0.01096% | 0.01148%
| Aug | 7 | 12 | 5244 | 679.5481 | 733.9807 | 743.1841 | 0.0145% | 0.01495% | 0.01478% | 0.0109% | 8065 | 0.01104% | 0.01097% |  | 10.147 | 23.9848 | 26.1647 |  | 5244 | 669.4011 | 709.9959 | 717.0194 |  | 5244 | 0.01457% | 0.01507% | 0.01485% | 0.01109% | 0.01203% | 0.01308% |  | 5244 | 0.01507% | 0.01485% | 5244 | 3384 | 0.01089% | 3146 | 0.01103% | 0.01096% |  | 5244 | 0.01203% | 0.01308% | 0.01256% |  | 5244 | 8065 | 0.01096% | 0.01153%
| Aug | 7 | 13 | 5245 | 697.5968 | 747.3119 | 752.7583 | 0.01489% | 0.01522% | 0.01497% | 0.0109% | 2749 | 0.01104% | 0.01097% |  | 10.1478 | 23.9838 | 26.1639 |  | 5245 | 687.449 | 723.3281 | 726.5944 |  | 5245 | 0.01496% | 0.01535% | 0.01505% | 0.01109% | 0.01203% | 0.01308% |  | 5245 | 0.01535% | 0.01505% | 5245 | 2701 | 0.01089% | 7458 | 0.01103% | 0.01096% |  | 5245 | 0.01203% | 0.01308% | 0.01256% |  | 5245 | 2749 | 0.01096% | 0.01128%
| Aug | 7 | 14 | 5246 | 707.909 | 756.7797 | 756.8093 | 0.01511% | 0.01541% | 0.01505% | 0.0109% | 276 | 0.01104% | 0.01097% |  | 10.1486 | 23.9828 | 26.163 |  | 5246 | 697.7603 | 732.7969 | 730.6463 |  | 5246 | 0.01519% | 0.01555% | 0.01513% | 0.01109% | 0.01203% | 0.01308% |  | 5246 | 0.01555% | 0.01513% | 5246 | 8045 | 0.01089% | 6231 | 0.01103% | 0.01096% |  | 5246 | 0.01203% | 0.01308% | 0.01256% |  | 5246 | 276 | 0.01096% | 0.009221%
| Aug | 7 | 15 | 5247 | 715.7397 | 760.4197 | 762.2574 | 0.01528% | 0.01548% | 0.01516% | 0.0109% | 8635 | 0.01104% | 0.01097% |  | 10.1495 | 23.9819 | 26.1621 |  | 5247 | 705.5903 | 736.4379 | 736.0954 |  | 5247 | 0.01536% | 0.01563% | 0.01524% | 0.01109% | 0.01203% | 0.01308% |  | 5247 | 0.01563% | 0.01524% | 5247 | 8486 | 0.01089% | 1697 | 0.01103% | 0.01096% |  | 5247 | 0.01203% | 0.01308% | 0.01255% |  | 5247 | 8635 | 0.01096% | 0.01108%
| Aug | 7 | 16 | 5248 | 716.1746 | 756.9473 | 762.7075 | 0.01529% | 0.01541% | 0.01517% | 0.01089% | 375 | 0.01104% | 0.01097% |  | 10.1503 | 23.9809 | 26.1612 |  | 5248 | 706.0243 | 732.9664 | 736.5463 |  | 5248 | 0.01537% | 0.01556% | 0.01525% | 0.01109% | 0.01203% | 0.01308% |  | 5248 | 0.01556% | 0.01525% | 5248 | 1412 | 0.01089% | 746 | 0.01103% | 0.01096% |  | 5248 | 0.01203% | 0.01308% | 0.01255% |  | 5248 | 375 | 0.01096% | 0.009266%
| Aug | 7 | 17 | 5249 | 710.9242 | 752.5625 | 757.2875 | 0.01517% | 0.01532% | 0.01506% | 0.01089% | 1058 | 0.01104% | 0.01097% |  | 10.1511 | 23.9799 | 26.1603 |  | 5249 | 700.7731 | 728.5826 | 731.1272 |  | 5249 | 0.01525% | 0.01546% | 0.01514% | 0.0111% | 0.01203% | 0.01308% |  | 5249 | 0.01546% | 0.01514% | 5249 | 375 | 0.01089% | 6140 | 0.01103% | 0.01096% |  | 5249 | 0.01203% | 0.01308% | 0.01255% |  | 5249 | 1058 | 0.01096% | 0.009729%
| Aug | 7 | 18 | 5250 | 688.9463 | 730.4896 | 732.194 | 0.0147% | 0.01488% | 0.01456% | 0.01089% | 6629 | 0.01104% | 0.01096% |  | 10.1519 | 23.9789 | 26.1594 |  | 5250 | 678.7944 | 706.5107 | 706.0346 |  | 5250 | 0.01478% | 0.015% | 0.01462% | 0.0111% | 0.01203% | 0.01307% |  | 5250 | 0.015% | 0.01462% | 5250 | 7843 | 0.01089% | 6999 | 0.01103% | 0.01096% |  | 5250 | 0.01203% | 0.01307% | 0.01255% |  | 5250 | 6629 | 0.01096% | 0.01198%
| Aug | 7 | 19 | 5251 | 668.9234 | 714.3935 | 711.1515 | 0.01428% | 0.01455% | 0.01414% | 0.01089% | 697 | 0.01104% | 0.01096% |  | 10.1527 | 23.9779 | 26.1585 |  | 5251 | 658.7707 | 690.4155 | 684.9929 |  | 5251 | 0.01434% | 0.01465% | 0.01419% | 0.0111% | 0.01203% | 0.01307% |  | 5251 | 0.01465% | 0.01419% | 5251 | 6481 | 0.01089% | 463 | 0.01103% | 0.01096% |  | 5251 | 0.01203% | 0.01307% | 0.01255% |  | 5251 | 697 | 0.01096% | 0.009456%
| Aug | 7 | 20 | 5252 | 659.944 | 702.9149 | 693.3628 | 0.01409% | 0.01431% | 0.01379% | 0.01089% | 1127 | 0.01104% | 0.01096% |  | 10.1535 | 23.977 | 26.1576 |  | 5252 | 649.7904 | 678.9379 | 667.2052 |  | 5252 | 0.01414% | 0.01441% | 0.01382% | 0.0111% | 0.01203% | 0.01307% |  | 5252 | 0.01441% | 0.01382% | 5252 | 7012 | 0.01089% | 3167 | 0.01103% | 0.01096% |  | 5252 | 0.01203% | 0.01307% | 0.01255% |  | 5252 | 1127 | 0.01096% | 0.009786%
| Aug | 7 | 21 | 5253 | 642.7816 | 686.9304 | 678.9969 | 0.01372% | 0.01399% | 0.0135% | 0.01089% | 1748 | 0.01104% | 0.01096% |  | 10.1544 | 23.976 | 26.1567 |  | 5253 | 632.6272 | 662.9544 | 652.8402 |  | 5253 | 0.01377% | 0.01407% | 0.01352% | 0.0111% | 0.01203% | 0.01307% |  | 5253 | 0.01407% | 0.01352% | 5253 | 1927 | 0.01089% | 1121 | 0.01103% | 0.01096% |  | 5253 | 0.01203% | 0.01307% | 0.01255% |  | 5253 | 1748 | 0.01096% | 0.01031%
| Aug | 7 | 22 | 5254 | 618.3465 | 662.6791 | 652.6281 | 0.0132% | 0.01349% | 0.01298% | 0.01089% | 7028 | 0.01104% | 0.01096% |  | 10.1552 | 23.975 | 26.1558 |  | 5254 | 608.1913 | 638.7041 | 626.4723 |  | 5254 | 0.01324% | 0.01356% | 0.01297% | 0.0111% | 0.01203% | 0.01307% |  | 5254 | 0.01356% | 0.01297% | 5254 | 971 | 0.01089% | 7089 | 0.01103% | 0.01096% |  | 5254 | 0.01203% | 0.01307% | 0.01255% |  | 5254 | 7028 | 0.01096% | 0.01193%
| Aug | 7 | 23 | 5255 | 600.2607 | 640.4294 | 632.9921 | 0.01281% | 0.01304% | 0.01259% | 0.01089% | 6959 | 0.01104% | 0.01096% |  | 10.156 | 23.974 | 26.1549 |  | 5255 | 590.1047 | 616.4554 | 606.8372 |  | 5255 | 0.01285% | 0.01308% | 0.01257% | 0.0111% | 0.01203% | 0.01307% |  | 5255 | 0.01308% | 0.01257% | 5255 | 119 | 0.01089% | 1714 | 0.01103% | 0.01096% |  | 5255 | 0.01203% | 0.01307% | 0.01255% |  | 5255 | 6959 | 0.01096% | 0.01194%
| Aug | 8 | 0 | 5256 | 587.6007 | 623.2254 | 618.2699 | 0.01254% | 0.01269% | 0.01229% | 0.01089% | 7133 | 0.01104% | 0.01096% |  | 10.1568 | 23.973 | 26.154 |  | 5256 | 577.4439 | 599.2524 | 592.1159 |  | 5256 | 0.01257% | 0.01272% | 0.01226% | 0.0111% | 0.01203% | 0.01307% |  | 5256 | 0.01272% | 0.01226% | 5256 | 317 | 0.01089% | 3467 | 0.01103% | 0.01096% |  | 5256 | 0.01203% | 0.01307% | 0.01255% |  | 5256 | 7133 | 0.01096% | 0.01191%
| Aug | 8 | 1 | 5257 | 577.6432 | 614.8189 | 614.3127 | 0.01233% | 0.01252% | 0.01222% | 0.01089% | 7642 | 0.01104% | 0.01096% |  | 10.1576 | 23.9721 | 26.1531 |  | 5257 | 567.4856 | 590.8469 | 588.1596 |  | 5257 | 0.01235% | 0.01254% | 0.01218% | 0.0111% | 0.01203% | 0.01307% |  | 5257 | 0.01254% | 0.01218% | 5257 | 1637 | 0.01089% | 2905 | 0.01103% | 0.01096% |  | 5257 | 0.01203% | 0.01307% | 0.01255% |  | 5257 | 7642 | 0.01096% | 0.01177%
| Aug | 8 | 2 | 5258 | 570.3425 | 608.9725 | 609.2865 | 0.01217% | 0.0124% | 0.01212% | 0.01089% | 1116 | 0.01104% | 0.01096% |  | 10.1584 | 23.9711 | 26.1522 |  | 5258 | 560.1841 | 585.0015 | 583.1343 |  | 5258 | 0.01219% | 0.01242% | 0.01208% | 0.0111% | 0.01203% | 0.01307% |  | 5258 | 0.01242% | 0.01208% | 5258 | 6378 | 0.01089% | 3026 | 0.01103% | 0.01096% |  | 5258 | 0.01203% | 0.01307% | 0.01255% |  | 5258 | 1116 | 0.01096% | 0.009777%
| Aug | 8 | 3 | 5259 | 568.855 | 606.4683 | 608.3018 | 0.01214% | 0.01235% | 0.0121% | 0.01089% | 7402 | 0.01103% | 0.01096% |  | 10.1593 | 23.9701 | 26.1513 |  | 5259 | 558.6957 | 582.4982 | 582.1506 |  | 5259 | 0.01216% | 0.01236% | 0.01206% | 0.0111% | 0.01203% | 0.01307% |  | 5259 | 0.01236% | 0.01206% | 5259 | 7075 | 0.01088% | 1081 | 0.01103% | 0.01096% |  | 5259 | 0.01203% | 0.01307% | 0.01255% |  | 5259 | 7402 | 0.01096% | 0.01185%
| Aug | 8 | 4 | 5260 | 566.9391 | 607.4551 | 605.2449 | 0.0121% | 0.01237% | 0.01204% | 0.01089% | 6782 | 0.01103% | 0.01096% |  | 10.1601 | 23.9691 | 26.1504 |  | 5260 | 556.779 | 583.486 | 579.0945 |  | 5260 | 0.01212% | 0.01238% | 0.01199% | 0.01111% | 0.01203% | 0.01307% |  | 5260 | 0.01238% | 0.01199% | 5260 | 3351 | 0.01088% | 3523 | 0.01103% | 0.01096% |  | 5260 | 0.01203% | 0.01307% | 0.01255% |  | 5260 | 6782 | 0.01096% | 0.01196%
| Aug | 8 | 5 | 5261 | 568.3375 | 608.4233 | 604.2978 | 0.01213% | 0.01239% | 0.01202% | 0.01089% | 6911 | 0.01103% | 0.01096% |  | 10.1609 | 23.9681 | 26.1494 |  | 5261 | 558.1766 | 584.4551 | 578.1483 |  | 5261 | 0.01215% | 0.0124% | 0.01197% | 0.01111% | 0.01203% | 0.01307% |  | 5261 | 0.0124% | 0.01197% | 5261 | 8575 | 0.01088% | 130 | 0.01103% | 0.01096% |  | 5261 | 0.01203% | 0.01307% | 0.01255% |  | 5261 | 6911 | 0.01096% | 0.01194%
| Aug | 8 | 6 | 5262 | 583.9825 | 618.2076 | 610.4211 | 0.01246% | 0.01259% | 0.01214% | 0.01089% | 7027 | 0.01103% | 0.01096% |  | 10.1617 | 23.9672 | 26.1485 |  | 5262 | 573.8208 | 594.2404 | 584.2726 |  | 5262 | 0.01249% | 0.01261% | 0.0121% | 0.01111% | 0.01203% | 0.01307% |  | 5262 | 0.01261% | 0.0121% | 5262 | 6611 | 0.01088% | 7389 | 0.01103% | 0.01096% |  | 5262 | 0.01203% | 0.01307% | 0.01255% |  | 5262 | 7027 | 0.01096% | 0.01193%
| Aug | 8 | 7 | 5263 | 592.9976 | 631.3247 | 625.7998 | 0.01266% | 0.01286% | 0.01244% | 0.01089% | 1129 | 0.01103% | 0.01096% |  | 10.1625 | 23.9662 | 26.1476 |  | 5263 | 582.8351 | 607.3585 | 599.6522 |  | 5263 | 0.01269% | 0.01289% | 0.01242% | 0.01111% | 0.01203% | 0.01307% |  | 5263 | 0.01289% | 0.01242% | 5263 | 996 | 0.01088% | 2987 | 0.01103% | 0.01095% |  | 5263 | 0.01203% | 0.01307% | 0.01255% |  | 5263 | 1129 | 0.01095% | 0.009788%
| Aug | 8 | 8 | 5264 | 601.1439 | 648.7149 | 647.6675 | 0.01283% | 0.01321% | 0.01288% | 0.01089% | 376 | 0.01103% | 0.01096% |  | 10.1634 | 23.9652 | 26.1467 |  | 5264 | 590.9805 | 624.7497 | 621.5209 |  | 5264 | 0.01286% | 0.01326% | 0.01287% | 0.01111% | 0.01203% | 0.01307% |  | 5264 | 0.01326% | 0.01287% | 5264 | 954 | 0.01088% | 442 | 0.01103% | 0.01095% |  | 5264 | 0.01203% | 0.01307% | 0.01255% |  | 5264 | 376 | 0.01095% | 0.009266%
| Aug | 8 | 9 | 5265 | 618.943 | 665.1834 | 673.8207 | 0.01321% | 0.01355% | 0.0134% | 0.01089% | 620 | 0.01103% | 0.01096% |  | 10.1642 | 23.9642 | 26.1457 |  | 5265 | 608.7788 | 641.2192 | 647.6749 |  | 5265 | 0.01325% | 0.01361% | 0.01341% | 0.01111% | 0.01202% | 0.01307% |  | 5265 | 0.01361% | 0.01341% | 5265 | 2983 | 0.01088% | 7899 | 0.01103% | 0.01095% |  | 5265 | 0.01202% | 0.01307% | 0.01255% |  | 5265 | 620 | 0.01095% | 0.009405%
| Aug | 8 | 10 | 5266 | 633.4031 | 680.4138 | 690.3152 | 0.01352% | 0.01386% | 0.01373% | 0.01089% | 3675 | 0.01103% | 0.01096% |  | 10.165 | 23.9632 | 26.1448 |  | 5266 | 623.2381 | 656.4505 | 664.1704 |  | 5266 | 0.01357% | 0.01393% | 0.01375% | 0.01111% | 0.01202% | 0.01307% |  | 5266 | 0.01393% | 0.01375% | 5266 | 8487 | 0.01088% | 1856 | 0.01102% | 0.01095% |  | 5266 | 0.01202% | 0.01307% | 0.01255% |  | 5266 | 3675 | 0.01095% | 0.01224%
| Aug | 8 | 11 | 5267 | 651.7755 | 706.9459 | 709.698 | 0.01391% | 0.0144% | 0.01411% | 0.01089% | 8659 | 0.01103% | 0.01096% |  | 10.1658 | 23.9623 | 26.1439 |  | 5267 | 641.6097 | 682.9836 | 683.5541 |  | 5267 | 0.01397% | 0.0145% | 0.01416% | 0.01111% | 0.01202% | 0.01307% |  | 5267 | 0.0145% | 0.01416% | 5267 | 1100 | 0.01088% | 7641 | 0.01102% | 0.01095% |  | 5267 | 0.01202% | 0.01307% | 0.01255% |  | 5267 | 8659 | 0.01095% | 0.01106%
| Aug | 8 | 12 | 5268 | 680.9115 | 731.5137 | 718.8596 | 0.01453% | 0.0149% | 0.01429% | 0.01089% | 3026 | 0.01103% | 0.01096% |  | 10.1667 | 23.9613 | 26.1429 |  | 5268 | 670.7448 | 707.5524 | 692.7166 |  | 5268 | 0.0146% | 0.01502% | 0.01435% | 0.01111% | 0.01202% | 0.01307% |  | 5268 | 0.01502% | 0.01435% | 5268 | 7691 | 0.01088% | 6881 | 0.01102% | 0.01095% |  | 5268 | 0.01202% | 0.01307% | 0.01254% |  | 5268 | 3026 | 0.01095% | 0.01158%
| Aug | 8 | 13 | 5269 | 700.6075 | 753.1304 | 724.439 | 0.01495% | 0.01534% | 0.01441% | 0.01089% | 789 | 0.01103% | 0.01096% |  | 10.1675 | 23.9603 | 26.142 |  | 5269 | 690.44 | 729.1701 | 698.297 |  | 5269 | 0.01503% | 0.01548% | 0.01446% | 0.01111% | 0.01202% | 0.01307% |  | 5269 | 0.01548% | 0.01446% | 5269 | 1877 | 0.01088% | 3437 | 0.01102% | 0.01095% |  | 5269 | 0.01202% | 0.01307% | 0.01254% |  | 5269 | 789 | 0.01095% | 0.00952%
| Aug | 8 | 14 | 5270 | 709.896 | 765.5865 | 725.5362 | 0.01515% | 0.01559% | 0.01443% | 0.01089% | 3454 | 0.01103% | 0.01096% |  | 10.1683 | 23.9593 | 26.1411 |  | 5270 | 699.7277 | 741.6272 | 699.3951 |  | 5270 | 0.01523% | 0.01574% | 0.01448% | 0.01111% | 0.01202% | 0.01307% |  | 5270 | 0.01574% | 0.01448% | 5270 | 6763 | 0.01088% | 6277 | 0.01102% | 0.01095% |  | 5270 | 0.01202% | 0.01307% | 0.01254% |  | 5270 | 3454 | 0.01095% | 0.01203%
| Aug | 8 | 15 | 5271 | 718.494 | 769.8782 | 723.9983 | 0.01533% | 0.01568% | 0.0144% | 0.01088% | 7547 | 0.01103% | 0.01096% |  | 10.1691 | 23.9583 | 26.1401 |  | 5271 | 708.3249 | 745.9198 | 697.8582 |  | 5271 | 0.01542% | 0.01583% | 0.01445% | 0.01111% | 0.01202% | 0.01307% |  | 5271 | 0.01583% | 0.01445% | 5271 | 847 | 0.01088% | 1749 | 0.01102% | 0.01095% |  | 5271 | 0.01202% | 0.01307% | 0.01254% |  | 5271 | 7547 | 0.01095% | 0.0118%
| Aug | 8 | 16 | 5272 | 719.9445 | 769.0683 | 720.5943 | 0.01537% | 0.01566% | 0.01433% | 0.01088% | 781 | 0.01103% | 0.01096% |  | 10.1699 | 23.9574 | 26.1392 |  | 5272 | 709.7745 | 745.1109 | 694.4552 |  | 5272 | 0.01545% | 0.01581% | 0.01438% | 0.01112% | 0.01202% | 0.01306% |  | 5272 | 0.01581% | 0.01438% | 5272 | 268 | 0.01088% | 7625 | 0.01102% | 0.01095% |  | 5272 | 0.01202% | 0.01306% | 0.01254% |  | 5272 | 781 | 0.01095% | 0.009514%
| Aug | 8 | 17 | 5273 | 712.7179 | 762.6075 | 711.7328 | 0.01521% | 0.01553% | 0.01415% | 0.01088% | 5882 | 0.01103% | 0.01096% |  | 10.1708 | 23.9564 | 26.1382 |  | 5273 | 702.5471 | 738.6511 | 685.5946 |  | 5273 | 0.01529% | 0.01568% | 0.0142% | 0.01112% | 0.01202% | 0.01306% |  | 5273 | 0.01568% | 0.0142% | 5273 | 6754 | 0.01088% | 7042 | 0.01102% | 0.01095% |  | 5273 | 0.01202% | 0.01306% | 0.01254% |  | 5273 | 5882 | 0.01095% | 0.01222%
| Aug | 8 | 18 | 5274 | 684.6153 | 715.5479 | 688.4679 | 0.01461% | 0.01457% | 0.01369% | 0.01088% | 6305 | 0.01103% | 0.01096% |  | 10.1716 | 23.9554 | 26.1373 |  | 5274 | 674.4437 | 691.5925 | 662.3306 |  | 5274 | 0.01468% | 0.01468% | 0.01372% | 0.01112% | 0.01202% | 0.01306% |  | 5274 | 0.01468% | 0.01372% | 5274 | 96 | 0.01088% | 8657 | 0.01102% | 0.01095% |  | 5274 | 0.01202% | 0.01306% | 0.01254% |  | 5274 | 6305 | 0.01095% | 0.01205%
| Aug | 8 | 19 | 5275 | 669.773 | 718.862 | 673.9801 | 0.01429% | 0.01464% | 0.0134% | 0.01088% | 3387 | 0.01103% | 0.01096% |  | 10.1724 | 23.9544 | 26.1363 |  | 5275 | 659.6006 | 694.9076 | 647.8437 |  | 5275 | 0.01436% | 0.01475% | 0.01342% | 0.01112% | 0.01202% | 0.01306% |  | 5275 | 0.01475% | 0.01342% | 5275 | 528 | 0.01088% | 3674 | 0.01102% | 0.01095% |  | 5275 | 0.01202% | 0.01306% | 0.01254% |  | 5275 | 3387 | 0.01095% | 0.01197%
| Aug | 8 | 20 | 5276 | 656.0474 | 707.1507 | 668.7382 | 0.014% | 0.0144% | 0.0133% | 0.01088% | 128 | 0.01103% | 0.01096% |  | 10.1732 | 23.9534 | 26.1354 |  | 5276 | 645.8741 | 683.1972 | 642.6028 |  | 5276 | 0.01406% | 0.0145% | 0.01331% | 0.01112% | 0.01202% | 0.01306% |  | 5276 | 0.0145% | 0.01331% | 5276 | 6022 | 0.01088% | 8426 | 0.01102% | 0.01095% |  | 5276 | 0.01202% | 0.01306% | 0.01254% |  | 5276 | 128 | 0.01095% | 0.009166%
| Aug | 8 | 21 | 5277 | 640.6787 | 694.1081 | 664.9404 | 0.01367% | 0.01413% | 0.01322% | 0.01088% | 7577 | 0.01103% | 0.01096% |  | 10.1741 | 23.9525 | 26.1344 |  | 5277 | 630.5046 | 670.1556 | 638.806 |  | 5277 | 0.01372% | 0.01422% | 0.01323% | 0.01112% | 0.01202% | 0.01306% |  | 5277 | 0.01422% | 0.01323% | 5277 | 8382 | 0.01088% | 7993 | 0.01102% | 0.01095% |  | 5277 | 0.01202% | 0.01306% | 0.01254% |  | 5277 | 7577 | 0.01095% | 0.01179%
| Aug | 8 | 22 | 5278 | 617.1367 | 672.752 | 645.2013 | 0.01317% | 0.0137% | 0.01283% | 0.01088% | 221 | 0.01103% | 0.01096% |  | 10.1749 | 23.9515 | 26.1335 |  | 5278 | 606.9618 | 648.8006 | 619.0678 |  | 5278 | 0.01321% | 0.01377% | 0.01282% | 0.01112% | 0.01202% | 0.01306% |  | 5278 | 0.01377% | 0.01282% | 5278 | 6596 | 0.01088% | 5497 | 0.01102% | 0.01095% |  | 5278 | 0.01202% | 0.01306% | 0.01254% |  | 5278 | 221 | 0.01095% | 0.0092%
| Aug | 8 | 23 | 5279 | 600.3278 | 643.7622 | 624.9746 | 0.01281% | 0.01311% | 0.01243% | 0.01088% | 5521 | 0.01103% | 0.01096% |  | 10.1757 | 23.9505 | 26.1325 |  | 5279 | 590.1521 | 619.8117 | 598.8421 |  | 5279 | 0.01285% | 0.01316% | 0.0124% | 0.01112% | 0.01202% | 0.01306% |  | 5279 | 0.01316% | 0.0124% | 5279 | 7231 | 0.01088% | 1168 | 0.01102% | 0.01095% |  | 5279 | 0.01202% | 0.01306% | 0.01254% |  | 5279 | 5521 | 0.01095% | 0.01241%
| Aug | 9 | 0 | 5280 | 589.2851 | 630.7196 | 608.8176 | 0.01258% | 0.01284% | 0.01211% | 0.01088% | 7290 | 0.01103% | 0.01095% |  | 10.1765 | 23.9495 | 26.1315 |  | 5280 | 579.1086 | 606.7701 | 582.686 |  | 5280 | 0.01261% | 0.01288% | 0.01207% | 0.01112% | 0.01202% | 0.01306% |  | 5280 | 0.01288% | 0.01207% | 5280 | 3102 | 0.01088% | 527 | 0.01102% | 0.01095% |  | 5280 | 0.01202% | 0.01306% | 0.01254% |  | 5280 | 7290 | 0.01095% | 0.01188%
| Aug | 9 | 1 | 5281 | 576.5666 | 617.8166 | 604.7479 | 0.01231% | 0.01258% | 0.01203% | 0.01088% | 3519 | 0.01103% | 0.01095% |  | 10.1774 | 23.9485 | 26.1306 |  | 5281 | 566.3892 | 593.8681 | 578.6173 |  | 5281 | 0.01233% | 0.0126% | 0.01198% | 0.01112% | 0.01202% | 0.01306% |  | 5281 | 0.0126% | 0.01198% | 5281 | 3159 | 0.01088% | 476 | 0.01102% | 0.01095% |  | 5281 | 0.01202% | 0.01306% | 0.01254% |  | 5281 | 3519 | 0.01095% | 0.01209%
| Aug | 9 | 2 | 5282 | 568.2519 | 614.5769 | 600.9126 | 0.01213% | 0.01251% | 0.01195% | 0.01088% | 6304 | 0.01103% | 0.01095% |  | 10.1782 | 23.9475 | 26.1296 |  | 5282 | 558.0737 | 590.6293 | 574.783 |  | 5282 | 0.01215% | 0.01254% | 0.0119% | 0.01112% | 0.01202% | 0.01306% |  | 5282 | 0.01254% | 0.0119% | 5282 | 2886 | 0.01088% | 475 | 0.01102% | 0.01095% |  | 5282 | 0.01202% | 0.01306% | 0.01254% |  | 5282 | 6304 | 0.01095% | 0.01205%
| Aug | 9 | 3 | 5283 | 565.2669 | 610.5365 | 599.7873 | 0.01206% | 0.01243% | 0.01193% | 0.01088% | 2987 | 0.01103% | 0.01095% |  | 10.179 | 23.9466 | 26.1286 |  | 5283 | 555.0879 | 586.59 | 573.6587 |  | 5283 | 0.01208% | 0.01245% | 0.01188% | 0.01113% | 0.01202% | 0.01306% |  | 5283 | 0.01245% | 0.01188% | 5283 | 7099 | 0.01088% | 6103 | 0.01102% | 0.01095% |  | 5283 | 0.01202% | 0.01306% | 0.01254% |  | 5283 | 2987 | 0.01095% | 0.01154%
| Aug | 9 | 4 | 5284 | 568.1516 | 612.1471 | 602.0285 | 0.01213% | 0.01247% | 0.01197% | 0.01088% | 8088 | 0.01103% | 0.01095% |  | 10.1798 | 23.9456 | 26.1277 |  | 5284 | 557.9718 | 588.2015 | 575.9008 |  | 5284 | 0.01215% | 0.01248% | 0.01193% | 0.01113% | 0.01202% | 0.01306% |  | 5284 | 0.01248% | 0.01193% | 5284 | 166 | 0.01087% | 6054 | 0.01102% | 0.01095% |  | 5284 | 0.01202% | 0.01306% | 0.01254% |  | 5284 | 8088 | 0.01095% | 0.01151%
| Aug | 9 | 5 | 5285 | 570.2971 | 614.3534 | 607.0922 | 0.01217% | 0.01251% | 0.01207% | 0.01088% | 1236 | 0.01103% | 0.01095% |  | 10.1807 | 23.9446 | 26.1267 |  | 5285 | 560.1164 | 590.4088 | 580.9655 |  | 5285 | 0.01219% | 0.01253% | 0.01203% | 0.01113% | 0.01201% | 0.01306% |  | 5285 | 0.01253% | 0.01203% | 5285 | 7446 | 0.01087% | 7494 | 0.01102% | 0.01095% |  | 5285 | 0.01201% | 0.01306% | 0.01254% |  | 5285 | 1236 | 0.01095% | 0.00988%
| Aug | 9 | 6 | 5286 | 582.7066 | 626.2882 | 616.1787 | 0.01244% | 0.01275% | 0.01225% | 0.01088% | 606 | 0.01103% | 0.01095% |  | 10.1815 | 23.9436 | 26.1257 |  | 5286 | 572.5251 | 602.3446 | 590.053 |  | 5286 | 0.01246% | 0.01278% | 0.01222% | 0.01113% | 0.01201% | 0.01306% |  | 5286 | 0.01278% | 0.01222% | 5286 | 8076 | 0.01087% | 7848 | 0.01102% | 0.01095% |  | 5286 | 0.01201% | 0.01306% | 0.01254% |  | 5286 | 606 | 0.01095% | 0.009397%
| Aug | 9 | 7 | 5287 | 596.2684 | 641.2672 | 622.6678 | 0.01273% | 0.01306% | 0.01238% | 0.01088% | 6784 | 0.01103% | 0.01095% |  | 10.1823 | 23.9426 | 26.1248 |  | 5287 | 586.086 | 617.3246 | 596.543 |  | 5287 | 0.01276% | 0.0131% | 0.01235% | 0.01113% | 0.01201% | 0.01306% |  | 5287 | 0.0131% | 0.01235% | 5287 | 8721 | 0.01087% | 7020 | 0.01102% | 0.01095% |  | 5287 | 0.01201% | 0.01306% | 0.01254% |  | 5287 | 6784 | 0.01095% | 0.01196%
| Aug | 9 | 8 | 5288 | 603.3457 | 664.1593 | 632.617 | 0.01288% | 0.01352% | 0.01258% | 0.01088% | 6206 | 0.01102% | 0.01095% |  | 10.1832 | 23.9416 | 26.1238 |  | 5288 | 593.1625 | 640.2177 | 606.4933 |  | 5288 | 0.01291% | 0.01359% | 0.01256% | 0.01113% | 0.01201% | 0.01306% |  | 5288 | 0.01359% | 0.01256% | 5288 | 3163 | 0.01087% | 239 | 0.01102% | 0.01094% |  | 5288 | 0.01201% | 0.01306% | 0.01254% |  | 5288 | 6206 | 0.01094% | 0.01208%
| Aug | 9 | 9 | 5289 | 618.5567 | 675.7311 | 636.2179 | 0.0132% | 0.01376% | 0.01265% | 0.01088% | 2905 | 0.01102% | 0.01095% |  | 10.184 | 23.9407 | 26.1228 |  | 5289 | 608.3727 | 651.7904 | 610.0951 |  | 5289 | 0.01324% | 0.01383% | 0.01263% | 0.01113% | 0.01201% | 0.01306% |  | 5289 | 0.01383% | 0.01263% | 5289 | 8550 | 0.01087% | 5881 | 0.01102% | 0.01094% |  | 5289 | 0.01201% | 0.01306% | 0.01253% |  | 5289 | 2905 | 0.01094% | 0.01145%
| Aug | 9 | 10 | 5290 | 633.1309 | 694.1825 | 644.3573 | 0.01351% | 0.01414% | 0.01281% | 0.01088% | 8675 | 0.01102% | 0.01095% |  | 10.1848 | 23.9397 | 26.1218 |  | 5290 | 622.946 | 670.2428 | 618.2355 |  | 5290 | 0.01356% | 0.01423% | 0.0128% | 0.01113% | 0.01201% | 0.01306% |  | 5290 | 0.01423% | 0.0128% | 5290 | 6812 | 0.01087% | 2857 | 0.01102% | 0.01094% |  | 5290 | 0.01201% | 0.01306% | 0.01253% |  | 5290 | 8675 | 0.01094% | 0.01104%
| Aug | 9 | 11 | 5291 | 653.1901 | 726.8403 | 648.3427 | 0.01394% | 0.0148% | 0.01289% | 0.01088% | 7000 | 0.01102% | 0.01095% |  | 10.1856 | 23.9387 | 26.1208 |  | 5291 | 643.0044 | 702.9016 | 622.2219 |  | 5291 | 0.014% | 0.01492% | 0.01289% | 0.01113% | 0.01201% | 0.01306% |  | 5291 | 0.01492% | 0.01289% | 5291 | 233 | 0.01087% | 7735 | 0.01102% | 0.01094% |  | 5291 | 0.01201% | 0.01306% | 0.01253% |  | 5291 | 7000 | 0.01094% | 0.01193%
| Aug | 9 | 12 | 5292 | 684.7573 | 755.7463 | 657.373 | 0.01461% | 0.01539% | 0.01307% | 0.01088% | 25 | 0.01102% | 0.01095% |  | 10.1865 | 23.9377 | 26.1198 |  | 5292 | 674.5708 | 731.8086 | 631.2531 |  | 5292 | 0.01468% | 0.01553% | 0.01307% | 0.01113% | 0.01201% | 0.01305% |  | 5292 | 0.01553% | 0.01307% | 5292 | 6311 | 0.01087% | 400 | 0.01102% | 0.01094% |  | 5292 | 0.01201% | 0.01305% | 0.01253% |  | 5292 | 25 | 0.01094% | 0.009132%
| Aug | 9 | 13 | 5293 | 704.3491 | 768.7238 | 668.8132 | 0.01503% | 0.01565% | 0.0133% | 0.01088% | 288 | 0.01102% | 0.01095% |  | 10.1873 | 23.9367 | 26.1188 |  | 5293 | 694.1618 | 744.7871 | 642.6944 |  | 5293 | 0.01511% | 0.01581% | 0.01331% | 0.01113% | 0.01201% | 0.01305% |  | 5293 | 0.01581% | 0.01331% | 5293 | 6482 | 0.01087% | 8623 | 0.01102% | 0.01094% |  | 5293 | 0.01201% | 0.01305% | 0.01253% |  | 5293 | 288 | 0.01094% | 0.009226%
| Aug | 9 | 14 | 5294 | 714.272 | 780.6307 | 679.3345 | 0.01524% | 0.0159% | 0.01351% | 0.01088% | 2743 | 0.01102% | 0.01095% |  | 10.1881 | 23.9357 | 26.1178 |  | 5294 | 704.0839 | 756.6949 | 653.2166 |  | 5294 | 0.01533% | 0.01606% | 0.01353% | 0.01114% | 0.01201% | 0.01305% |  | 5294 | 0.01606% | 0.01353% | 5294 | 6355 | 0.01087% | 1578 | 0.01102% | 0.01094% |  | 5294 | 0.01201% | 0.01305% | 0.01253% |  | 5294 | 2743 | 0.01094% | 0.01127%
| Aug | 9 | 15 | 5295 | 721.8516 | 785.3413 | 688.0366 | 0.01541% | 0.01599% | 0.01368% | 0.01088% | 129 | 0.01102% | 0.01095% |  | 10.189 | 23.9348 | 26.1168 |  | 5295 | 711.6626 | 761.4065 | 661.9197 |  | 5295 | 0.01549% | 0.01616% | 0.01371% | 0.01114% | 0.01201% | 0.01305% |  | 5295 | 0.01616% | 0.01371% | 5295 | 6605 | 0.01087% | 7603 | 0.01101% | 0.01094% |  | 5295 | 0.01201% | 0.01305% | 0.01253% |  | 5295 | 129 | 0.01094% | 0.009166%
| Aug | 9 | 16 | 5296 | 726.3055 | 784.1962 | 695.0507 | 0.0155% | 0.01597% | 0.01382% | 0.01088% | 595 | 0.01102% | 0.01095% |  | 10.1898 | 23.9338 | 26.1159 |  | 5296 | 716.1157 | 760.2624 | 668.9349 |  | 5296 | 0.01559% | 0.01614% | 0.01385% | 0.01114% | 0.01201% | 0.01305% |  | 5296 | 0.01614% | 0.01385% | 5296 | 478 | 0.01087% | 6070 | 0.01101% | 0.01094% |  | 5296 | 0.01201% | 0.01305% | 0.01253% |  | 5296 | 595 | 0.01094% | 0.00939%
| Aug | 9 | 17 | 5297 | 717.2658 | 780.7982 | 686.208 | 0.01531% | 0.0159% | 0.01364% | 0.01088% | 6820 | 0.01102% | 0.01095% |  | 10.1906 | 23.9328 | 26.1149 |  | 5297 | 707.0752 | 756.8654 | 660.0931 |  | 5297 | 0.01539% | 0.01606% | 0.01367% | 0.01114% | 0.01201% | 0.01305% |  | 5297 | 0.01606% | 0.01367% | 5297 | 436 | 0.01087% | 8125 | 0.01101% | 0.01094% |  | 5297 | 0.01201% | 0.01305% | 0.01253% |  | 5297 | 6820 | 0.01094% | 0.01195%
| Aug | 9 | 18 | 5298 | 693.1329 | 757.4314 | 675.1522 | 0.01479% | 0.01542% | 0.01343% | 0.01088% | 5884 | 0.01102% | 0.01095% |  | 10.1915 | 23.9318 | 26.1138 |  | 5298 | 682.9415 | 733.4996 | 649.0384 |  | 5298 | 0.01487% | 0.01557% | 0.01344% | 0.01114% | 0.01201% | 0.01305% |  | 5298 | 0.01557% | 0.01344% | 5298 | 8580 | 0.01087% | 3027 | 0.01101% | 0.01094% |  | 5298 | 0.01201% | 0.01305% | 0.01253% |  | 5298 | 5884 | 0.01094% | 0.01221%
| Aug | 9 | 19 | 5299 | 677.6225 | 736.4012 | 662.0241 | 0.01446% | 0.015% | 0.01316% | 0.01088% | 6283 | 0.01102% | 0.01095% |  | 10.1923 | 23.9308 | 26.1128 |  | 5299 | 667.4302 | 712.4703 | 635.9112 |  | 5299 | 0.01453% | 0.01512% | 0.01317% | 0.01114% | 0.01201% | 0.01305% |  | 5299 | 0.01512% | 0.01317% | 5299 | 531 | 0.01087% | 6890 | 0.01101% | 0.01094% |  | 5299 | 0.01201% | 0.01305% | 0.01253% |  | 5299 | 6283 | 0.01094% | 0.01206%
| Aug | 9 | 20 | 5300 | 665.5288 | 722.0552 | 652.6093 | 0.0142% | 0.0147% | 0.01298% | 0.01088% | 637 | 0.01102% | 0.01095% |  | 10.1931 | 23.9298 | 26.1118 |  | 5300 | 655.3357 | 698.1254 | 626.4975 |  | 5300 | 0.01427% | 0.01482% | 0.01297% | 0.01114% | 0.01201% | 0.01305% |  | 5300 | 0.01482% | 0.01297% | 5300 | 6525 | 0.01087% | 6827 | 0.01101% | 0.01094% |  | 5300 | 0.01201% | 0.01305% | 0.01253% |  | 5300 | 637 | 0.01094% | 0.009416%
| Aug | 9 | 21 | 5301 | 653.4537 | 709.2826 | 644.3105 | 0.01395% | 0.01444% | 0.01281% | 0.01088% | 1703 | 0.01102% | 0.01095% |  | 10.194 | 23.9289 | 26.1108 |  | 5301 | 643.2598 | 685.3537 | 618.1996 |  | 5301 | 0.014% | 0.01455% | 0.0128% | 0.01114% | 0.01201% | 0.01305% |  | 5301 | 0.01455% | 0.0128% | 5301 | 8307 | 0.01087% | 1094 | 0.01101% | 0.01094% |  | 5301 | 0.01201% | 0.01305% | 0.01253% |  | 5301 | 1703 | 0.01094% | 0.01027%
| Aug | 9 | 22 | 5302 | 625.4546 | 684.2586 | 631.4636 | 0.01335% | 0.01393% | 0.01256% | 0.01087% | 6013 | 0.01102% | 0.01095% |  | 10.1948 | 23.9279 | 26.1098 |  | 5302 | 615.2598 | 660.3307 | 605.3538 |  | 5302 | 0.01339% | 0.01402% | 0.01254% | 0.01114% | 0.01201% | 0.01305% |  | 5302 | 0.01402% | 0.01254% | 5302 | 136 | 0.01087% | 267 | 0.01101% | 0.01094% |  | 5302 | 0.01201% | 0.01305% | 0.01253% |  | 5302 | 6013 | 0.01094% | 0.01216%
| Aug | 9 | 23 | 5303 | 603.6806 | 665.4254 | 618.0917 | 0.01288% | 0.01355% | 0.01229% | 0.01087% | 1166 | 0.01102% | 0.01095% |  | 10.1956 | 23.9269 | 26.1088 |  | 5303 | 593.4849 | 641.4985 | 591.9829 |  | 5303 | 0.01292% | 0.01362% | 0.01226% | 0.01114% | 0.01201% | 0.01305% |  | 5303 | 0.01362% | 0.01226% | 5303 | 157 | 0.01087% | 1694 | 0.01101% | 0.01094% |  | 5303 | 0.01201% | 0.01305% | 0.01253% |  | 5303 | 1166 | 0.01094% | 0.00982%
| Aug | 10 | 0 | 5304 | 588.0677 | 647.216 | 589.8662 | 0.01255% | 0.01318% | 0.01173% | 0.01087% | 1698 | 0.01102% | 0.01095% |  | 10.1965 | 23.9259 | 26.1078 |  | 5304 | 577.8712 | 623.2901 | 563.7584 |  | 5304 | 0.01258% | 0.01323% | 0.01167% | 0.01114% | 0.01201% | 0.01305% |  | 5304 | 0.01323% | 0.01167% | 5304 | 1002 | 0.01087% | 8303 | 0.01101% | 0.01094% |  | 5304 | 0.01201% | 0.01305% | 0.01253% |  | 5304 | 1698 | 0.01094% | 0.01027%
| Aug | 10 | 1 | 5305 | 579.8576 | 634.2665 | 564.0037 | 0.01238% | 0.01292% | 0.01121% | 0.01087% | 6915 | 0.01102% | 0.01095% |  | 10.1973 | 23.9249 | 26.1068 |  | 5305 | 569.6603 | 610.3416 | 537.897 |  | 5305 | 0.0124% | 0.01295% | 0.01114% | 0.01115% | 0.012% | 0.01305% |  | 5305 | 0.01295% | 0.01114% | 5305 | 982 | 0.01087% | 7601 | 0.01101% | 0.01094% |  | 5305 | 0.012% | 0.01305% | 0.01253% |  | 5305 | 6915 | 0.01094% | 0.01194%
| Aug | 10 | 2 | 5306 | 572.4073 | 628.6249 | 540.2512 | 0.01222% | 0.0128% | 0.01074% | 0.01087% | 8681 | 0.01102% | 0.01095% |  | 10.1981 | 23.9239 | 26.1057 |  | 5306 | 562.2092 | 604.701 | 514.1454 |  | 5306 | 0.01224% | 0.01283% | 0.01065% | 0.01115% | 0.012% | 0.01305% |  | 5306 | 0.01283% | 0.01065% | 5306 | 7660 | 0.01087% | 7323 | 0.01101% | 0.01094% |  | 5306 | 0.012% | 0.01305% | 0.01253% |  | 5306 | 8681 | 0.01094% | 0.01104%
| Aug | 10 | 3 | 5307 | 567.8618 | 628.2432 | 541.2733 | 0.01212% | 0.01279% | 0.01076% | 0.01087% | 6208 | 0.01102% | 0.01095% |  | 10.199 | 23.9229 | 26.1047 |  | 5307 | 557.6628 | 604.3203 | 515.1686 |  | 5307 | 0.01214% | 0.01283% | 0.01067% | 0.01115% | 0.012% | 0.01305% |  | 5307 | 0.01283% | 0.01067% | 5307 | 6773 | 0.01087% | 7985 | 0.01101% | 0.01094% |  | 5307 | 0.012% | 0.01305% | 0.01253% |  | 5307 | 6208 | 0.01094% | 0.01208%
| Aug | 10 | 4 | 5308 | 567.9137 | 624.7242 | 540.0918 | 0.01212% | 0.01272% | 0.01074% | 0.01087% | 3027 | 0.01102% | 0.01094% |  | 10.1998 | 23.922 | 26.1037 |  | 5308 | 557.7139 | 600.8023 | 513.9881 |  | 5308 | 0.01214% | 0.01275% | 0.01064% | 0.01115% | 0.012% | 0.01305% |  | 5308 | 0.01275% | 0.01064% | 5308 | 6636 | 0.01087% | 6633 | 0.01101% | 0.01094% |  | 5308 | 0.012% | 0.01305% | 0.01253% |  | 5308 | 3027 | 0.01094% | 0.01158%
| Aug | 10 | 5 | 5309 | 570.3367 | 624.4077 | 543.9177 | 0.01217% | 0.01272% | 0.01082% | 0.01087% | 812 | 0.01102% | 0.01094% |  | 10.2006 | 23.921 | 26.1027 |  | 5309 | 560.1361 | 600.4867 | 517.815 |  | 5309 | 0.01219% | 0.01275% | 0.01072% | 0.01115% | 0.012% | 0.01305% |  | 5309 | 0.01275% | 0.01072% | 5309 | 2707 | 0.01087% | 790 | 0.01101% | 0.01094% |  | 5309 | 0.012% | 0.01305% | 0.01252% |  | 5309 | 812 | 0.01094% | 0.009537%
| Aug | 10 | 6 | 5310 | 583.2027 | 628.7366 | 548.8689 | 0.01245% | 0.0128% | 0.01091% | 0.01087% | 6207 | 0.01102% | 0.01094% |  | 10.2015 | 23.92 | 26.1016 |  | 5310 | 573.0012 | 604.8167 | 522.7672 |  | 5310 | 0.01247% | 0.01284% | 0.01083% | 0.01115% | 0.012% | 0.01305% |  | 5310 | 0.01284% | 0.01083% | 5310 | 6436 | 0.01087% | 3025 | 0.01101% | 0.01094% |  | 5310 | 0.012% | 0.01305% | 0.01252% |  | 5310 | 6207 | 0.01094% | 0.01208%
| Aug | 10 | 7 | 5311 | 592.2768 | 643.9298 | 568.0078 | 0.01264% | 0.01311% | 0.01129% | 0.01087% | 1093 | 0.01102% | 0.01094% |  | 10.2023 | 23.919 | 26.1006 |  | 5311 | 582.0745 | 620.0108 | 541.9072 |  | 5311 | 0.01267% | 0.01316% | 0.01122% | 0.01115% | 0.012% | 0.01305% |  | 5311 | 0.01316% | 0.01122% | 5311 | 602 | 0.01087% | 3551 | 0.01101% | 0.01094% |  | 5311 | 0.012% | 0.01305% | 0.01252% |  | 5311 | 1093 | 0.01094% | 0.009758%
| Aug | 10 | 8 | 5312 | 601.7095 | 664.0569 | 590.8695 | 0.01284% | 0.01352% | 0.01175% | 0.01087% | 311 | 0.01102% | 0.01094% |  | 10.2031 | 23.918 | 26.0996 |  | 5312 | 591.5064 | 640.1389 | 564.77 |  | 5312 | 0.01288% | 0.01359% | 0.0117% | 0.01115% | 0.012% | 0.01304% |  | 5312 | 0.01359% | 0.0117% | 5312 | 3329 | 0.01086% | 6804 | 0.01101% | 0.01094% |  | 5312 | 0.012% | 0.01304% | 0.01252% |  | 5312 | 311 | 0.01094% | 0.009236%
| Aug | 10 | 9 | 5313 | 615.2567 | 683.6907 | 613.75 | 0.01313% | 0.01392% | 0.0122% | 0.01087% | 8090 | 0.01102% | 0.01094% |  | 10.204 | 23.917 | 26.0985 |  | 5313 | 605.0527 | 659.7737 | 587.6515 |  | 5313 | 0.01317% | 0.014% | 0.01217% | 0.01115% | 0.012% | 0.01304% |  | 5313 | 0.014% | 0.01217% | 5313 | 6938 | 0.01086% | 53 | 0.01101% | 0.01094% |  | 5313 | 0.012% | 0.01304% | 0.01252% |  | 5313 | 8090 | 0.01094% | 0.01151%
| Aug | 10 | 10 | 5314 | 626.8547 | 700.122 | 630.0008 | 0.01338% | 0.01426% | 0.01253% | 0.01087% | 252 | 0.01102% | 0.01094% |  | 10.2048 | 23.916 | 26.0975 |  | 5314 | 616.6499 | 676.2059 | 603.9033 |  | 5314 | 0.01342% | 0.01435% | 0.01251% | 0.01115% | 0.012% | 0.01304% |  | 5314 | 0.01435% | 0.01251% | 5314 | 1579 | 0.01086% | 7961 | 0.01101% | 0.01094% |  | 5314 | 0.012% | 0.01304% | 0.01252% |  | 5314 | 252 | 0.01094% | 0.009212%
| Aug | 10 | 11 | 5315 | 646.9874 | 725.5463 | 646.064 | 0.01381% | 0.01477% | 0.01285% | 0.01087% | 7714 | 0.01102% | 0.01094% |  | 10.2057 | 23.9151 | 26.0965 |  | 5315 | 636.7818 | 701.6312 | 619.9675 |  | 5315 | 0.01386% | 0.01489% | 0.01284% | 0.01115% | 0.012% | 0.01304% |  | 5315 | 0.01489% | 0.01284% | 5315 | 6187 | 0.01086% | 2804 | 0.01101% | 0.01094% |  | 5315 | 0.012% | 0.01304% | 0.01252% |  | 5315 | 7714 | 0.01094% | 0.01173%
| Aug | 10 | 12 | 5316 | 674.7615 | 746.1575 | 653.2001 | 0.0144% | 0.01519% | 0.01299% | 0.01087% | 7486 | 0.01102% | 0.01094% |  | 10.2065 | 23.9141 | 26.0954 |  | 5316 | 664.555 | 722.2435 | 627.1047 |  | 5316 | 0.01447% | 0.01533% | 0.01299% | 0.01116% | 0.012% | 0.01304% |  | 5316 | 0.01533% | 0.01299% | 5316 | 980 | 0.01086% | 7850 | 0.01101% | 0.01094% |  | 5316 | 0.012% | 0.01304% | 0.01252% |  | 5316 | 7486 | 0.01094% | 0.01182%
| Aug | 10 | 13 | 5317 | 697.4422 | 758.5951 | 658.8639 | 0.01489% | 0.01545% | 0.0131% | 0.01087% | 581 | 0.01102% | 0.01094% |  | 10.2073 | 23.9131 | 26.0944 |  | 5317 | 687.2349 | 734.682 | 632.7696 |  | 5317 | 0.01496% | 0.01559% | 0.0131% | 0.01116% | 0.012% | 0.01304% |  | 5317 | 0.01559% | 0.0131% | 5317 | 6753 | 0.01086% | 244 | 0.01101% | 0.01094% |  | 5317 | 0.012% | 0.01304% | 0.01252% |  | 5317 | 581 | 0.01094% | 0.009381%
| Aug | 10 | 14 | 5318 | 711.2853 | 762.8495 | 663.2431 | 0.01518% | 0.01553% | 0.01319% | 0.01087% | 3524 | 0.01102% | 0.01094% |  | 10.2082 | 23.9121 | 26.0933 |  | 5318 | 701.0771 | 738.9374 | 637.1498 |  | 5318 | 0.01526% | 0.01568% | 0.01319% | 0.01116% | 0.012% | 0.01304% |  | 5318 | 0.01568% | 0.01319% | 5318 | 8731 | 0.01086% | 4901 | 0.01101% | 0.01093% |  | 5318 | 0.012% | 0.01304% | 0.01252% |  | 5318 | 3524 | 0.01093% | 0.0121%
| Aug | 10 | 15 | 5319 | 718.634 | 769.0962 | 656.9979 | 0.01534% | 0.01566% | 0.01306% | 0.01087% | 5665 | 0.01101% | 0.01094% |  | 10.209 | 23.9111 | 26.0923 |  | 5319 | 708.425 | 745.1851 | 630.9056 |  | 5319 | 0.01542% | 0.01582% | 0.01307% | 0.01116% | 0.012% | 0.01304% |  | 5319 | 0.01582% | 0.01307% | 5319 | 2251 | 0.01086% | 505 | 0.01101% | 0.01093% |  | 5319 | 0.012% | 0.01304% | 0.01252% |  | 5319 | 5665 | 0.01093% | 0.01233%
| Aug | 10 | 16 | 5320 | 718.5867 | 766.2475 | 644.0573 | 0.01534% | 0.0156% | 0.01281% | 0.01087% | 3025 | 0.01101% | 0.01094% |  | 10.2098 | 23.9101 | 26.0912 |  | 5320 | 708.3769 | 742.3373 | 617.966 |  | 5320 | 0.01542% | 0.01576% | 0.0128% | 0.01116% | 0.012% | 0.01304% |  | 5320 | 0.01576% | 0.0128% | 5320 | 341 | 0.01086% | 389 | 0.01101% | 0.01093% |  | 5320 | 0.012% | 0.01304% | 0.01252% |  | 5320 | 3025 | 0.01093% | 0.01158%
| Aug | 10 | 17 | 5321 | 708.954 | 761.1645 | 630.254 | 0.01513% | 0.0155% | 0.01253% | 0.01087% | 1145 | 0.01101% | 0.01094% |  | 10.2107 | 23.9091 | 26.0902 |  | 5321 | 698.7433 | 737.2553 | 604.1638 |  | 5321 | 0.01521% | 0.01565% | 0.01251% | 0.01116% | 0.012% | 0.01304% |  | 5321 | 0.01565% | 0.01251% | 5321 | 3220 | 0.01086% | 649 | 0.01101% | 0.01093% |  | 5321 | 0.012% | 0.01304% | 0.01252% |  | 5321 | 1145 | 0.01093% | 0.009802%
| Aug | 10 | 18 | 5322 | 687.2962 | 731.6906 | 619.0013 | 0.01467% | 0.0149% | 0.01231% | 0.01087% | 6546 | 0.01101% | 0.01094% |  | 10.2115 | 23.9082 | 26.0891 |  | 5322 | 677.0847 | 707.7824 | 592.9122 |  | 5322 | 0.01474% | 0.01502% | 0.01228% | 0.01116% | 0.012% | 0.01304% |  | 5322 | 0.01502% | 0.01228% | 5322 | 5736 | 0.01086% | 630 | 0.01101% | 0.01093% |  | 5322 | 0.012% | 0.01304% | 0.01252% |  | 5322 | 6546 | 0.01093% | 0.012%
| Aug | 10 | 19 | 5323 | 672.2883 | 716.7022 | 602.2066 | 0.01435% | 0.01459% | 0.01197% | 0.01087% | 7237 | 0.01101% | 0.01094% |  | 10.2124 | 23.9072 | 26.0881 |  | 5323 | 662.076 | 692.7951 | 576.1186 |  | 5323 | 0.01441% | 0.0147% | 0.01193% | 0.01116% | 0.012% | 0.01304% |  | 5323 | 0.0147% | 0.01193% | 5323 | 942 | 0.01086% | 8156 | 0.01101% | 0.01093% |  | 5323 | 0.012% | 0.01304% | 0.01252% |  | 5323 | 7237 | 0.01093% | 0.01189%
| Aug | 10 | 20 | 5324 | 662.2505 | 710.3066 | 505.3209 | 0.01413% | 0.01446% | 0.01005% | 0.01087% | 598 | 0.01101% | 0.01094% |  | 10.2132 | 23.9062 | 26.087 |  | 5324 | 652.0373 | 686.4004 | 479.2339 |  | 5324 | 0.01419% | 0.01457% | 0.009924% | 0.01116% | 0.012% | 0.01304% |  | 5324 | 0.01457% | 0.009924% | 5324 | 6789 | 0.01086% | 8351 | 0.011% | 0.01093% |  | 5324 | 0.012% | 0.01304% | 0.01252% |  | 5324 | 598 | 0.01093% | 0.009392%
| Aug | 10 | 21 | 5325 | 649.5798 | 691.4269 | 434.3352 | 0.01386% | 0.01408% | 0.008637% | 0.01087% | 8698 | 0.01101% | 0.01094% |  | 10.214 | 23.9052 | 26.0859 |  | 5325 | 639.3657 | 667.5217 | 408.2493 |  | 5325 | 0.01392% | 0.01417% | 0.008454% | 0.01116% | 0.01199% | 0.01304% |  | 5325 | 0.01417% | 0.008454% | 5325 | 719 | 0.01086% | 8043 | 0.011% | 0.01093% |  | 5325 | 0.01199% | 0.01304% | 0.01252% |  | 5325 | 8698 | 0.01093% | 0.01102%
| Aug | 10 | 22 | 5326 | 627.3861 | 668.4138 | 441.0399 | 0.01339% | 0.01361% | 0.00877% | 0.01087% | 474 | 0.01101% | 0.01094% |  | 10.2149 | 23.9042 | 26.0849 |  | 5326 | 617.1712 | 644.5096 | 414.9551 |  | 5326 | 0.01343% | 0.01368% | 0.008593% | 0.01116% | 0.01199% | 0.01304% |  | 5326 | 0.01368% | 0.008593% | 5326 | 8374 | 0.01086% | 2882 | 0.011% | 0.01093% |  | 5326 | 0.01199% | 0.01304% | 0.01252% |  | 5326 | 474 | 0.01093% | 0.009318%
| Aug | 10 | 23 | 5327 | 607.859 | 645.2331 | 440.0084 | 0.01297% | 0.01314% | 0.008749% | 0.01087% | 1806 | 0.01101% | 0.01094% |  | 10.2157 | 23.9032 | 26.0838 |  | 5327 | 597.6433 | 621.3299 | 413.9246 |  | 5327 | 0.01301% | 0.01319% | 0.008572% | 0.01117% | 0.01199% | 0.01304% |  | 5327 | 0.01319% | 0.008572% | 5327 | 8306 | 0.01086% | 8682 | 0.011% | 0.01093% |  | 5327 | 0.01199% | 0.01304% | 0.01252% |  | 5327 | 1806 | 0.01093% | 0.01036%
| Aug | 11 | 0 | 5328 | 593.1702 | 628.6063 | 433.6132 | 0.01266% | 0.0128% | 0.008622% | 0.01087% | 2046 | 0.01101% | 0.01094% |  | 10.2166 | 23.9022 | 26.0827 |  | 5328 | 582.9536 | 604.7041 | 407.5304 |  | 5328 | 0.01269% | 0.01283% | 0.008439% | 0.01117% | 0.01199% | 0.01304% |  | 5328 | 0.01283% | 0.008439% | 5328 | 1563 | 0.01086% | 7298 | 0.011% | 0.01093% |  | 5328 | 0.01199% | 0.01304% | 0.01251% |  | 5328 | 2046 | 0.01093% | 0.01056%
| Aug | 11 | 1 | 5329 | 582.0921 | 615.8895 | 432.6004 | 0.01242% | 0.01254% | 0.008602% | 0.01087% | 6046 | 0.01101% | 0.01094% |  | 10.2174 | 23.9012 | 26.0817 |  | 5329 | 571.8747 | 591.9883 | 406.5188 |  | 5329 | 0.01245% | 0.01256% | 0.008418% | 0.01117% | 0.01199% | 0.01304% |  | 5329 | 0.01256% | 0.008418% | 5329 | 2252 | 0.01086% | 7001 | 0.011% | 0.01093% |  | 5329 | 0.01199% | 0.01304% | 0.01251% |  | 5329 | 6046 | 0.01093% | 0.01214%
| Aug | 11 | 2 | 5330 | 574.655 | 606.7476 | 421.7978 | 0.01226% | 0.01236% | 0.008387% | 0.01087% | 7050 | 0.01101% | 0.01094% |  | 10.2183 | 23.9003 | 26.0806 |  | 5330 | 564.4367 | 582.8473 | 395.7172 |  | 5330 | 0.01229% | 0.01237% | 0.008195% | 0.01117% | 0.01199% | 0.01304% |  | 5330 | 0.01237% | 0.008195% | 5330 | 530 | 0.01086% | 4515 | 0.011% | 0.01093% |  | 5330 | 0.01199% | 0.01304% | 0.01251% |  | 5330 | 7050 | 0.01093% | 0.01192%
| Aug | 11 | 3 | 5331 | 572.107 | 605.8818 | 419.2097 | 0.01221% | 0.01234% | 0.008336% | 0.01087% | 8484 | 0.01101% | 0.01094% |  | 10.2191 | 23.8993 | 26.0795 |  | 5331 | 561.8879 | 581.9825 | 393.1302 |  | 5331 | 0.01223% | 0.01235% | 0.008141% | 0.01117% | 0.01199% | 0.01303% |  | 5331 | 0.01235% | 0.008141% | 5331 | 8701 | 0.01086% | 8730 | 0.011% | 0.01093% |  | 5331 | 0.01199% | 0.01303% | 0.01251% |  | 5331 | 8484 | 0.01093% | 0.0112%
| Aug | 11 | 4 | 5332 | 574.7669 | 603.3403 | 431.3908 | 0.01227% | 0.01229% | 0.008578% | 0.01087% | 8317 | 0.01101% | 0.01094% |  | 10.2199 | 23.8983 | 26.0784 |  | 5332 | 564.547 | 579.442 | 405.3123 |  | 5332 | 0.01229% | 0.0123% | 0.008393% | 0.01117% | 0.01199% | 0.01303% |  | 5332 | 0.0123% | 0.008393% | 5332 | 8293 | 0.01086% | 315 | 0.011% | 0.01093% |  | 5332 | 0.01199% | 0.01303% | 0.01251% |  | 5332 | 8317 | 0.01093% | 0.01134%
| Aug | 11 | 5 | 5333 | 575.0736 | 600.5195 | 439.2395 | 0.01227% | 0.01223% | 0.008734% | 0.01087% | 2857 | 0.01101% | 0.01094% |  | 10.2208 | 23.8973 | 26.0773 |  | 5333 | 564.8528 | 576.6222 | 413.1622 |  | 5333 | 0.0123% | 0.01224% | 0.008556% | 0.01117% | 0.01199% | 0.01303% |  | 5333 | 0.01224% | 0.008556% | 5333 | 7765 | 0.01086% | 3387 | 0.011% | 0.01093% |  | 5333 | 0.01199% | 0.01303% | 0.01251% |  | 5333 | 2857 | 0.01093% | 0.0114%
| Aug | 11 | 6 | 5334 | 584.4988 | 601.5436 | 449.2638 | 0.01247% | 0.01225% | 0.008933% | 0.01087% | 6020 | 0.01101% | 0.01094% |  | 10.2216 | 23.8963 | 26.0763 |  | 5334 | 574.2772 | 577.6472 | 423.1875 |  | 5334 | 0.0125% | 0.01226% | 0.008764% | 0.01117% | 0.01199% | 0.01303% |  | 5334 | 0.01226% | 0.008764% | 5334 | 1114 | 0.01086% | 5976 | 0.011% | 0.01093% |  | 5334 | 0.01199% | 0.01303% | 0.01251% |  | 5334 | 6020 | 0.01093% | 0.01215%
| Aug | 11 | 7 | 5335 | 598.5055 | 616.6157 | 473.4664 | 0.01277% | 0.01256% | 0.009415% | 0.01087% | 684 | 0.01101% | 0.01094% |  | 10.2225 | 23.8953 | 26.0752 |  | 5335 | 588.283 | 592.7203 | 447.3913 |  | 5335 | 0.01281% | 0.01258% | 0.009265% | 0.01117% | 0.01199% | 0.01303% |  | 5335 | 0.01258% | 0.009265% | 5335 | 3080 | 0.01086% | 8066 | 0.011% | 0.01093% |  | 5335 | 0.01199% | 0.01303% | 0.01251% |  | 5335 | 684 | 0.01093% | 0.009447%
| Aug | 11 | 8 | 5336 | 609.2418 | 634.0896 | 495.9625 | 0.013% | 0.01291% | 0.009862% | 0.01086% | 7628 | 0.01101% | 0.01094% |  | 10.2233 | 23.8943 | 26.0741 |  | 5336 | 599.0185 | 610.1953 | 469.8884 |  | 5336 | 0.01304% | 0.01295% | 0.009731% | 0.01117% | 0.01199% | 0.01303% |  | 5336 | 0.01295% | 0.009731% | 5336 | 1135 | 0.01086% | 6303 | 0.011% | 0.01093% |  | 5336 | 0.01199% | 0.01303% | 0.01251% |  | 5336 | 7628 | 0.01093% | 0.01177%
| Aug | 11 | 9 | 5337 | 622.6287 | 648.4635 | 510.5534 | 0.01329% | 0.0132% | 0.01015% | 0.01086% | 8722 | 0.01101% | 0.01094% |  | 10.2242 | 23.8933 | 26.073 |  | 5337 | 612.4045 | 624.5702 | 484.4804 |  | 5337 | 0.01333% | 0.01326% | 0.01003% | 0.01118% | 0.01199% | 0.01303% |  | 5337 | 0.01326% | 0.01003% | 5337 | 1581 | 0.01085% | 215 | 0.011% | 0.01093% |  | 5337 | 0.01199% | 0.01303% | 0.01251% |  | 5337 | 8722 | 0.01093% | 0.011%
| Aug | 11 | 10 | 5338 | 641.6786 | 663.3587 | 519.8182 | 0.0137% | 0.01351% | 0.01034% | 0.01086% | 504 | 0.01101% | 0.01094% |  | 10.225 | 23.8923 | 26.0719 |  | 5338 | 631.4536 | 639.4664 | 493.7463 |  | 5338 | 0.01375% | 0.01357% | 0.01022% | 0.01118% | 0.01199% | 0.01303% |  | 5338 | 0.01357% | 0.01022% | 5338 | 376 | 0.01085% | 2856 | 0.011% | 0.01093% |  | 5338 | 0.01199% | 0.01303% | 0.01251% |  | 5338 | 504 | 0.01093% | 0.009335%
| Aug | 11 | 11 | 5339 | 665.5165 | 677.8257 | 525.7352 | 0.0142% | 0.0138% | 0.01045% | 0.01086% | 1432 | 0.01101% | 0.01094% |  | 10.2259 | 23.8914 | 26.0708 |  | 5339 | 655.2906 | 653.9344 | 499.6644 |  | 5339 | 0.01426% | 0.01388% | 0.01035% | 0.01118% | 0.01199% | 0.01303% |  | 5339 | 0.01388% | 0.01035% | 5339 | 2935 | 0.01085% | 398 | 0.011% | 0.01093% |  | 5339 | 0.01199% | 0.01303% | 0.01251% |  | 5339 | 1432 | 0.01093% | 0.01005%
| Aug | 11 | 12 | 5340 | 692.5933 | 684.2679 | 532.0648 | 0.01478% | 0.01393% | 0.01058% | 0.01086% | 7294 | 0.01101% | 0.01093% |  | 10.2267 | 23.8904 | 26.0697 |  | 5340 | 682.3666 | 660.3775 | 505.9951 |  | 5340 | 0.01485% | 0.01402% | 0.01048% | 0.01118% | 0.01199% | 0.01303% |  | 5340 | 0.01402% | 0.01048% | 5340 | 7844 | 0.01085% | 8719 | 0.011% | 0.01093% |  | 5340 | 0.01199% | 0.01303% | 0.01251% |  | 5340 | 7294 | 0.01093% | 0.01188%
| Aug | 11 | 13 | 5341 | 708.5819 | 692.0786 | 540.7576 | 0.01512% | 0.01409% | 0.01075% | 0.01086% | 1853 | 0.011% | 0.01093% |  | 10.2275 | 23.8894 | 26.0686 |  | 5341 | 698.3544 | 668.1892 | 514.6889 |  | 5341 | 0.0152% | 0.01418% | 0.01066% | 0.01118% | 0.01199% | 0.01303% |  | 5341 | 0.01418% | 0.01066% | 5341 | 3118 | 0.01085% | 3454 | 0.011% | 0.01093% |  | 5341 | 0.01199% | 0.01303% | 0.01251% |  | 5341 | 1853 | 0.01093% | 0.01039%
| Aug | 11 | 14 | 5342 | 718.0393 | 692.7582 | 544.546 | 0.01533% | 0.01411% | 0.01083% | 0.01086% | 6934 | 0.011% | 0.01093% |  | 10.2284 | 23.8884 | 26.0675 |  | 5342 | 707.8109 | 668.8698 | 518.4784 |  | 5342 | 0.01541% | 0.0142% | 0.01074% | 0.01118% | 0.01199% | 0.01303% |  | 5342 | 0.0142% | 0.01074% | 5342 | 7845 | 0.01085% | 6709 | 0.011% | 0.01093% |  | 5342 | 0.01199% | 0.01303% | 0.01251% |  | 5342 | 6934 | 0.01093% | 0.01194%
| Aug | 11 | 15 | 5343 | 722.041 | 690.4494 | 551.1757 | 0.01541% | 0.01406% | 0.01096% | 0.01086% | 5344 | 0.011% | 0.01093% |  | 10.2292 | 23.8874 | 26.0664 |  | 5343 | 711.8117 | 666.562 | 525.1093 |  | 5343 | 0.01549% | 0.01415% | 0.01087% | 0.01118% | 0.01199% | 0.01303% |  | 5343 | 0.01415% | 0.01087% | 5343 | 8304 | 0.01085% | 647 | 0.011% | 0.01092% |  | 5343 | 0.01199% | 0.01303% | 0.01251% |  | 5343 | 5344 | 0.01092% | 0.01251%
| Aug | 11 | 16 | 5344 | 718.4305 | 684.2772 | 553.4168 | 0.01533% | 0.01393% | 0.011% | 0.01086% | 1139 | 0.011% | 0.01093% |  | 10.2301 | 23.8864 | 26.0653 |  | 5344 | 708.2004 | 660.3908 | 527.3515 |  | 5344 | 0.01542% | 0.01402% | 0.01092% | 0.01118% | 0.01199% | 0.01303% |  | 5344 | 0.01402% | 0.01092% | 5344 | 160 | 0.01085% | 6230 | 0.011% | 0.01092% |  | 5344 | 0.01199% | 0.01303% | 0.01251% |  | 5344 | 1139 | 0.01092% | 0.009797%
| Aug | 11 | 17 | 5345 | 710.7256 | 672.3052 | 551.5414 | 0.01517% | 0.01369% | 0.01097% | 0.01086% | 1704 | 0.011% | 0.01093% |  | 10.2309 | 23.8854 | 26.0642 |  | 5345 | 700.4946 | 648.4197 | 525.4772 |  | 5345 | 0.01525% | 0.01376% | 0.01088% | 0.01118% | 0.01199% | 0.01303% |  | 5345 | 0.01376% | 0.01088% | 5345 | 733 | 0.01085% | 7021 | 0.011% | 0.01092% |  | 5345 | 0.01199% | 0.01303% | 0.01251% |  | 5345 | 1704 | 0.01092% | 0.01027%
| Aug | 11 | 18 | 5346 | 686.8839 | 658.5178 | 545.9244 | 0.01466% | 0.01341% | 0.01086% | 0.01086% | 5375 | 0.011% | 0.01093% |  | 10.2318 | 23.8844 | 26.0631 |  | 5346 | 676.6522 | 634.6333 | 519.8613 |  | 5346 | 0.01473% | 0.01347% | 0.01077% | 0.01118% | 0.01198% | 0.01303% |  | 5346 | 0.01347% | 0.01077% | 5346 | 6762 | 0.01085% | 7736 | 0.01099% | 0.01092% |  | 5346 | 0.01198% | 0.01303% | 0.01251% |  | 5346 | 5375 | 0.01092% | 0.01249%
| Aug | 11 | 19 | 5347 | 664.855 | 643.6691 | 538.3195 | 0.01419% | 0.01311% | 0.0107% | 0.01086% | 6094 | 0.011% | 0.01093% |  | 10.2326 | 23.8834 | 26.062 |  | 5347 | 654.6224 | 619.7857 | 512.2575 |  | 5347 | 0.01425% | 0.01315% | 0.01061% | 0.01118% | 0.01198% | 0.01303% |  | 5347 | 0.01315% | 0.01061% | 5347 | 2937 | 0.01085% | 477 | 0.01099% | 0.01092% |  | 5347 | 0.01198% | 0.01303% | 0.01251% |  | 5347 | 6094 | 0.01092% | 0.01212%
| Aug | 11 | 20 | 5348 | 652.4321 | 628.6435 | 536.6409 | 0.01392% | 0.0128% | 0.01067% | 0.01086% | 3347 | 0.011% | 0.01093% |  | 10.2335 | 23.8825 | 26.0609 |  | 5348 | 642.1987 | 604.7611 | 510.5801 |  | 5348 | 0.01398% | 0.01284% | 0.01057% | 0.01119% | 0.01198% | 0.01303% |  | 5348 | 0.01284% | 0.01057% | 5348 | 1330 | 0.01085% | 7758 | 0.01099% | 0.01092% |  | 5348 | 0.01198% | 0.01303% | 0.0125% |  | 5348 | 3347 | 0.01092% | 0.01193%
| Aug | 11 | 21 | 5349 | 639.9772 | 620.2929 | 532.3931 | 0.01366% | 0.01263% | 0.01059% | 0.01086% | 6276 | 0.011% | 0.01093% |  | 10.2343 | 23.8815 | 26.0597 |  | 5349 | 629.7428 | 596.4115 | 506.3333 |  | 5349 | 0.01371% | 0.01266% | 0.01049% | 0.01119% | 0.01198% | 0.01302% |  | 5349 | 0.01266% | 0.01049% | 5349 | 600 | 0.01085% | 6704 | 0.01099% | 0.01092% |  | 5349 | 0.01198% | 0.01302% | 0.0125% |  | 5349 | 6276 | 0.01092% | 0.01206%
| Aug | 11 | 22 | 5350 | 619.1743 | 605.8259 | 520.1651 | 0.01321% | 0.01234% | 0.01034% | 0.01086% | 744 | 0.011% | 0.01093% |  | 10.2352 | 23.8805 | 26.0586 |  | 5350 | 608.9392 | 581.9455 | 494.1065 |  | 5350 | 0.01326% | 0.01235% | 0.01023% | 0.01119% | 0.01198% | 0.01302% |  | 5350 | 0.01235% | 0.01023% | 5350 | 2700 | 0.01085% | 1096 | 0.01099% | 0.01092% |  | 5350 | 0.01198% | 0.01302% | 0.0125% |  | 5350 | 744 | 0.01092% | 0.009488%
| Aug | 11 | 23 | 5351 | 602.7007 | 590.7166 | 507.3652 | 0.01286% | 0.01203% | 0.01009% | 0.01086% | 1082 | 0.011% | 0.01093% |  | 10.236 | 23.8795 | 26.0575 |  | 5351 | 592.4647 | 566.8371 | 481.3077 |  | 5351 | 0.0129% | 0.01203% | 0.009967% | 0.01119% | 0.01198% | 0.01302% |  | 5351 | 0.01203% | 0.009967% | 5351 | 2459 | 0.01085% | 7388 | 0.01099% | 0.01092% |  | 5351 | 0.01198% | 0.01302% | 0.0125% |  | 5351 | 1082 | 0.01092% | 0.009749%
| Aug | 12 | 0 | 5352 | 589.485 | 579.7127 | 496.6282 | 0.01258% | 0.0118% | 0.009875% | 0.01086% | 7596 | 0.011% | 0.01093% |  | 10.2369 | 23.8785 | 26.0564 |  | 5352 | 579.2481 | 555.8343 | 470.5719 |  | 5352 | 0.01261% | 0.0118% | 0.009745% | 0.01119% | 0.01198% | 0.01302% |  | 5352 | 0.0118% | 0.009745% | 5352 | 6902 | 0.01085% | 441 | 0.01099% | 0.01092% |  | 5352 | 0.01198% | 0.01302% | 0.0125% |  | 5352 | 7596 | 0.01092% | 0.01179%
| Aug | 12 | 1 | 5353 | 576.729 | 570.6267 | 493.5056 | 0.01231% | 0.01162% | 0.009813% | 0.01086% | 7025 | 0.011% | 0.01093% |  | 10.2377 | 23.8775 | 26.0553 |  | 5353 | 566.4913 | 546.7492 | 467.4504 |  | 5353 | 0.01233% | 0.0116% | 0.00968% | 0.01119% | 0.01198% | 0.01302% |  | 5353 | 0.0116% | 0.00968% | 5353 | 245 | 0.01085% | 8237 | 0.01099% | 0.01092% |  | 5353 | 0.01198% | 0.01302% | 0.0125% |  | 5353 | 7025 | 0.01092% | 0.01193%
| Aug | 12 | 2 | 5354 | 570.0372 | 566.0371 | 487.598 | 0.01217% | 0.01153% | 0.009696% | 0.01086% | 6253 | 0.011% | 0.01093% |  | 10.2386 | 23.8765 | 26.0541 |  | 5354 | 559.7987 | 542.1606 | 461.5438 |  | 5354 | 0.01219% | 0.01151% | 0.009558% | 0.01119% | 0.01198% | 0.01302% |  | 5354 | 0.01151% | 0.009558% | 5354 | 5833 | 0.01085% | 2952 | 0.01099% | 0.01092% |  | 5354 | 0.01198% | 0.01302% | 0.0125% |  | 5354 | 6253 | 0.01092% | 0.01207%
| Aug | 12 | 3 | 5355 | 570.3378 | 566.1022 | 485.4881 | 0.01217% | 0.01153% | 0.009654% | 0.01086% | 7395 | 0.011% | 0.01093% |  | 10.2394 | 23.8755 | 26.053 |  | 5355 | 560.0984 | 542.2267 | 459.4351 |  | 5355 | 0.01219% | 0.01151% | 0.009514% | 0.01119% | 0.01198% | 0.01302% |  | 5355 | 0.01151% | 0.009514% | 5355 | 7648 | 0.01085% | 6878 | 0.01099% | 0.01092% |  | 5355 | 0.01198% | 0.01302% | 0.0125% |  | 5355 | 7395 | 0.01092% | 0.01185%
| Aug | 12 | 4 | 5356 | 553.701 | 565.1154 | 488.2731 | 0.01182% | 0.01151% | 0.009709% | 0.01086% | 698 | 0.011% | 0.01093% |  | 10.2403 | 23.8745 | 26.0519 |  | 5356 | 543.4607 | 541.2409 | 462.2213 |  | 5356 | 0.01183% | 0.01149% | 0.009572% | 0.01119% | 0.01198% | 0.01302% |  | 5356 | 0.01149% | 0.009572% | 5356 | 6592 | 0.01085% | 7043 | 0.01099% | 0.01092% |  | 5356 | 0.01198% | 0.01302% | 0.0125% |  | 5356 | 698 | 0.01092% | 0.009457%
| Aug | 12 | 5 | 5357 | 496.0939 | 562.0898 | 495.6343 | 0.01059% | 0.01145% | 0.009855% | 0.01086% | 5883 | 0.011% | 0.01093% |  | 10.2411 | 23.8735 | 26.0507 |  | 5357 | 485.8527 | 538.2163 | 469.5835 |  | 5357 | 0.01058% | 0.01142% | 0.009724% | 0.01119% | 0.01198% | 0.01302% |  | 5357 | 0.01142% | 0.009724% | 5357 | 1363 | 0.01085% | 6785 | 0.01099% | 0.01092% |  | 5357 | 0.01198% | 0.01302% | 0.0125% |  | 5357 | 5883 | 0.01092% | 0.01222%
| Aug | 12 | 6 | 5358 | 507.1988 | 563.8586 | 509.7564 | 0.01083% | 0.01148% | 0.01014% | 0.01086% | 8674 | 0.011% | 0.01093% |  | 10.242 | 23.8726 | 26.0496 |  | 5358 | 496.9569 | 539.9861 | 483.7068 |  | 5358 | 0.01082% | 0.01146% | 0.01002% | 0.01119% | 0.01198% | 0.01302% |  | 5358 | 0.01146% | 0.01002% | 5358 | 989 | 0.01085% | 6019 | 0.01099% | 0.01092% |  | 5358 | 0.01198% | 0.01302% | 0.0125% |  | 5358 | 8674 | 0.01092% | 0.01104%
| Aug | 12 | 7 | 5359 | 523.2456 | 575.7097 | 526.401 | 0.01117% | 0.01172% | 0.01047% | 0.01086% | 6555 | 0.011% | 0.01093% |  | 10.2428 | 23.8716 | 26.0485 |  | 5359 | 513.0028 | 551.8381 | 500.3525 |  | 5359 | 0.01117% | 0.01171% | 0.01036% | 0.0112% | 0.01198% | 0.01302% |  | 5359 | 0.01171% | 0.01036% | 5359 | 475 | 0.01085% | 6254 | 0.01099% | 0.01092% |  | 5359 | 0.01198% | 0.01302% | 0.0125% |  | 5359 | 6555 | 0.01092% | 0.012%
| Aug | 12 | 8 | 5360 | 543.2191 | 594.459 | 545.118 | 0.01159% | 0.01211% | 0.01084% | 0.01086% | 24 | 0.011% | 0.01093% |  | 10.2437 | 23.8706 | 26.0473 |  | 5360 | 532.9754 | 570.5884 | 519.0706 |  | 5360 | 0.0116% | 0.01211% | 0.01075% | 0.0112% | 0.01198% | 0.01302% |  | 5360 | 0.01211% | 0.01075% | 5360 | 134 | 0.01085% | 2855 | 0.01099% | 0.01092% |  | 5360 | 0.01198% | 0.01302% | 0.0125% |  | 5360 | 24 | 0.01092% | 0.009132%
| Aug | 12 | 9 | 5361 | 558.2614 | 608.1347 | 562.1002 | 0.01191% | 0.01238% | 0.01118% | 0.01086% | 803 | 0.011% | 0.01093% |  | 10.2445 | 23.8696 | 26.0462 |  | 5361 | 548.0168 | 584.2651 | 536.054 |  | 5361 | 0.01193% | 0.0124% | 0.0111% | 0.0112% | 0.01198% | 0.01302% |  | 5361 | 0.0124% | 0.0111% | 5361 | 7804 | 0.01085% | 3519 | 0.01099% | 0.01092% |  | 5361 | 0.01198% | 0.01302% | 0.0125% |  | 5361 | 803 | 0.01092% | 0.00953%
| Aug | 12 | 10 | 5362 | 571.9316 | 622.9647 | 580.2733 | 0.01221% | 0.01269% | 0.01154% | 0.01086% | 8134 | 0.011% | 0.01093% |  | 10.2454 | 23.8686 | 26.045 |  | 5362 | 561.6862 | 599.0961 | 554.2282 |  | 5362 | 0.01223% | 0.01272% | 0.01148% | 0.0112% | 0.01198% | 0.01302% |  | 5362 | 0.01272% | 0.01148% | 5362 | 1434 | 0.01085% | 8635 | 0.01099% | 0.01092% |  | 5362 | 0.01198% | 0.01302% | 0.0125% |  | 5362 | 8134 | 0.01092% | 0.01148%
| Aug | 12 | 11 | 5363 | 577.459 | 633.1214 | 599.009 | 0.01232% | 0.01289% | 0.01191% | 0.01086% | 2882 | 0.011% | 0.01093% |  | 10.2463 | 23.8676 | 26.0439 |  | 5363 | 567.2128 | 609.2538 | 572.9651 |  | 5363 | 0.01235% | 0.01293% | 0.01187% | 0.0112% | 0.01198% | 0.01302% |  | 5363 | 0.01293% | 0.01187% | 5363 | 1532 | 0.01085% | 8065 | 0.01099% | 0.01092% |  | 5363 | 0.01198% | 0.01302% | 0.0125% |  | 5363 | 2882 | 0.01092% | 0.01143%
| Aug | 12 | 12 | 5364 | 593.6974 | 639.5078 | 614.6409 | 0.01267% | 0.01302% | 0.01222% | 0.01086% | 5524 | 0.011% | 0.01093% |  | 10.2471 | 23.8666 | 26.0428 |  | 5364 | 583.4503 | 615.6411 | 588.5981 |  | 5364 | 0.0127% | 0.01307% | 0.01219% | 0.0112% | 0.01198% | 0.01302% |  | 5364 | 0.01307% | 0.01219% | 5364 | 6811 | 0.01085% | 539 | 0.01099% | 0.01092% |  | 5364 | 0.01198% | 0.01302% | 0.0125% |  | 5364 | 5524 | 0.01092% | 0.01241%
| Aug | 12 | 13 | 5365 | 610.017 | 647.1229 | 622.2271 | 0.01302% | 0.01318% | 0.01237% | 0.01086% | 262 | 0.011% | 0.01093% |  | 10.248 | 23.8657 | 26.0416 |  | 5365 | 599.769 | 623.2573 | 596.1854 |  | 5365 | 0.01306% | 0.01323% | 0.01235% | 0.0112% | 0.01198% | 0.01302% |  | 5365 | 0.01323% | 0.01235% | 5365 | 3294 | 0.01085% | 155 | 0.01099% | 0.01092% |  | 5365 | 0.01198% | 0.01302% | 0.0125% |  | 5365 | 262 | 0.01092% | 0.009216%
| Aug | 12 | 14 | 5366 | 624.9819 | 651.3774 | 627.5346 | 0.01334% | 0.01326% | 0.01248% | 0.01086% | 2804 | 0.011% | 0.01093% |  | 10.2488 | 23.8647 | 26.0405 |  | 5366 | 614.733 | 627.5127 | 601.4941 |  | 5366 | 0.01338% | 0.01332% | 0.01246% | 0.0112% | 0.01197% | 0.01302% |  | 5366 | 0.01332% | 0.01246% | 5366 | 5718 | 0.01085% | 6523 | 0.01099% | 0.01092% |  | 5366 | 0.01197% | 0.01302% | 0.01249% |  | 5366 | 2804 | 0.01092% | 0.01134%
| Aug | 12 | 15 | 5367 | 639.5307 | 655.4549 | 634.2205 | 0.01365% | 0.01335% | 0.01261% | 0.01086% | 7390 | 0.011% | 0.01093% |  | 10.2497 | 23.8637 | 26.0393 |  | 5367 | 629.281 | 631.5912 | 608.1812 |  | 5367 | 0.0137% | 0.01341% | 0.01259% | 0.0112% | 0.01197% | 0.01301% |  | 5367 | 0.01341% | 0.01259% | 5367 | 6268 | 0.01085% | 533 | 0.01099% | 0.01092% |  | 5367 | 0.01197% | 0.01301% | 0.01249% |  | 5367 | 7390 | 0.01092% | 0.01185%
| Aug | 12 | 16 | 5368 | 649.5043 | 654.5799 | 636.1241 | 0.01386% | 0.01333% | 0.01265% | 0.01086% | 413 | 0.011% | 0.01093% |  | 10.2505 | 23.8627 | 26.0382 |  | 5368 | 639.2538 | 630.7171 | 610.086 |  | 5368 | 0.01392% | 0.01339% | 0.01263% | 0.0112% | 0.01197% | 0.01301% |  | 5368 | 0.01339% | 0.01263% | 5368 | 3217 | 0.01085% | 546 | 0.01099% | 0.01092% |  | 5368 | 0.01197% | 0.01301% | 0.01249% |  | 5368 | 413 | 0.01092% | 0.009285%
| Aug | 12 | 17 | 5369 | 644.1205 | 644.7769 | 630.8916 | 0.01375% | 0.01313% | 0.01254% | 0.01086% | 6302 | 0.01099% | 0.01093% |  | 10.2514 | 23.8617 | 26.037 |  | 5369 | 633.8691 | 620.9152 | 604.8546 |  | 5369 | 0.0138% | 0.01318% | 0.01253% | 0.0112% | 0.01197% | 0.01301% |  | 5369 | 0.01318% | 0.01253% | 5369 | 622 | 0.01085% | 650 | 0.01099% | 0.01092% |  | 5369 | 0.01197% | 0.01301% | 0.01249% |  | 5369 | 6302 | 0.01092% | 0.01205%
| Aug | 12 | 18 | 5370 | 626.775 | 637.9158 | 622.1989 | 0.01338% | 0.01299% | 0.01237% | 0.01086% | 1602 | 0.01099% | 0.01093% |  | 10.2523 | 23.8608 | 26.0359 |  | 5370 | 616.5227 | 614.0551 | 596.1631 |  | 5370 | 0.01342% | 0.01303% | 0.01235% | 0.01121% | 0.01197% | 0.01301% |  | 5370 | 0.01303% | 0.01235% | 5370 | 8016 | 0.01085% | 399 | 0.01099% | 0.01092% |  | 5370 | 0.01197% | 0.01301% | 0.01249% |  | 5370 | 1602 | 0.01092% | 0.01019%
| Aug | 12 | 19 | 5371 | 615.7846 | 628.9415 | 616.4038 | 0.01314% | 0.01281% | 0.01226% | 0.01086% | 3412 | 0.01099% | 0.01092% |  | 10.2531 | 23.8598 | 26.0347 |  | 5371 | 605.5315 | 605.0817 | 590.3691 |  | 5371 | 0.01318% | 0.01284% | 0.01223% | 0.01121% | 0.01197% | 0.01301% |  | 5371 | 0.01284% | 0.01223% | 5371 | 99 | 0.01085% | 3675 | 0.01099% | 0.01092% |  | 5371 | 0.01197% | 0.01301% | 0.01249% |  | 5371 | 3412 | 0.01092% | 0.01199%
| Aug | 12 | 20 | 5372 | 602.8998 | 622.611 | 606.0513 | 0.01287% | 0.01268% | 0.01205% | 0.01086% | 5498 | 0.01099% | 0.01092% |  | 10.254 | 23.8588 | 26.0335 |  | 5372 | 592.6458 | 598.7522 | 580.0178 |  | 5372 | 0.0129% | 0.01271% | 0.01201% | 0.01121% | 0.01197% | 0.01301% |  | 5372 | 0.01271% | 0.01201% | 5372 | 8500 | 0.01085% | 7642 | 0.01098% | 0.01092% |  | 5372 | 0.01197% | 0.01301% | 0.01249% |  | 5372 | 5498 | 0.01092% | 0.01242%
| Aug | 12 | 21 | 5373 | 589.3286 | 613.4225 | 595.2862 | 0.01258% | 0.01249% | 0.01184% | 0.01086% | 8319 | 0.01099% | 0.01092% |  | 10.2549 | 23.8578 | 26.0324 |  | 5373 | 579.0738 | 589.5647 | 569.2539 |  | 5373 | 0.01261% | 0.01251% | 0.01179% | 0.01121% | 0.01197% | 0.01301% |  | 5373 | 0.01251% | 0.01179% | 5373 | 6483 | 0.01085% | 8659 | 0.01098% | 0.01091% |  | 5373 | 0.01197% | 0.01301% | 0.01249% |  | 5373 | 8319 | 0.01091% | 0.01134%
| Aug | 12 | 22 | 5374 | 575.2151 | 596.023 | 574.3844 | 0.01228% | 0.01214% | 0.01142% | 0.01086% | 5839 | 0.01099% | 0.01092% |  | 10.2557 | 23.8569 | 26.0312 |  | 5374 | 564.9593 | 572.1662 | 548.3531 |  | 5374 | 0.0123% | 0.01214% | 0.01136% | 0.01121% | 0.01197% | 0.01301% |  | 5374 | 0.01214% | 0.01136% | 5374 | 685 | 0.01085% | 5834 | 0.01098% | 0.01091% |  | 5374 | 0.01197% | 0.01301% | 0.01249% |  | 5374 | 5839 | 0.01091% | 0.01224%
| Aug | 12 | 23 | 5375 | 559.2276 | 584.5165 | 553.3606 | 0.01194% | 0.0119% | 0.011% | 0.01085% | 3370 | 0.01099% | 0.01092% |  | 10.2566 | 23.8559 | 26.0301 |  | 5375 | 548.971 | 560.6606 | 527.3305 |  | 5375 | 0.01195% | 0.0119% | 0.01092% | 0.01121% | 0.01197% | 0.01301% |  | 5375 | 0.0119% | 0.01092% | 5375 | 1390 | 0.01085% | 7402 | 0.01098% | 0.01091% |  | 5375 | 0.01197% | 0.01301% | 0.01249% |  | 5375 | 3370 | 0.01091% | 0.01195%
| Aug | 13 | 0 | 5376 | 546.195 | 572.4979 | 539.6042 | 0.01166% | 0.01166% | 0.01073% | 0.01085% | 8728 | 0.01099% | 0.01092% |  | 10.2574 | 23.8549 | 26.0289 |  | 5376 | 535.9376 | 548.643 | 513.5753 |  | 5376 | 0.01167% | 0.01164% | 0.01064% | 0.01121% | 0.01197% | 0.01301% |  | 5376 | 0.01164% | 0.01064% | 5376 | 529 | 0.01085% | 7028 | 0.01098% | 0.01091% |  | 5376 | 0.01197% | 0.01301% | 0.01249% |  | 5376 | 8728 | 0.01091% | 0.011%
| Aug | 13 | 1 | 5377 | 537.3899 | 569.2954 | 534.3529 | 0.01147% | 0.01159% | 0.01063% | 0.01085% | 7182 | 0.01099% | 0.01092% |  | 10.2583 | 23.8539 | 26.0277 |  | 5377 | 527.1316 | 545.4415 | 508.3252 |  | 5377 | 0.01147% | 0.01158% | 0.01053% | 0.01121% | 0.01197% | 0.01301% |  | 5377 | 0.01158% | 0.01053% | 5377 | 135 | 0.01085% | 6282 | 0.01098% | 0.01091% |  | 5377 | 0.01197% | 0.01301% | 0.01249% |  | 5377 | 7182 | 0.01091% | 0.0119%
| Aug | 13 | 2 | 5378 | 534.9394 | 563.2163 | 531.1177 | 0.01142% | 0.01147% | 0.01056% | 0.01085% | 7354 | 0.01099% | 0.01092% |  | 10.2592 | 23.853 | 26.0266 |  | 5378 | 524.6803 | 539.3633 | 505.0912 |  | 5378 | 0.01142% | 0.01145% | 0.01046% | 0.01121% | 0.01197% | 0.01301% |  | 5378 | 0.01145% | 0.01046% | 5378 | 6778 | 0.01084% | 7133 | 0.01098% | 0.01091% |  | 5378 | 0.01197% | 0.01301% | 0.01249% |  | 5378 | 7354 | 0.01091% | 0.01186%
| Aug | 13 | 3 | 5379 | 549.4867 | 564.0169 | 529.7862 | 0.01173% | 0.01149% | 0.01053% | 0.01085% | 2856 | 0.01099% | 0.01092% |  | 10.26 | 23.852 | 26.0254 |  | 5379 | 539.2266 | 540.1649 | 503.7608 |  | 5379 | 0.01174% | 0.01146% | 0.01043% | 0.01121% | 0.01197% | 0.01301% |  | 5379 | 0.01146% | 0.01043% | 5379 | 6503 | 0.01084% | 102 | 0.01098% | 0.01091% |  | 5379 | 0.01197% | 0.01301% | 0.01249% |  | 5379 | 2856 | 0.01091% | 0.0114%
| Aug | 13 | 4 | 5380 | 568.1732 | 569.5281 | 528.4734 | 0.01213% | 0.0116% | 0.01051% | 0.01085% | 2952 | 0.01099% | 0.01092% |  | 10.2609 | 23.851 | 26.0242 |  | 5380 | 557.9123 | 545.6771 | 502.4491 |  | 5380 | 0.01214% | 0.01158% | 0.0104% | 0.01122% | 0.01197% | 0.01301% |  | 5380 | 0.01158% | 0.0104% | 5380 | 1386 | 0.01084% | 648 | 0.01098% | 0.01091% |  | 5380 | 0.01197% | 0.01301% | 0.01249% |  | 5380 | 2952 | 0.01091% | 0.0115%
| Aug | 13 | 5 | 5381 | 571.1491 | 576.5661 | 532.1868 | 0.01219% | 0.01174% | 0.01058% | 0.01085% | 3385 | 0.01099% | 0.01092% |  | 10.2618 | 23.85 | 26.023 |  | 5381 | 560.8873 | 552.7161 | 506.1637 |  | 5381 | 0.01221% | 0.01173% | 0.01048% | 0.01122% | 0.01197% | 0.01301% |  | 5381 | 0.01173% | 0.01048% | 5381 | 62 | 0.01084% | 6959 | 0.01098% | 0.01091% |  | 5381 | 0.01197% | 0.01301% | 0.01249% |  | 5381 | 3385 | 0.01091% | 0.01196%
| Aug | 13 | 6 | 5382 | 575.345 | 590.3535 | 538.5445 | 0.01228% | 0.01202% | 0.01071% | 0.01085% | 3150 | 0.01099% | 0.01092% |  | 10.2627 | 23.8491 | 26.0219 |  | 5382 | 565.0824 | 566.5045 | 512.5227 |  | 5382 | 0.0123% | 0.01202% | 0.01061% | 0.01122% | 0.01197% | 0.01301% |  | 5382 | 0.01202% | 0.01061% | 5382 | 557 | 0.01084% | 6629 | 0.01098% | 0.01091% |  | 5382 | 0.01197% | 0.01301% | 0.01249% |  | 5382 | 3150 | 0.01091% | 0.01172%
| Aug | 13 | 7 | 5383 | 576.441 | 602.4652 | 555.5361 | 0.0123% | 0.01227% | 0.01105% | 0.01085% | 3463 | 0.01099% | 0.01092% |  | 10.2635 | 23.8481 | 26.0207 |  | 5383 | 566.1775 | 578.6171 | 529.5154 |  | 5383 | 0.01232% | 0.01228% | 0.01097% | 0.01122% | 0.01197% | 0.01301% |  | 5383 | 0.01228% | 0.01097% | 5383 | 7920 | 0.01084% | 7027 | 0.01098% | 0.01091% |  | 5383 | 0.01197% | 0.01301% | 0.01249% |  | 5383 | 3463 | 0.01091% | 0.01204%
| Aug | 13 | 8 | 5384 | 586.8467 | 618.2914 | 567.3983 | 0.01252% | 0.01259% | 0.01128% | 0.01085% | 8472 | 0.01099% | 0.01092% |  | 10.2644 | 23.8471 | 26.0195 |  | 5384 | 576.5823 | 594.4442 | 541.3788 |  | 5384 | 0.01255% | 0.01262% | 0.01121% | 0.01122% | 0.01197% | 0.013% |  | 5384 | 0.01262% | 0.01121% | 5384 | 6905 | 0.01084% | 6911 | 0.01098% | 0.01091% |  | 5384 | 0.01197% | 0.013% | 0.01249% |  | 5384 | 8472 | 0.01091% | 0.01121%
| Aug | 13 | 9 | 5385 | 604.0589 | 627.8522 | 578.229 | 0.01289% | 0.01279% | 0.0115% | 0.01085% | 6990 | 0.01099% | 0.01092% |  | 10.2653 | 23.8462 | 26.0183 |  | 5385 | 593.7937 | 604.0061 | 552.2107 |  | 5385 | 0.01293% | 0.01282% | 0.01144% | 0.01122% | 0.01197% | 0.013% |  | 5385 | 0.01282% | 0.01144% | 5385 | 521 | 0.01084% | 2758 | 0.01098% | 0.01091% |  | 5385 | 0.01197% | 0.013% | 0.01248% |  | 5385 | 6990 | 0.01091% | 0.01193%
| Aug | 13 | 10 | 5386 | 618.3713 | 635.5512 | 595.802 | 0.0132% | 0.01294% | 0.01185% | 0.01085% | 506 | 0.01099% | 0.01092% |  | 10.2661 | 23.8452 | 26.0172 |  | 5386 | 608.1052 | 611.706 | 569.7848 |  | 5386 | 0.01324% | 0.01298% | 0.0118% | 0.01122% | 0.01196% | 0.013% |  | 5386 | 0.01298% | 0.0118% | 5386 | 1596 | 0.01084% | 6782 | 0.01098% | 0.01091% |  | 5386 | 0.01196% | 0.013% | 0.01248% |  | 5386 | 506 | 0.01091% | 0.009336%
| Aug | 13 | 11 | 5387 | 626.9125 | 649.5434 | 610.4492 | 0.01338% | 0.01323% | 0.01214% | 0.01085% | 6228 | 0.01099% | 0.01092% |  | 10.267 | 23.8442 | 26.016 |  | 5387 | 616.6455 | 625.6992 | 584.4333 |  | 5387 | 0.01342% | 0.01328% | 0.0121% | 0.01122% | 0.01196% | 0.013% |  | 5387 | 0.01328% | 0.0121% | 5387 | 1055 | 0.01084% | 2814 | 0.01098% | 0.01091% |  | 5387 | 0.01196% | 0.013% | 0.01248% |  | 5387 | 6228 | 0.01091% | 0.01207%
| Aug | 13 | 12 | 5388 | 605.2905 | 661.022 | 629.9539 | 0.01292% | 0.01346% | 0.01253% | 0.01085% | 1747 | 0.01099% | 0.01092% |  | 10.2679 | 23.8433 | 26.0148 |  | 5388 | 595.0226 | 637.1788 | 603.9391 |  | 5388 | 0.01295% | 0.01352% | 0.01251% | 0.01122% | 0.01196% | 0.013% |  | 5388 | 0.01352% | 0.01251% | 5388 | 8319 | 0.01084% | 7547 | 0.01098% | 0.01091% |  | 5388 | 0.01196% | 0.013% | 0.01248% |  | 5388 | 1747 | 0.01091% | 0.01031%
| Aug | 13 | 13 | 5389 | 596.8688 | 675.1073 | 646.636 | 0.01274% | 0.01375% | 0.01286% | 0.01085% | 5522 | 0.01099% | 0.01092% |  | 10.2688 | 23.8423 | 26.0136 |  | 5389 | 586.6 | 651.265 | 620.6224 |  | 5389 | 0.01277% | 0.01382% | 0.01285% | 0.01122% | 0.01196% | 0.013% |  | 5389 | 0.01382% | 0.01285% | 5389 | 2741 | 0.01084% | 1167 | 0.01098% | 0.01091% |  | 5389 | 0.01196% | 0.013% | 0.01248% |  | 5389 | 5522 | 0.01091% | 0.01241%
| Aug | 13 | 14 | 5390 | 601.1362 | 685.655 | 660.3362 | 0.01283% | 0.01396% | 0.01313% | 0.01085% | 7184 | 0.01099% | 0.01092% |  | 10.2696 | 23.8413 | 26.0124 |  | 5390 | 590.8666 | 661.8137 | 634.3238 |  | 5390 | 0.01286% | 0.01405% | 0.01314% | 0.01122% | 0.01196% | 0.013% |  | 5390 | 0.01405% | 0.01314% | 5390 | 311 | 0.01084% | 7577 | 0.01098% | 0.01091% |  | 5390 | 0.01196% | 0.013% | 0.01248% |  | 5390 | 7184 | 0.01091% | 0.0119%
| Aug | 13 | 15 | 5391 | 603.2081 | 695.0762 | 676.9902 | 0.01287% | 0.01415% | 0.01346% | 0.01085% | 7761 | 0.01099% | 0.01092% |  | 10.2705 | 23.8404 | 26.0112 |  | 5391 | 592.9376 | 671.2359 | 650.9789 |  | 5391 | 0.01291% | 0.01425% | 0.01348% | 0.01123% | 0.01196% | 0.013% |  | 5391 | 0.01425% | 0.01348% | 5391 | 7656 | 0.01084% | 8088 | 0.01098% | 0.01091% |  | 5391 | 0.01196% | 0.013% | 0.01248% |  | 5391 | 7761 | 0.01091% | 0.01171%
| Aug | 13 | 16 | 5392 | 604.4724 | 696.091 | 677.7778 | 0.0129% | 0.01417% | 0.01348% | 0.01085% | 6783 | 0.01098% | 0.01092% |  | 10.2714 | 23.8394 | 26.01 |  | 5392 | 594.201 | 672.2516 | 651.7678 |  | 5392 | 0.01293% | 0.01427% | 0.0135% | 0.01123% | 0.01196% | 0.013% |  | 5392 | 0.01427% | 0.0135% | 5392 | 601 | 0.01084% | 2985 | 0.01098% | 0.01091% |  | 5392 | 0.01196% | 0.013% | 0.01248% |  | 5392 | 6783 | 0.01091% | 0.01196%
| Aug | 13 | 17 | 5393 | 599.7327 | 689.835 | 671.2232 | 0.0128% | 0.01405% | 0.01335% | 0.01085% | 6585 | 0.01098% | 0.01092% |  | 10.2723 | 23.8384 | 26.0088 |  | 5393 | 589.4605 | 665.9966 | 645.2143 |  | 5393 | 0.01283% | 0.01414% | 0.01336% | 0.01123% | 0.01196% | 0.013% |  | 5393 | 0.01414% | 0.01336% | 5393 | 3141 | 0.01084% | 2791 | 0.01098% | 0.01091% |  | 5393 | 0.01196% | 0.013% | 0.01248% |  | 5393 | 6585 | 0.01091% | 0.01199%
| Aug | 13 | 18 | 5394 | 588.7689 | 683.2904 | 654.4379 | 0.01257% | 0.01391% | 0.01301% | 0.01085% | 7869 | 0.01098% | 0.01092% |  | 10.2731 | 23.8375 | 26.0076 |  | 5394 | 578.4958 | 659.4529 | 628.4302 |  | 5394 | 0.01259% | 0.014% | 0.01301% | 0.01123% | 0.01196% | 0.013% |  | 5394 | 0.014% | 0.01301% | 5394 | 7842 | 0.01084% | 3524 | 0.01098% | 0.01091% |  | 5394 | 0.01196% | 0.013% | 0.01248% |  | 5394 | 7869 | 0.01091% | 0.01165%
| Aug | 13 | 19 | 5395 | 577.5378 | 673.264 | 640.7659 | 0.01233% | 0.01371% | 0.01274% | 0.01085% | 6549 | 0.01098% | 0.01092% |  | 10.274 | 23.8365 | 26.0064 |  | 5395 | 567.2638 | 649.4276 | 614.7594 |  | 5395 | 0.01235% | 0.01378% | 0.01273% | 0.01123% | 0.01196% | 0.013% |  | 5395 | 0.01378% | 0.01273% | 5395 | 2669 | 0.01084% | 745 | 0.01098% | 0.01091% |  | 5395 | 0.01196% | 0.013% | 0.01248% |  | 5395 | 6549 | 0.01091% | 0.012%
| Aug | 13 | 20 | 5396 | 569.0666 | 663.2005 | 628.9318 | 0.01215% | 0.01351% | 0.01251% | 0.01085% | 6301 | 0.01098% | 0.01092% |  | 10.2749 | 23.8355 | 26.0052 |  | 5396 | 558.7917 | 639.3649 | 602.9265 |  | 5396 | 0.01216% | 0.01357% | 0.01249% | 0.01123% | 0.01196% | 0.013% |  | 5396 | 0.01357% | 0.01249% | 5396 | 2269 | 0.01084% | 3347 | 0.01098% | 0.01091% |  | 5396 | 0.01196% | 0.013% | 0.01248% |  | 5396 | 6301 | 0.01091% | 0.01205%
| Aug | 13 | 21 | 5397 | 561.1976 | 647.4581 | 614.5096 | 0.01198% | 0.01318% | 0.01222% | 0.01085% | 1080 | 0.01098% | 0.01092% |  | 10.2758 | 23.8346 | 26.004 |  | 5397 | 550.9218 | 623.6235 | 588.5055 |  | 5397 | 0.01199% | 0.01324% | 0.01219% | 0.01123% | 0.01196% | 0.013% |  | 5397 | 0.01324% | 0.01219% | 5397 | 1060 | 0.01084% | 7290 | 0.01097% | 0.01091% |  | 5397 | 0.01196% | 0.013% | 0.01248% |  | 5397 | 1080 | 0.01091% | 0.009747%
| Aug | 13 | 22 | 5398 | 546.001 | 629.1276 | 593.5983 | 0.01165% | 0.01281% | 0.0118% | 0.01085% | 2 | 0.01098% | 0.01092% |  | 10.2766 | 23.8336 | 26.0028 |  | 5398 | 535.7243 | 605.294 | 567.5955 |  | 5398 | 0.01166% | 0.01285% | 0.01175% | 0.01123% | 0.01196% | 0.013% |  | 5398 | 0.01285% | 0.01175% | 5398 | 1963 | 0.01084% | 8675 | 0.01097% | 0.01091% |  | 5398 | 0.01196% | 0.013% | 0.01248% |  | 5398 | 2 | 0.01091% | 0.009125%
| Aug | 13 | 23 | 5399 | 532.138 | 611.0765 | 580.4702 | 0.01136% | 0.01244% | 0.01154% | 0.01085% | 428 | 0.01098% | 0.01092% |  | 10.2775 | 23.8327 | 26.0016 |  | 5399 | 521.8604 | 587.2438 | 554.4685 |  | 5399 | 0.01136% | 0.01246% | 0.01148% | 0.01123% | 0.01196% | 0.013% |  | 5399 | 0.01246% | 0.01148% | 5399 | 1074 | 0.01084% | 3150 | 0.01097% | 0.01091% |  | 5399 | 0.01196% | 0.013% | 0.01248% |  | 5399 | 428 | 0.01091% | 0.009292%
| Aug | 14 | 0 | 5400 | 521.785 | 599.6258 | 569.5082 | 0.01114% | 0.01221% | 0.01132% | 0.01085% | 7604 | 0.01098% | 0.01092% |  | 10.2784 | 23.8317 | 26.0004 |  | 5400 | 511.5066 | 575.7941 | 543.5077 |  | 5400 | 0.01113% | 0.01222% | 0.01126% | 0.01123% | 0.01196% | 0.013% |  | 5400 | 0.01222% | 0.01126% | 5400 | 3180 | 0.01084% | 1480 | 0.01097% | 0.01091% |  | 5400 | 0.01196% | 0.013% | 0.01248% |  | 5400 | 7604 | 0.01091% | 0.01178%
| Aug | 14 | 1 | 5401 | 517.2885 | 594.1425 | 563.1973 | 0.01104% | 0.0121% | 0.0112% | 0.01085% | 6595 | 0.01098% | 0.01092% |  | 10.2793 | 23.8307 | 25.9992 |  | 5401 | 507.0092 | 570.3118 | 537.1981 |  | 5401 | 0.01104% | 0.0121% | 0.01112% | 0.01124% | 0.01196% | 0.01299% |  | 5401 | 0.0121% | 0.01112% | 5401 | 7135 | 0.01084% | 550 | 0.01097% | 0.01091% |  | 5401 | 0.01196% | 0.01299% | 0.01248% |  | 5401 | 6595 | 0.01091% | 0.01199%
| Aug | 14 | 2 | 5402 | 518.1543 | 590.7259 | 562.3158 | 0.01106% | 0.01203% | 0.01118% | 0.01085% | 2855 | 0.01098% | 0.01092% |  | 10.2802 | 23.8298 | 25.998 |  | 5402 | 507.8741 | 566.8961 | 536.3178 |  | 5402 | 0.01106% | 0.01203% | 0.01111% | 0.01124% | 0.01196% | 0.01299% |  | 5402 | 0.01203% | 0.01111% | 5402 | 6613 | 0.01084% | 599 | 0.01097% | 0.01091% |  | 5402 | 0.01196% | 0.01299% | 0.01248% |  | 5402 | 2855 | 0.01091% | 0.0114%
| Aug | 14 | 3 | 5403 | 525.4926 | 588.7616 | 561.5 | 0.01122% | 0.01199% | 0.01117% | 0.01085% | 3147 | 0.01098% | 0.01091% |  | 10.2811 | 23.8288 | 25.9968 |  | 5403 | 515.2115 | 564.9328 | 535.5032 |  | 5403 | 0.01122% | 0.01199% | 0.01109% | 0.01124% | 0.01196% | 0.01299% |  | 5403 | 0.01199% | 0.01109% | 5403 | 1083 | 0.01084% | 312 | 0.01097% | 0.01091% |  | 5403 | 0.01196% | 0.01299% | 0.01248% |  | 5403 | 3147 | 0.01091% | 0.01172%
| Aug | 14 | 4 | 5404 | 524.9266 | 588.9199 | 565.4103 | 0.0112% | 0.01199% | 0.01124% | 0.01085% | 8356 | 0.01098% | 0.01091% |  | 10.2819 | 23.8279 | 25.9956 |  | 5404 | 514.6447 | 565.092 | 539.4147 |  | 5404 | 0.0112% | 0.01199% | 0.01117% | 0.01124% | 0.01196% | 0.01299% |  | 5404 | 0.01199% | 0.01117% | 5404 | 6642 | 0.01084% | 6784 | 0.01097% | 0.0109% |  | 5404 | 0.01196% | 0.01299% | 0.01247% |  | 5404 | 8356 | 0.0109% | 0.01131%
| Aug | 14 | 5 | 5405 | 526.1871 | 592.4482 | 569.4519 | 0.01123% | 0.01206% | 0.01132% | 0.01085% | 6805 | 0.01098% | 0.01091% |  | 10.2828 | 23.8269 | 25.9944 |  | 5405 | 515.9043 | 568.6212 | 543.4575 |  | 5405 | 0.01123% | 0.01207% | 0.01125% | 0.01124% | 0.01196% | 0.01299% |  | 5405 | 0.01207% | 0.01125% | 5405 | 301 | 0.01084% | 6305 | 0.01097% | 0.0109% |  | 5405 | 0.01196% | 0.01299% | 0.01247% |  | 5405 | 6805 | 0.0109% | 0.01196%
| Aug | 14 | 6 | 5406 | 534.8155 | 597.1495 | 575.1064 | 0.01141% | 0.01216% | 0.01144% | 0.01085% | 548 | 0.01098% | 0.01091% |  | 10.2837 | 23.826 | 25.9932 |  | 5406 | 524.5318 | 573.3235 | 549.1132 |  | 5406 | 0.01142% | 0.01217% | 0.01137% | 0.01124% | 0.01196% | 0.01299% |  | 5406 | 0.01217% | 0.01137% | 5406 | 1368 | 0.01084% | 2880 | 0.01097% | 0.0109% |  | 5406 | 0.01196% | 0.01299% | 0.01247% |  | 5406 | 548 | 0.0109% | 0.009361%
| Aug | 14 | 7 | 5407 | 550.194 | 607.7716 | 585.7308 | 0.01174% | 0.01238% | 0.01165% | 0.01085% | 785 | 0.01098% | 0.01091% |  | 10.2846 | 23.825 | 25.992 |  | 5407 | 539.9095 | 583.9466 | 559.7389 |  | 5407 | 0.01175% | 0.01239% | 0.01159% | 0.01124% | 0.01195% | 0.01299% |  | 5407 | 0.01239% | 0.01159% | 5407 | 6119 | 0.01084% | 483 | 0.01097% | 0.0109% |  | 5407 | 0.01195% | 0.01299% | 0.01247% |  | 5407 | 785 | 0.0109% | 0.009517%
| Aug | 14 | 8 | 5408 | 562.1729 | 619.1851 | 600.9595 | 0.012% | 0.01261% | 0.01195% | 0.01085% | 7780 | 0.01098% | 0.01091% |  | 10.2855 | 23.824 | 25.9907 |  | 5408 | 551.8874 | 595.361 | 574.9687 |  | 5408 | 0.01201% | 0.01264% | 0.01191% | 0.01124% | 0.01195% | 0.01299% |  | 5408 | 0.01264% | 0.01191% | 5408 | 3322 | 0.01084% | 2955 | 0.01097% | 0.0109% |  | 5408 | 0.01195% | 0.01299% | 0.01247% |  | 5408 | 7780 | 0.0109% | 0.0117%
| Aug | 14 | 9 | 5409 | 573.5274 | 626.9865 | 617.1915 | 0.01224% | 0.01277% | 0.01227% | 0.01085% | 8626 | 0.01098% | 0.01091% |  | 10.2864 | 23.8231 | 25.9895 |  | 5409 | 563.2411 | 603.1634 | 591.2019 |  | 5409 | 0.01226% | 0.0128% | 0.01224% | 0.01124% | 0.01195% | 0.01299% |  | 5409 | 0.0128% | 0.01224% | 5409 | 3081 | 0.01084% | 8681 | 0.01097% | 0.0109% |  | 5409 | 0.01195% | 0.01299% | 0.01247% |  | 5409 | 8626 | 0.0109% | 0.01108%
| Aug | 14 | 10 | 5410 | 580.5905 | 641.5558 | 633.7986 | 0.01239% | 0.01306% | 0.0126% | 0.01085% | 6961 | 0.01098% | 0.01091% |  | 10.2872 | 23.8221 | 25.9883 |  | 5410 | 570.3033 | 617.7337 | 607.8103 |  | 5410 | 0.01241% | 0.01311% | 0.01259% | 0.01124% | 0.01195% | 0.01299% |  | 5410 | 0.01311% | 0.01259% | 5410 | 6096 | 0.01084% | 2815 | 0.01097% | 0.0109% |  | 5410 | 0.01195% | 0.01299% | 0.01247% |  | 5410 | 6961 | 0.0109% | 0.01194%
| Aug | 14 | 11 | 5411 | 591.7038 | 650.9119 | 649.6742 | 0.01263% | 0.01325% | 0.01292% | 0.01085% | 6232 | 0.01098% | 0.01091% |  | 10.2881 | 23.8212 | 25.9871 |  | 5411 | 581.4157 | 627.0907 | 623.6872 |  | 5411 | 0.01266% | 0.01331% | 0.01292% | 0.01125% | 0.01195% | 0.01299% |  | 5411 | 0.01331% | 0.01292% | 5411 | 158 | 0.01084% | 7000 | 0.01097% | 0.0109% |  | 5411 | 0.01195% | 0.01299% | 0.01247% |  | 5411 | 6232 | 0.0109% | 0.01207%
| Aug | 14 | 12 | 5412 | 599.3915 | 664.7924 | 674.0926 | 0.01279% | 0.01354% | 0.0134% | 0.01085% | 2985 | 0.01098% | 0.01091% |  | 10.289 | 23.8202 | 25.9859 |  | 5412 | 589.1024 | 640.9722 | 648.1067 |  | 5412 | 0.01282% | 0.0136% | 0.01342% | 0.01125% | 0.01195% | 0.01299% |  | 5412 | 0.0136% | 0.01342% | 5412 | 8332 | 0.01083% | 2742 | 0.01097% | 0.0109% |  | 5412 | 0.01195% | 0.01299% | 0.01247% |  | 5412 | 2985 | 0.0109% | 0.01154%
| Aug | 14 | 13 | 5413 | 602.7133 | 679.5945 | 692.5283 | 0.01286% | 0.01384% | 0.01377% | 0.01084% | 3408 | 0.01098% | 0.01091% |  | 10.2899 | 23.8193 | 25.9846 |  | 5413 | 592.4234 | 655.7752 | 666.5436 |  | 5413 | 0.0129% | 0.01392% | 0.0138% | 0.01125% | 0.01195% | 0.01299% |  | 5413 | 0.01392% | 0.0138% | 5413 | 8495 | 0.01083% | 6304 | 0.01097% | 0.0109% |  | 5413 | 0.01195% | 0.01299% | 0.01247% |  | 5413 | 3408 | 0.0109% | 0.01199%
| Aug | 14 | 14 | 5414 | 607.2753 | 694.015 | 703.4809 | 0.01296% | 0.01413% | 0.01399% | 0.01084% | 3386 | 0.01098% | 0.01091% |  | 10.2908 | 23.8183 | 25.9834 |  | 5414 | 596.9845 | 670.1966 | 677.4975 |  | 5414 | 0.013% | 0.01422% | 0.01403% | 0.01125% | 0.01195% | 0.01299% |  | 5414 | 0.01422% | 0.01403% | 5414 | 6656 | 0.01083% | 6820 | 0.01097% | 0.0109% |  | 5414 | 0.01195% | 0.01299% | 0.01247% |  | 5414 | 3386 | 0.0109% | 0.01196%
| Aug | 14 | 15 | 5415 | 614.727 | 705.8753 | 710.1575 | 0.01312% | 0.01437% | 0.01412% | 0.01084% | 69 | 0.01098% | 0.01091% |  | 10.2917 | 23.8174 | 25.9822 |  | 5415 | 604.4353 | 682.0579 | 684.1753 |  | 5415 | 0.01316% | 0.01448% | 0.01417% | 0.01125% | 0.01195% | 0.01299% |  | 5415 | 0.01448% | 0.01417% | 5415 | 7673 | 0.01083% | 208 | 0.01097% | 0.0109% |  | 5415 | 0.01195% | 0.01299% | 0.01247% |  | 5415 | 69 | 0.0109% | 0.009146%
| Aug | 14 | 16 | 5416 | 615.0428 | 707.8303 | 705.9377 | 0.01313% | 0.01441% | 0.01404% | 0.01084% | 621 | 0.01098% | 0.01091% |  | 10.2926 | 23.8164 | 25.9809 |  | 5416 | 604.7502 | 684.0138 | 679.9568 |  | 5416 | 0.01316% | 0.01452% | 0.01408% | 0.01125% | 0.01195% | 0.01299% |  | 5416 | 0.01452% | 0.01408% | 5416 | 2229 | 0.01083% | 1 | 0.01097% | 0.0109% |  | 5416 | 0.01195% | 0.01299% | 0.01247% |  | 5416 | 621 | 0.0109% | 0.009406%
| Aug | 14 | 17 | 5417 | 611.1496 | 698.3811 | 687.1363 | 0.01304% | 0.01422% | 0.01366% | 0.01084% | 6205 | 0.01098% | 0.01091% |  | 10.2935 | 23.8155 | 25.9797 |  | 5417 | 600.8561 | 674.5656 | 661.1566 |  | 5417 | 0.01308% | 0.01432% | 0.01369% | 0.01125% | 0.01195% | 0.01298% |  | 5417 | 0.01432% | 0.01369% | 5417 | 6586 | 0.01083% | 3147 | 0.01097% | 0.0109% |  | 5417 | 0.01195% | 0.01298% | 0.01247% |  | 5417 | 6205 | 0.0109% | 0.01208%
| Aug | 14 | 18 | 5418 | 602.6589 | 683.458 | 674.9928 | 0.01286% | 0.01392% | 0.01342% | 0.01084% | 492 | 0.01098% | 0.01091% |  | 10.2944 | 23.8145 | 25.9785 |  | 5418 | 592.3645 | 659.6434 | 649.0143 |  | 5418 | 0.01289% | 0.014% | 0.01344% | 0.01125% | 0.01195% | 0.01298% |  | 5418 | 0.014% | 0.01344% | 5418 | 7890 | 0.01083% | 8090 | 0.01097% | 0.0109% |  | 5418 | 0.01195% | 0.01298% | 0.01247% |  | 5418 | 492 | 0.0109% | 0.009328%
| Aug | 14 | 19 | 5419 | 596.5344 | 671.3277 | 662.718 | 0.01273% | 0.01367% | 0.01318% | 0.01084% | 7541 | 0.01098% | 0.01091% |  | 10.2953 | 23.8136 | 25.9772 |  | 5419 | 586.2391 | 647.5141 | 636.7408 |  | 5419 | 0.01276% | 0.01374% | 0.01319% | 0.01125% | 0.01195% | 0.01298% |  | 5419 | 0.01374% | 0.01319% | 5419 | 7100 | 0.01083% | 6915 | 0.01097% | 0.0109% |  | 5419 | 0.01195% | 0.01298% | 0.01247% |  | 5419 | 7541 | 0.0109% | 0.01181%
| Aug | 14 | 20 | 5420 | 586.7494 | 656.5721 | 656.9041 | 0.01252% | 0.01337% | 0.01306% | 0.01084% | 7349 | 0.01097% | 0.01091% |  | 10.2962 | 23.8126 | 25.976 |  | 5420 | 576.4533 | 632.7594 | 630.9281 |  | 5420 | 0.01255% | 0.01343% | 0.01307% | 0.01125% | 0.01195% | 0.01298% |  | 5420 | 0.01343% | 0.01307% | 5420 | 744 | 0.01083% | 4254 | 0.01097% | 0.0109% |  | 5420 | 0.01195% | 0.01298% | 0.01247% |  | 5420 | 7349 | 0.0109% | 0.01186%
| Aug | 14 | 21 | 5421 | 577.3935 | 642.3658 | 645.5764 | 0.01232% | 0.01308% | 0.01284% | 0.01084% | 8111 | 0.01097% | 0.01091% |  | 10.2971 | 23.8117 | 25.9748 |  | 5421 | 567.0965 | 618.5541 | 619.6016 |  | 5421 | 0.01234% | 0.01313% | 0.01283% | 0.01125% | 0.01195% | 0.01298% |  | 5421 | 0.01313% | 0.01283% | 5421 | 1781 | 0.01083% | 2792 | 0.01097% | 0.0109% |  | 5421 | 0.01195% | 0.01298% | 0.01247% |  | 5421 | 8111 | 0.0109% | 0.01149%
| Aug | 14 | 22 | 5422 | 560.7321 | 620.8142 | 620.0422 | 0.01197% | 0.01264% | 0.01233% | 0.01084% | 1754 | 0.01097% | 0.01091% |  | 10.2979 | 23.8108 | 25.9735 |  | 5422 | 550.4341 | 597.0035 | 594.0686 |  | 5422 | 0.01198% | 0.01267% | 0.0123% | 0.01126% | 0.01195% | 0.01298% |  | 5422 | 0.01267% | 0.0123% | 5422 | 421 | 0.01083% | 5383 | 0.01097% | 0.0109% |  | 5422 | 0.01195% | 0.01298% | 0.01246% |  | 5422 | 1754 | 0.0109% | 0.01031%
| Aug | 14 | 23 | 5423 | 543.4597 | 601.5063 | 600.228 | 0.0116% | 0.01225% | 0.01194% | 0.01084% | 7898 | 0.01097% | 0.01091% |  | 10.2988 | 23.8098 | 25.9723 |  | 5423 | 533.1608 | 577.6965 | 574.2558 |  | 5423 | 0.01161% | 0.01226% | 0.01189% | 0.01126% | 0.01195% | 0.01298% |  | 5423 | 0.01226% | 0.01189% | 5423 | 6594 | 0.01083% | 594 | 0.01097% | 0.0109% |  | 5423 | 0.01195% | 0.01298% | 0.01246% |  | 5423 | 7898 | 0.0109% | 0.01163%
| Aug | 15 | 0 | 5424 | 533.6817 | 589.0874 | 591.6385 | 0.01139% | 0.012% | 0.01176% | 0.01084% | 4516 | 0.01097% | 0.01091% |  | 10.2997 | 23.8089 | 25.971 |  | 5424 | 523.382 | 565.2786 | 565.6674 |  | 5424 | 0.01139% | 0.012% | 0.01171% | 0.01126% | 0.01195% | 0.01298% |  | 5424 | 0.012% | 0.01171% | 5424 | 2706 | 0.01083% | 1729 | 0.01097% | 0.0109% |  | 5424 | 0.01195% | 0.01298% | 0.01246% |  | 5424 | 4516 | 0.0109% | 0.0127%
| Aug | 15 | 1 | 5425 | 525.767 | 581.0719 | 582.6832 | 0.01122% | 0.01183% | 0.01159% | 0.01084% | 8089 | 0.01097% | 0.01091% |  | 10.3006 | 23.8079 | 25.9698 |  | 5425 | 515.4664 | 557.264 | 556.7134 |  | 5425 | 0.01122% | 0.01183% | 0.01153% | 0.01126% | 0.01195% | 0.01298% |  | 5425 | 0.01183% | 0.01153% | 5425 | 1101 | 0.01083% | 7714 | 0.01096% | 0.0109% |  | 5425 | 0.01195% | 0.01298% | 0.01246% |  | 5425 | 8089 | 0.0109% | 0.01151%
| Aug | 15 | 2 | 5426 | 521.4639 | 578.3629 | 581.2766 | 0.01113% | 0.01178% | 0.01156% | 0.01084% | 1128 | 0.01097% | 0.01091% |  | 10.3015 | 23.807 | 25.9685 |  | 5426 | 511.1624 | 554.5559 | 555.3081 |  | 5426 | 0.01113% | 0.01177% | 0.0115% | 0.01126% | 0.01195% | 0.01298% |  | 5426 | 0.01177% | 0.0115% | 5426 | 7042 | 0.01083% | 8698 | 0.01096% | 0.0109% |  | 5426 | 0.01195% | 0.01298% | 0.01246% |  | 5426 | 1128 | 0.0109% | 0.009787%
| Aug | 15 | 3 | 5427 | 520.1941 | 576.9851 | 580.367 | 0.0111% | 0.01175% | 0.01154% | 0.01084% | 8157 | 0.01097% | 0.01091% |  | 10.3024 | 23.806 | 25.9673 |  | 5427 | 509.8917 | 553.179 | 554.3997 |  | 5427 | 0.0111% | 0.01174% | 0.01148% | 0.01126% | 0.01195% | 0.01298% |  | 5427 | 0.01174% | 0.01148% | 5427 | 6433 | 0.01083% | 6206 | 0.01096% | 0.0109% |  | 5427 | 0.01195% | 0.01298% | 0.01246% |  | 5427 | 8157 | 0.0109% | 0.01146%
| Aug | 15 | 4 | 5428 | 522.314 | 580.7461 | 579.645 | 0.01115% | 0.01183% | 0.01153% | 0.01084% | 5687 | 0.01097% | 0.01091% |  | 10.3033 | 23.8051 | 25.966 |  | 5428 | 512.0106 | 556.941 | 553.6789 |  | 5428 | 0.01115% | 0.01182% | 0.01147% | 0.01126% | 0.01194% | 0.01298% |  | 5428 | 0.01182% | 0.01147% | 5428 | 2863 | 0.01083% | 7486 | 0.01096% | 0.0109% |  | 5428 | 0.01194% | 0.01298% | 0.01246% |  | 5428 | 5687 | 0.0109% | 0.01232%
| Aug | 15 | 5 | 5429 | 528.7627 | 587.0579 | 587.7563 | 0.01129% | 0.01195% | 0.01169% | 0.01084% | 1357 | 0.01097% | 0.01091% |  | 10.3042 | 23.8042 | 25.9648 |  | 5429 | 518.4584 | 563.2538 | 561.7915 |  | 5429 | 0.01129% | 0.01195% | 0.01163% | 0.01126% | 0.01194% | 0.01298% |  | 5429 | 0.01195% | 0.01163% | 5429 | 2671 | 0.01083% | 556 | 0.01096% | 0.0109% |  | 5429 | 0.01194% | 0.01298% | 0.01246% |  | 5429 | 1357 | 0.0109% | 0.009985%
| Aug | 15 | 6 | 5430 | 546.9628 | 592.4575 | 594.4798 | 0.01167% | 0.01206% | 0.01182% | 0.01084% | 8128 | 0.01097% | 0.01091% |  | 10.3051 | 23.8032 | 25.9635 |  | 5430 | 536.6576 | 568.6542 | 568.5163 |  | 5430 | 0.01168% | 0.01207% | 0.01177% | 0.01126% | 0.01194% | 0.01298% |  | 5430 | 0.01207% | 0.01177% | 5430 | 8051 | 0.01083% | 588 | 0.01096% | 0.0109% |  | 5430 | 0.01194% | 0.01298% | 0.01246% |  | 5430 | 8128 | 0.0109% | 0.01148%
| Aug | 15 | 7 | 5431 | 559.489 | 604.6809 | 607.1766 | 0.01194% | 0.01231% | 0.01207% | 0.01084% | 6275 | 0.01097% | 0.01091% |  | 10.306 | 23.8023 | 25.9623 |  | 5431 | 549.183 | 580.8786 | 581.2143 |  | 5431 | 0.01195% | 0.01233% | 0.01204% | 0.01126% | 0.01194% | 0.01298% |  | 5431 | 0.01233% | 0.01204% | 5431 | 6053 | 0.01083% | 3370 | 0.01096% | 0.0109% |  | 5431 | 0.01194% | 0.01298% | 0.01246% |  | 5431 | 6275 | 0.0109% | 0.01206%
| Aug | 15 | 8 | 5432 | 565.5663 | 615.5544 | 624.4588 | 0.01207% | 0.01253% | 0.01242% | 0.01084% | 8699 | 0.01097% | 0.01091% |  | 10.3069 | 23.8013 | 25.961 |  | 5432 | 555.2593 | 591.753 | 598.4978 |  | 5432 | 0.01209% | 0.01256% | 0.01239% | 0.01127% | 0.01194% | 0.01298% |  | 5432 | 0.01256% | 0.01239% | 5432 | 7074 | 0.01083% | 473 | 0.01096% | 0.0109% |  | 5432 | 0.01194% | 0.01298% | 0.01246% |  | 5432 | 8699 | 0.0109% | 0.01102%
| Aug | 15 | 9 | 5433 | 578.9367 | 625.2642 | 637.0431 | 0.01236% | 0.01273% | 0.01267% | 0.01084% | 2955 | 0.01097% | 0.01091% |  | 10.3078 | 23.8004 | 25.9598 |  | 5433 | 568.6288 | 601.4638 | 611.0833 |  | 5433 | 0.01238% | 0.01277% | 0.01265% | 0.01127% | 0.01194% | 0.01297% |  | 5433 | 0.01277% | 0.01265% | 5433 | 1452 | 0.01083% | 6283 | 0.01096% | 0.0109% |  | 5433 | 0.01194% | 0.01297% | 0.01246% |  | 5433 | 2955 | 0.0109% | 0.01151%
| Aug | 15 | 10 | 5434 | 589.3928 | 639.2936 | 653.5095 | 0.01258% | 0.01302% | 0.01299% | 0.01084% | 615 | 0.01097% | 0.0109% |  | 10.3087 | 23.7995 | 25.9585 |  | 5434 | 579.0841 | 615.4942 | 627.551 |  | 5434 | 0.01261% | 0.01306% | 0.013% | 0.01127% | 0.01194% | 0.01297% |  | 5434 | 0.01306% | 0.013% | 5434 | 7820 | 0.01083% | 5882 | 0.01096% | 0.0109% |  | 5434 | 0.01194% | 0.01297% | 0.01246% |  | 5434 | 615 | 0.0109% | 0.009402%
| Aug | 15 | 11 | 5435 | 596.9727 | 652.5876 | 675.9587 | 0.01274% | 0.01329% | 0.01344% | 0.01084% | 1287 | 0.01097% | 0.0109% |  | 10.3096 | 23.7985 | 25.9572 |  | 5435 | 586.6631 | 628.7891 | 650.0014 |  | 5435 | 0.01277% | 0.01335% | 0.01346% | 0.01127% | 0.01194% | 0.01297% |  | 5435 | 0.01335% | 0.01346% | 5435 | 6910 | 0.01083% | 3412 | 0.01096% | 0.0109% |  | 5435 | 0.01194% | 0.01297% | 0.01246% |  | 5435 | 1287 | 0.0109% | 0.009925%
| Aug | 15 | 12 | 5436 | 611.4923 | 671.607 | 697.6482 | 0.01305% | 0.01368% | 0.01387% | 0.01084% | 7295 | 0.01097% | 0.0109% |  | 10.3105 | 23.7976 | 25.956 |  | 5436 | 601.1818 | 647.8094 | 671.6923 |  | 5436 | 0.01309% | 0.01375% | 0.01391% | 0.01127% | 0.01194% | 0.01297% |  | 5436 | 0.01375% | 0.01391% | 5436 | 3328 | 0.01083% | 1753 | 0.01096% | 0.0109% |  | 5436 | 0.01194% | 0.01297% | 0.01246% |  | 5436 | 7295 | 0.0109% | 0.01188%
| Aug | 15 | 13 | 5437 | 625.8252 | 689.5371 | 708.1132 | 0.01336% | 0.01404% | 0.01408% | 0.01084% | 2814 | 0.01097% | 0.0109% |  | 10.3115 | 23.7967 | 25.9547 |  | 5437 | 615.5138 | 665.7404 | 682.1585 |  | 5437 | 0.0134% | 0.01413% | 0.01413% | 0.01127% | 0.01194% | 0.01297% |  | 5437 | 0.01413% | 0.01413% | 5437 | 6617 | 0.01083% | 7237 | 0.01096% | 0.01089% |  | 5437 | 0.01194% | 0.01297% | 0.01246% |  | 5437 | 2814 | 0.01089% | 0.01135%
| Aug | 15 | 14 | 5438 | 633.8176 | 702.6542 | 722.2916 | 0.01353% | 0.01431% | 0.01436% | 0.01084% | 7029 | 0.01097% | 0.0109% |  | 10.3124 | 23.7957 | 25.9534 |  | 5438 | 623.5052 | 678.8585 | 696.3382 |  | 5438 | 0.01357% | 0.01441% | 0.01442% | 0.01127% | 0.01194% | 0.01297% |  | 5438 | 0.01441% | 0.01442% | 5438 | 2704 | 0.01083% | 8484 | 0.01096% | 0.01089% |  | 5438 | 0.01194% | 0.01297% | 0.01246% |  | 5438 | 7029 | 0.01089% | 0.01193%
| Aug | 15 | 15 | 5439 | 641.5017 | 710.4556 | 729.8684 | 0.01369% | 0.01447% | 0.01451% | 0.01084% | 616 | 0.01097% | 0.0109% |  | 10.3133 | 23.7948 | 25.9522 |  | 5439 | 631.1884 | 686.6608 | 703.9163 |  | 5439 | 0.01374% | 0.01457% | 0.01458% | 0.01127% | 0.01194% | 0.01297% |  | 5439 | 0.01457% | 0.01458% | 5439 | 1446 | 0.01083% | 8317 | 0.01096% | 0.01089% |  | 5439 | 0.01194% | 0.01297% | 0.01246% |  | 5439 | 616 | 0.01089% | 0.009403%
| Aug | 15 | 16 | 5440 | 647.6126 | 709.2639 | 729.3152 | 0.01382% | 0.01444% | 0.0145% | 0.01084% | 7476 | 0.01097% | 0.0109% |  | 10.3142 | 23.7939 | 25.9509 |  | 5440 | 637.2985 | 685.4701 | 703.3643 |  | 5440 | 0.01387% | 0.01455% | 0.01457% | 0.01127% | 0.01194% | 0.01297% |  | 5440 | 0.01455% | 0.01457% | 5440 | 7924 | 0.01083% | 3385 | 0.01096% | 0.01089% |  | 5440 | 0.01194% | 0.01297% | 0.01245% |  | 5440 | 7476 | 0.01089% | 0.01183%
| Aug | 15 | 17 | 5441 | 637.5885 | 695.3183 | 722.6667 | 0.01361% | 0.01416% | 0.01437% | 0.01084% | 8169 | 0.01097% | 0.0109% |  | 10.3151 | 23.7929 | 25.9496 |  | 5441 | 627.2734 | 671.5254 | 696.7171 |  | 5441 | 0.01365% | 0.01425% | 0.01443% | 0.01127% | 0.01194% | 0.01297% |  | 5441 | 0.01425% | 0.01443% | 5441 | 2119 | 0.01083% | 1573 | 0.01096% | 0.01089% |  | 5441 | 0.01194% | 0.01297% | 0.01245% |  | 5441 | 8169 | 0.01089% | 0.01145%
| Aug | 15 | 18 | 5442 | 624.3317 | 679.5387 | 701.0803 | 0.01333% | 0.01384% | 0.01394% | 0.01084% | 7005 | 0.01097% | 0.0109% |  | 10.316 | 23.792 | 25.9484 |  | 5442 | 614.0157 | 655.7467 | 675.1319 |  | 5442 | 0.01337% | 0.01392% | 0.01398% | 0.01128% | 0.01194% | 0.01297% |  | 5442 | 0.01392% | 0.01398% | 5442 | 8305 | 0.01083% | 2794 | 0.01096% | 0.01089% |  | 5442 | 0.01194% | 0.01297% | 0.01245% |  | 5442 | 7005 | 0.01089% | 0.01193%
| Aug | 15 | 19 | 5443 | 608.4846 | 667.7249 | 679.3438 | 0.01299% | 0.0136% | 0.01351% | 0.01084% | 6255 | 0.01097% | 0.0109% |  | 10.3169 | 23.7911 | 25.9471 |  | 5443 | 598.1677 | 643.9338 | 653.3968 |  | 5443 | 0.01302% | 0.01367% | 0.01353% | 0.01128% | 0.01194% | 0.01297% |  | 5443 | 0.01367% | 0.01353% | 5443 | 6186 | 0.01083% | 8722 | 0.01096% | 0.01089% |  | 5443 | 0.01194% | 0.01297% | 0.01245% |  | 5443 | 6255 | 0.01089% | 0.01207%
| Aug | 15 | 20 | 5444 | 602.6905 | 657.5868 | 669.9666 | 0.01286% | 0.01339% | 0.01332% | 0.01084% | 130 | 0.01097% | 0.0109% |  | 10.3178 | 23.7901 | 25.9458 |  | 5444 | 592.3727 | 633.7967 | 644.0208 |  | 5444 | 0.01289% | 0.01345% | 0.01334% | 0.01128% | 0.01194% | 0.01297% |  | 5444 | 0.01345% | 0.01334% | 5444 | 8069 | 0.01083% | 6546 | 0.01096% | 0.01089% |  | 5444 | 0.01194% | 0.01297% | 0.01245% |  | 5444 | 130 | 0.01089% | 0.009167%
| Aug | 15 | 21 | 5445 | 591.598 | 643.5388 | 658.6576 | 0.01263% | 0.0131% | 0.0131% | 0.01084% | 5345 | 0.01097% | 0.0109% |  | 10.3187 | 23.7892 | 25.9445 |  | 5445 | 581.2793 | 619.7496 | 632.7131 |  | 5445 | 0.01265% | 0.01315% | 0.0131% | 0.01128% | 0.01194% | 0.01297% |  | 5445 | 0.01315% | 0.0131% | 5445 | 159 | 0.01083% | 6208 | 0.01096% | 0.01089% |  | 5445 | 0.01194% | 0.01297% | 0.01245% |  | 5445 | 5345 | 0.01089% | 0.01251%
| Aug | 15 | 22 | 5446 | 570.0925 | 622.4993 | 634.8207 | 0.01217% | 0.01268% | 0.01262% | 0.01083% | 1780 | 0.01097% | 0.0109% |  | 10.3196 | 23.7883 | 25.9432 |  | 5446 | 559.7729 | 598.711 | 608.8775 |  | 5446 | 0.01219% | 0.01271% | 0.01261% | 0.01128% | 0.01194% | 0.01297% |  | 5446 | 0.01271% | 0.01261% | 5446 | 7076 | 0.01083% | 1903 | 0.01096% | 0.01089% |  | 5446 | 0.01194% | 0.01297% | 0.01245% |  | 5446 | 1780 | 0.01089% | 0.01033%
| Aug | 15 | 23 | 5447 | 553.6841 | 606.1238 | 616.235 | 0.01182% | 0.01234% | 0.01225% | 0.01083% | 2758 | 0.01097% | 0.0109% |  | 10.3205 | 23.7874 | 25.942 |  | 5447 | 543.3636 | 582.3365 | 590.293 |  | 5447 | 0.01183% | 0.01236% | 0.01222% | 0.01128% | 0.01194% | 0.01297% |  | 5447 | 0.01236% | 0.01222% | 5447 | 6736 | 0.01083% | 1095 | 0.01096% | 0.01089% |  | 5447 | 0.01194% | 0.01297% | 0.01245% |  | 5447 | 2758 | 0.01089% | 0.01129%
| Aug | 16 | 0 | 5448 | 544.283 | 593.5746 | 604.1665 | 0.01162% | 0.01209% | 0.01201% | 0.01083% | 1217 | 0.01097% | 0.0109% |  | 10.3215 | 23.7864 | 25.9407 |  | 5448 | 533.9615 | 569.7882 | 578.2258 |  | 5448 | 0.01162% | 0.01209% | 0.01197% | 0.01128% | 0.01194% | 0.01297% |  | 5448 | 0.01209% | 0.01197% | 5448 | 7005 | 0.01083% | 383 | 0.01096% | 0.01089% |  | 5448 | 0.01194% | 0.01297% | 0.01245% |  | 5448 | 1217 | 0.01089% | 0.009864%
| Aug | 16 | 1 | 5449 | 534.9392 | 584.2279 | 595.5207 | 0.01142% | 0.0119% | 0.01184% | 0.01083% | 7643 | 0.01097% | 0.0109% |  | 10.3224 | 23.7855 | 25.9394 |  | 5449 | 524.6169 | 560.4424 | 569.5813 |  | 5449 | 0.01142% | 0.0119% | 0.0118% | 0.01128% | 0.01193% | 0.01296% |  | 5449 | 0.0119% | 0.0118% | 5449 | 3350 | 0.01082% | 6207 | 0.01096% | 0.01089% |  | 5449 | 0.01193% | 0.01296% | 0.01245% |  | 5449 | 7643 | 0.01089% | 0.01177%
| Aug | 16 | 2 | 5450 | 529.0515 | 578.0091 | 594.5267 | 0.01129% | 0.01177% | 0.01182% | 0.01083% | 2880 | 0.01097% | 0.0109% |  | 10.3233 | 23.7846 | 25.9381 |  | 5450 | 518.7283 | 554.2245 | 568.5886 |  | 5450 | 0.01129% | 0.01176% | 0.01177% | 0.01128% | 0.01193% | 0.01296% |  | 5450 | 0.01176% | 0.01177% | 5450 | 3055 | 0.01082% | 7628 | 0.01096% | 0.01089% |  | 5450 | 0.01193% | 0.01296% | 0.01245% |  | 5450 | 2880 | 0.01089% | 0.01142%
| Aug | 16 | 3 | 5451 | 529.532 | 582.7104 | 595.4175 | 0.0113% | 0.01187% | 0.01184% | 0.01083% | 425 | 0.01097% | 0.0109% |  | 10.3242 | 23.7837 | 25.9368 |  | 5451 | 519.2078 | 558.9268 | 569.4807 |  | 5451 | 0.0113% | 0.01186% | 0.01179% | 0.01128% | 0.01193% | 0.01296% |  | 5451 | 0.01186% | 0.01179% | 5451 | 454 | 0.01082% | 6013 | 0.01096% | 0.01089% |  | 5451 | 0.01193% | 0.01296% | 0.01245% |  | 5451 | 425 | 0.01089% | 0.009291%
| Aug | 16 | 4 | 5452 | 531.3718 | 583.5483 | 593.5233 | 0.01134% | 0.01188% | 0.0118% | 0.01083% | 2791 | 0.01097% | 0.0109% |  | 10.3251 | 23.7827 | 25.9355 |  | 5452 | 521.0467 | 559.7655 | 567.5878 |  | 5452 | 0.01134% | 0.01188% | 0.01175% | 0.01129% | 0.01193% | 0.01296% |  | 5452 | 0.01188% | 0.01175% | 5452 | 2952 | 0.01082% | 7050 | 0.01096% | 0.01089% |  | 5452 | 0.01193% | 0.01296% | 0.01245% |  | 5452 | 2791 | 0.01089% | 0.01133%
| Aug | 16 | 5 | 5453 | 536.9752 | 591.6382 | 596.449 | 0.01146% | 0.01205% | 0.01186% | 0.01083% | 8683 | 0.01097% | 0.0109% |  | 10.326 | 23.7818 | 25.9342 |  | 5453 | 526.6491 | 567.8564 | 570.5148 |  | 5453 | 0.01146% | 0.01205% | 0.01181% | 0.01129% | 0.01193% | 0.01296% |  | 5453 | 0.01205% | 0.01181% | 5453 | 6741 | 0.01082% | 421 | 0.01095% | 0.01089% |  | 5453 | 0.01193% | 0.01296% | 0.01245% |  | 5453 | 8683 | 0.01089% | 0.01104%
| Aug | 16 | 6 | 5454 | 548.8404 | 597.3357 | 602.9568 | 0.01171% | 0.01216% | 0.01199% | 0.01083% | 7261 | 0.01096% | 0.0109% |  | 10.3269 | 23.7809 | 25.9329 |  | 5454 | 538.5135 | 573.5548 | 577.0239 |  | 5454 | 0.01172% | 0.01217% | 0.01195% | 0.01129% | 0.01193% | 0.01296% |  | 5454 | 0.01217% | 0.01195% | 5454 | 3482 | 0.01082% | 429 | 0.01095% | 0.01089% |  | 5454 | 0.01193% | 0.01296% | 0.01245% |  | 5454 | 7261 | 0.01089% | 0.01188%
| Aug | 16 | 7 | 5455 | 561.2416 | 609.075 | 615.2316 | 0.01198% | 0.0124% | 0.01223% | 0.01083% | 7868 | 0.01096% | 0.0109% |  | 10.3279 | 23.78 | 25.9316 |  | 5455 | 550.9138 | 585.295 | 589.3 |  | 5455 | 0.01199% | 0.01242% | 0.0122% | 0.01129% | 0.01193% | 0.01296% |  | 5455 | 0.01242% | 0.0122% | 5455 | 6848 | 0.01082% | 5884 | 0.01095% | 0.01089% |  | 5455 | 0.01193% | 0.01296% | 0.01245% |  | 5455 | 7868 | 0.01089% | 0.01165%
| Aug | 16 | 8 | 5456 | 572.4484 | 618.9058 | 627.3283 | 0.01222% | 0.0126% | 0.01247% | 0.01083% | 8279 | 0.01096% | 0.0109% |  | 10.3288 | 23.779 | 25.9303 |  | 5456 | 562.1196 | 595.1268 | 601.3979 |  | 5456 | 0.01224% | 0.01263% | 0.01245% | 0.01129% | 0.01193% | 0.01296% |  | 5456 | 0.01263% | 0.01245% | 5456 | 3355 | 0.01082% | 3463 | 0.01095% | 0.01089% |  | 5456 | 0.01193% | 0.01296% | 0.01245% |  | 5456 | 8279 | 0.01089% | 0.01137%
| Aug | 16 | 9 | 5457 | 579.8608 | 630.2448 | 636.1054 | 0.01238% | 0.01283% | 0.01265% | 0.01083% | 7387 | 0.01096% | 0.0109% |  | 10.3297 | 23.7781 | 25.929 |  | 5457 | 569.5311 | 606.4667 | 610.1763 |  | 5457 | 0.0124% | 0.01287% | 0.01264% | 0.01129% | 0.01193% | 0.01296% |  | 5457 | 0.01287% | 0.01264% | 5457 | 2287 | 0.01082% | 7294 | 0.01095% | 0.01089% |  | 5457 | 0.01193% | 0.01296% | 0.01245% |  | 5457 | 7387 | 0.01089% | 0.01185%
| Aug | 16 | 10 | 5458 | 590.7912 | 647.7653 | 648.8022 | 0.01261% | 0.01319% | 0.0129% | 0.01083% | 5523 | 0.01096% | 0.0109% |  | 10.3306 | 23.7772 | 25.9277 |  | 5458 | 580.4606 | 623.9881 | 622.8744 |  | 5458 | 0.01264% | 0.01324% | 0.0129% | 0.01129% | 0.01193% | 0.01296% |  | 5458 | 0.01324% | 0.0129% | 5458 | 8317 | 0.01082% | 1927 | 0.01095% | 0.01089% |  | 5458 | 0.01193% | 0.01296% | 0.01244% |  | 5458 | 5523 | 0.01089% | 0.01241%
| Aug | 16 | 11 | 5459 | 607.903 | 662.6419 | 660.4206 | 0.01297% | 0.01349% | 0.01313% | 0.01083% | 3432 | 0.01096% | 0.0109% |  | 10.3315 | 23.7763 | 25.9264 |  | 5459 | 597.5715 | 638.8656 | 634.4941 |  | 5459 | 0.01301% | 0.01356% | 0.01314% | 0.01129% | 0.01193% | 0.01296% |  | 5459 | 0.01356% | 0.01314% | 5459 | 5696 | 0.01082% | 6934 | 0.01095% | 0.01089% |  | 5459 | 0.01193% | 0.01296% | 0.01244% |  | 5459 | 3432 | 0.01089% | 0.01201%
| Aug | 16 | 12 | 5460 | 623.5394 | 682.1919 | 676.7276 | 0.01331% | 0.01389% | 0.01346% | 0.01083% | 798 | 0.01096% | 0.0109% |  | 10.3325 | 23.7754 | 25.9251 |  | 5460 | 613.207 | 658.4165 | 650.8025 |  | 5460 | 0.01335% | 0.01397% | 0.01348% | 0.01129% | 0.01193% | 0.01296% |  | 5460 | 0.01397% | 0.01348% | 5460 | 2212 | 0.01082% | 2765 | 0.01095% | 0.01089% |  | 5460 | 0.01193% | 0.01296% | 0.01244% |  | 5460 | 798 | 0.01089% | 0.009526%
| Aug | 16 | 13 | 5461 | 637.6113 | 699.61 | 691.975 | 0.01361% | 0.01425% | 0.01376% | 0.01083% | 8141 | 0.01096% | 0.0109% |  | 10.3334 | 23.7744 | 25.9238 |  | 5461 | 627.278 | 675.8355 | 666.0512 |  | 5461 | 0.01365% | 0.01434% | 0.01379% | 0.01129% | 0.01193% | 0.01296% |  | 5461 | 0.01434% | 0.01379% | 5461 | 3511 | 0.01082% | 8674 | 0.01095% | 0.01089% |  | 5461 | 0.01193% | 0.01296% | 0.01244% |  | 5461 | 8141 | 0.01089% | 0.01147%
| Aug | 16 | 14 | 5462 | 656.7264 | 714.8124 | 704.2123 | 0.01402% | 0.01456% | 0.014% | 0.01083% | 6812 | 0.01096% | 0.0109% |  | 10.3343 | 23.7735 | 25.9225 |  | 5462 | 646.3921 | 691.0389 | 678.2898 |  | 5462 | 0.01407% | 0.01467% | 0.01405% | 0.0113% | 0.01193% | 0.01296% |  | 5462 | 0.01467% | 0.01405% | 5462 | 6407 | 0.01082% | 7596 | 0.01095% | 0.01089% |  | 5462 | 0.01193% | 0.01296% | 0.01244% |  | 5462 | 6812 | 0.01089% | 0.01196%
| Aug | 16 | 15 | 5463 | 667.1475 | 719.9606 | 709.2666 | 0.01424% | 0.01466% | 0.0141% | 0.01083% | 747 | 0.01096% | 0.0109% |  | 10.3352 | 23.7726 | 25.9212 |  | 5463 | 656.8123 | 696.188 | 683.3454 |  | 5463 | 0.0143% | 0.01478% | 0.01415% | 0.0113% | 0.01193% | 0.01296% |  | 5463 | 0.01478% | 0.01415% | 5463 | 334 | 0.01082% | 5521 | 0.01095% | 0.01089% |  | 5463 | 0.01193% | 0.01296% | 0.01244% |  | 5463 | 747 | 0.01089% | 0.00949%
| Aug | 16 | 16 | 5464 | 672.2269 | 718.89 | 708.1226 | 0.01435% | 0.01464% | 0.01408% | 0.01083% | 6284 | 0.01096% | 0.0109% |  | 10.3361 | 23.7717 | 25.9199 |  | 5464 | 661.8908 | 695.1183 | 682.2027 |  | 5464 | 0.01441% | 0.01475% | 0.01413% | 0.0113% | 0.01193% | 0.01296% |  | 5464 | 0.01475% | 0.01413% | 5464 | 2288 | 0.01082% | 580 | 0.01095% | 0.01088% |  | 5464 | 0.01193% | 0.01296% | 0.01244% |  | 5464 | 6284 | 0.01088% | 0.01206%
| Aug | 16 | 17 | 5465 | 658.0899 | 716.1902 | 696.5042 | 0.01405% | 0.01458% | 0.01385% | 0.01083% | 5503 | 0.01096% | 0.0109% |  | 10.3371 | 23.7708 | 25.9186 |  | 5465 | 647.7528 | 692.4195 | 670.5856 |  | 5465 | 0.0141% | 0.0147% | 0.01389% | 0.0113% | 0.01193% | 0.01295% |  | 5465 | 0.0147% | 0.01389% | 5465 | 8497 | 0.01082% | 7395 | 0.01095% | 0.01088% |  | 5465 | 0.01193% | 0.01295% | 0.01244% |  | 5465 | 5503 | 0.01088% | 0.01242%
| Aug | 16 | 18 | 5466 | 636.7723 | 694.2477 | 669.5728 | 0.01359% | 0.01414% | 0.01331% | 0.01083% | 5343 | 0.01096% | 0.01089% |  | 10.338 | 23.7699 | 25.9173 |  | 5466 | 626.4343 | 670.4778 | 643.6555 |  | 5466 | 0.01364% | 0.01423% | 0.01333% | 0.0113% | 0.01193% | 0.01295% |  | 5466 | 0.01423% | 0.01333% | 5466 | 7949 | 0.01082% | 7025 | 0.01095% | 0.01088% |  | 5466 | 0.01193% | 0.01295% | 0.01244% |  | 5466 | 5343 | 0.01088% | 0.01251%
| Aug | 16 | 19 | 5467 | 624.5096 | 680.1252 | 647.0205 | 0.01333% | 0.01385% | 0.01287% | 0.01083% | 2815 | 0.01096% | 0.01089% |  | 10.3389 | 23.7689 | 25.916 |  | 5467 | 614.1707 | 656.3562 | 621.1045 |  | 5467 | 0.01337% | 0.01393% | 0.01286% | 0.0113% | 0.01193% | 0.01295% |  | 5467 | 0.01393% | 0.01286% | 5467 | 3323 | 0.01082% | 811 | 0.01095% | 0.01088% |  | 5467 | 0.01193% | 0.01295% | 0.01244% |  | 5467 | 2815 | 0.01088% | 0.01135%
| Aug | 16 | 20 | 5468 | 613.8566 | 671.1508 | 637.3057 | 0.0131% | 0.01367% | 0.01267% | 0.01083% | 7463 | 0.01096% | 0.01089% |  | 10.3398 | 23.768 | 25.9146 |  | 5468 | 603.5168 | 647.3828 | 611.391 |  | 5468 | 0.01314% | 0.01374% | 0.01266% | 0.0113% | 0.01193% | 0.01295% |  | 5468 | 0.01374% | 0.01266% | 5468 | 3308 | 0.01082% | 8134 | 0.01095% | 0.01088% |  | 5468 | 0.01193% | 0.01295% | 0.01244% |  | 5468 | 7463 | 0.01088% | 0.01183%
| Aug | 16 | 21 | 5469 | 589.4713 | 656.3673 | 623.5774 | 0.01258% | 0.01337% | 0.0124% | 0.01083% | 6611 | 0.01096% | 0.01089% |  | 10.3408 | 23.7671 | 25.9133 |  | 5469 | 579.1305 | 632.6002 | 597.6641 |  | 5469 | 0.01261% | 0.01343% | 0.01238% | 0.0113% | 0.01193% | 0.01295% |  | 5469 | 0.01343% | 0.01238% | 5469 | 2621 | 0.01082% | 3386 | 0.01095% | 0.01088% |  | 5469 | 0.01193% | 0.01295% | 0.01244% |  | 5469 | 6611 | 0.01088% | 0.01199%
| Aug | 16 | 22 | 5470 | 560.3482 | 633.8103 | 608.3394 | 0.01196% | 0.01291% | 0.0121% | 0.01083% | 547 | 0.01096% | 0.01089% |  | 10.3417 | 23.7662 | 25.912 |  | 5470 | 550.0065 | 610.0441 | 582.4274 |  | 5470 | 0.01197% | 0.01295% | 0.01206% | 0.0113% | 0.01193% | 0.01295% |  | 5470 | 0.01295% | 0.01206% | 5470 | 7799 | 0.01082% | 17 | 0.01095% | 0.01088% |  | 5470 | 0.01193% | 0.01295% | 0.01244% |  | 5470 | 547 | 0.01088% | 0.00936%
| Aug | 16 | 23 | 5471 | 530.7474 | 616.4667 | 597.2836 | 0.01133% | 0.01255% | 0.01188% | 0.01083% | 8636 | 0.01096% | 0.01089% |  | 10.3426 | 23.7653 | 25.9107 |  | 5471 | 520.4047 | 592.7014 | 571.3729 |  | 5471 | 0.01133% | 0.01258% | 0.01183% | 0.0113% | 0.01192% | 0.01295% |  | 5471 | 0.01258% | 0.01183% | 5471 | 2031 | 0.01082% | 3408 | 0.01095% | 0.01088% |  | 5471 | 0.01192% | 0.01295% | 0.01244% |  | 5471 | 8636 | 0.01088% | 0.01107%
| Aug | 17 | 0 | 5472 | 533.6671 | 604.8112 | 589.8662 | 0.01139% | 0.01232% | 0.01173% | 0.01083% | 3469 | 0.01096% | 0.01089% |  | 10.3435 | 23.7644 | 25.9094 |  | 5472 | 523.3235 | 581.0468 | 563.9568 |  | 5472 | 0.01139% | 0.01233% | 0.01168% | 0.01131% | 0.01192% | 0.01295% |  | 5472 | 0.01233% | 0.01168% | 5472 | 2242 | 0.01082% | 6046 | 0.01095% | 0.01088% |  | 5472 | 0.01192% | 0.01295% | 0.01244% |  | 5472 | 3469 | 0.01088% | 0.01205%
| Aug | 17 | 1 | 5473 | 524.6981 | 599.4675 | 585.6089 | 0.0112% | 0.01221% | 0.01164% | 0.01083% | 6596 | 0.01096% | 0.01089% |  | 10.3445 | 23.7635 | 25.908 |  | 5473 | 514.3536 | 575.7041 | 559.7009 |  | 5473 | 0.0112% | 0.01222% | 0.01159% | 0.01131% | 0.01192% | 0.01295% |  | 5473 | 0.01222% | 0.01159% | 5473 | 6590 | 0.01082% | 1695 | 0.01095% | 0.01088% |  | 5473 | 0.01192% | 0.01295% | 0.01244% |  | 5473 | 6596 | 0.01088% | 0.01199%
| Aug | 17 | 2 | 5474 | 520.3943 | 594.58 | 579.8982 | 0.01111% | 0.01211% | 0.01153% | 0.01083% | 7013 | 0.01096% | 0.01089% |  | 10.3454 | 23.7626 | 25.9067 |  | 5474 | 510.0489 | 570.8175 | 553.9915 |  | 5474 | 0.0111% | 0.01212% | 0.01147% | 0.01131% | 0.01192% | 0.01295% |  | 5474 | 0.01212% | 0.01147% | 5474 | 1347 | 0.01082% | 6020 | 0.01094% | 0.01088% |  | 5474 | 0.01192% | 0.01295% | 0.01244% |  | 5474 | 7013 | 0.01088% | 0.01193%
| Aug | 17 | 3 | 5475 | 519.4035 | 589.0502 | 577.4038 | 0.01109% | 0.012% | 0.01148% | 0.01083% | 8476 | 0.01096% | 0.01089% |  | 10.3463 | 23.7616 | 25.9054 |  | 5475 | 509.0572 | 565.2885 | 551.4985 |  | 5475 | 0.01108% | 0.012% | 0.01142% | 0.01131% | 0.01192% | 0.01295% |  | 5475 | 0.012% | 0.01142% | 5475 | 444 | 0.01082% | 8319 | 0.01094% | 0.01088% |  | 5475 | 0.01192% | 0.01295% | 0.01244% |  | 5475 | 8476 | 0.01088% | 0.01121%
| Aug | 17 | 4 | 5476 | 519.6406 | 587.3 | 574.7969 | 0.01109% | 0.01196% | 0.01143% | 0.01083% | 6524 | 0.01096% | 0.01089% |  | 10.3473 | 23.7607 | 25.904 |  | 5476 | 509.2934 | 563.5393 | 548.8929 |  | 5476 | 0.01109% | 0.01196% | 0.01137% | 0.01131% | 0.01192% | 0.01295% |  | 5476 | 0.01196% | 0.01137% | 5476 | 1413 | 0.01081% | 6276 | 0.01094% | 0.01088% |  | 5476 | 0.01192% | 0.01295% | 0.01243% |  | 5476 | 6524 | 0.01088% | 0.012%
| Aug | 17 | 5 | 5477 | 524.4709 | 598.7414 | 575.0032 | 0.01119% | 0.01219% | 0.01143% | 0.01083% | 53 | 0.01096% | 0.01089% |  | 10.3482 | 23.7598 | 25.9027 |  | 5477 | 514.1227 | 574.9816 | 549.1005 |  | 5477 | 0.01119% | 0.0122% | 0.01137% | 0.01131% | 0.01192% | 0.01295% |  | 5477 | 0.0122% | 0.01137% | 5477 | 8602 | 0.01081% | 6555 | 0.01094% | 0.01088% |  | 5477 | 0.01192% | 0.01295% | 0.01243% |  | 5477 | 53 | 0.01088% | 0.009141%
| Aug | 17 | 6 | 5478 | 538.4956 | 604.8764 | 572.3307 | 0.01149% | 0.01232% | 0.01138% | 0.01083% | 3473 | 0.01095% | 0.01089% |  | 10.3491 | 23.7589 | 25.9014 |  | 5478 | 528.1465 | 581.1174 | 546.4294 |  | 5478 | 0.0115% | 0.01233% | 0.01132% | 0.01131% | 0.01192% | 0.01295% |  | 5478 | 0.01233% | 0.01132% | 5478 | 3389 | 0.01081% | 7390 | 0.01094% | 0.01088% |  | 5478 | 0.01192% | 0.01295% | 0.01243% |  | 5478 | 3473 | 0.01088% | 0.01205%
| Aug | 17 | 7 | 5479 | 554.5046 | 617.7514 | 580.714 | 0.01183% | 0.01258% | 0.01155% | 0.01083% | 6256 | 0.01095% | 0.01089% |  | 10.3501 | 23.758 | 25.9 |  | 5479 | 544.1546 | 593.9934 | 554.814 |  | 5479 | 0.01185% | 0.01261% | 0.01149% | 0.01131% | 0.01192% | 0.01295% |  | 5479 | 0.01261% | 0.01149% | 5479 | 6455 | 0.01081% | 6253 | 0.01094% | 0.01088% |  | 5479 | 0.01192% | 0.01295% | 0.01243% |  | 5479 | 6256 | 0.01088% | 0.01207%
| Aug | 17 | 8 | 5480 | 564.5804 | 632.7304 | 593.6077 | 0.01205% | 0.01288% | 0.0118% | 0.01083% | 2792 | 0.01095% | 0.01089% |  | 10.351 | 23.7571 | 25.8987 |  | 5480 | 554.2294 | 608.9733 | 567.709 |  | 5480 | 0.01206% | 0.01293% | 0.01176% | 0.01131% | 0.01192% | 0.01294% |  | 5480 | 0.01293% | 0.01176% | 5480 | 1556 | 0.01081% | 8728 | 0.01094% | 0.01088% |  | 5480 | 0.01192% | 0.01294% | 0.01243% |  | 5480 | 2792 | 0.01088% | 0.01133%
| Aug | 17 | 9 | 5481 | 574.3159 | 643.8181 | 607.1391 | 0.01226% | 0.01311% | 0.01207% | 0.01083% | 6813 | 0.01095% | 0.01089% |  | 10.3519 | 23.7562 | 25.8974 |  | 5481 | 563.964 | 620.0619 | 581.2417 |  | 5481 | 0.01228% | 0.01316% | 0.01204% | 0.01131% | 0.01192% | 0.01294% |  | 5481 | 0.01316% | 0.01204% | 5481 | 6898 | 0.01081% | 263 | 0.01094% | 0.01088% |  | 5481 | 0.01192% | 0.01294% | 0.01243% |  | 5481 | 6813 | 0.01088% | 0.01196%
| Aug | 17 | 10 | 5482 | 590.2836 | 655.576 | 620.6892 | 0.0126% | 0.01335% | 0.01234% | 0.01082% | 7379 | 0.01095% | 0.01089% |  | 10.3529 | 23.7553 | 25.896 |  | 5482 | 579.9308 | 631.8207 | 594.7932 |  | 5482 | 0.01262% | 0.01341% | 0.01232% | 0.01132% | 0.01192% | 0.01294% |  | 5482 | 0.01341% | 0.01232% | 5482 | 8062 | 0.01081% | 470 | 0.01094% | 0.01088% |  | 5482 | 0.01192% | 0.01294% | 0.01243% |  | 5482 | 7379 | 0.01088% | 0.01185%
| Aug | 17 | 11 | 5483 | 604.9094 | 664.7086 | 632.5702 | 0.01291% | 0.01354% | 0.01258% | 0.01082% | 2742 | 0.01095% | 0.01089% |  | 10.3538 | 23.7544 | 25.8947 |  | 5483 | 594.5556 | 640.9542 | 606.6755 |  | 5483 | 0.01294% | 0.0136% | 0.01256% | 0.01132% | 0.01192% | 0.01294% |  | 5483 | 0.0136% | 0.01256% | 5483 | 8512 | 0.01081% | 5665 | 0.01094% | 0.01088% |  | 5483 | 0.01192% | 0.01294% | 0.01243% |  | 5483 | 2742 | 0.01088% | 0.01127%
| Aug | 17 | 12 | 5484 | 622.7389 | 676.299 | 645.3326 | 0.01329% | 0.01377% | 0.01283% | 0.01082% | 1697 | 0.01095% | 0.01089% |  | 10.3547 | 23.7535 | 25.8933 |  | 5484 | 612.3842 | 652.5455 | 619.4392 |  | 5484 | 0.01333% | 0.01385% | 0.01283% | 0.01132% | 0.01192% | 0.01294% |  | 5484 | 0.01385% | 0.01283% | 5484 | 8544 | 0.01081% | 6094 | 0.01094% | 0.01087% |  | 5484 | 0.01192% | 0.01294% | 0.01243% |  | 5484 | 1697 | 0.01087% | 0.01027%
| Aug | 17 | 13 | 5485 | 638.4215 | 685.5526 | 657.5136 | 0.01363% | 0.01396% | 0.01307% | 0.01082% | 1856 | 0.01095% | 0.01089% |  | 10.3557 | 23.7526 | 25.892 |  | 5485 | 628.0658 | 661.8 | 631.6216 |  | 5485 | 0.01367% | 0.01405% | 0.01308% | 0.01132% | 0.01192% | 0.01294% |  | 5485 | 0.01405% | 0.01308% | 5485 | 150 | 0.01081% | 8472 | 0.01094% | 0.01087% |  | 5485 | 0.01192% | 0.01294% | 0.01243% |  | 5485 | 1856 | 0.01087% | 0.0104%
| Aug | 17 | 14 | 5486 | 653.5849 | 687.9172 | 663.0743 | 0.01395% | 0.01401% | 0.01318% | 0.01082% | 5835 | 0.01095% | 0.01089% |  | 10.3566 | 23.7517 | 25.8906 |  | 5486 | 643.2283 | 664.1655 | 637.1837 |  | 5486 | 0.014% | 0.0141% | 0.0132% | 0.01132% | 0.01192% | 0.01294% |  | 5486 | 0.0141% | 0.0132% | 5486 | 6148 | 0.01081% | 782 | 0.01094% | 0.01087% |  | 5486 | 0.01192% | 0.01294% | 0.01243% |  | 5486 | 5835 | 0.01087% | 0.01224%
| Aug | 17 | 15 | 5487 | 662.25 | 693.3726 | 665.8875 | 0.01413% | 0.01412% | 0.01324% | 0.01082% | 8697 | 0.01095% | 0.01089% |  | 10.3575 | 23.7508 | 25.8893 |  | 5487 | 651.8925 | 669.6218 | 639.9982 |  | 5487 | 0.01419% | 0.01421% | 0.01325% | 0.01132% | 0.01192% | 0.01294% |  | 5487 | 0.01421% | 0.01325% | 5487 | 3485 | 0.01081% | 1359 | 0.01094% | 0.01087% |  | 5487 | 0.01192% | 0.01294% | 0.01243% |  | 5487 | 8697 | 0.01087% | 0.01102%
| Aug | 17 | 16 | 5488 | 667.5661 | 688.001 | 662.9618 | 0.01425% | 0.01401% | 0.01318% | 0.01082% | 1714 | 0.01095% | 0.01089% |  | 10.3585 | 23.7499 | 25.8879 |  | 5488 | 657.2076 | 664.2511 | 637.0739 |  | 5488 | 0.01431% | 0.0141% | 0.01319% | 0.01132% | 0.01192% | 0.01294% |  | 5488 | 0.0141% | 0.01319% | 5488 | 714 | 0.01081% | 7354 | 0.01094% | 0.01087% |  | 5488 | 0.01192% | 0.01294% | 0.01243% |  | 5488 | 1714 | 0.01087% | 0.01028%
| Aug | 17 | 17 | 5489 | 658.007 | 676.3455 | 652.5156 | 0.01404% | 0.01377% | 0.01297% | 0.01082% | 1288 | 0.01095% | 0.01089% |  | 10.3594 | 23.749 | 25.8866 |  | 5489 | 647.6475 | 652.5965 | 626.629 |  | 5489 | 0.0141% | 0.01385% | 0.01298% | 0.01132% | 0.01192% | 0.01294% |  | 5489 | 0.01385% | 0.01298% | 5489 | 7468 | 0.01081% | 13 | 0.01094% | 0.01087% |  | 5489 | 0.01192% | 0.01294% | 0.01243% |  | 5489 | 1288 | 0.01087% | 0.009926%
| Aug | 17 | 18 | 5490 | 646.2316 | 665.863 | 631.2573 | 0.01379% | 0.01356% | 0.01255% | 0.01082% | 6708 | 0.01095% | 0.01089% |  | 10.3604 | 23.7481 | 25.8852 |  | 5490 | 635.8712 | 642.1149 | 605.3721 |  | 5490 | 0.01384% | 0.01363% | 0.01254% | 0.01132% | 0.01192% | 0.01294% |  | 5490 | 0.01363% | 0.01254% | 5490 | 6356 | 0.01081% | 7182 | 0.01094% | 0.01087% |  | 5490 | 0.01192% | 0.01294% | 0.01243% |  | 5490 | 6708 | 0.01087% | 0.01197%
| Aug | 17 | 19 | 5491 | 629.2849 | 655.5387 | 620.1828 | 0.01343% | 0.01335% | 0.01233% | 0.01082% | 463 | 0.01095% | 0.01089% |  | 10.3613 | 23.7472 | 25.8839 |  | 5491 | 618.9236 | 631.7916 | 594.2989 |  | 5491 | 0.01347% | 0.01341% | 0.01231% | 0.01133% | 0.01192% | 0.01294% |  | 5491 | 0.01341% | 0.01231% | 5491 | 8499 | 0.01081% | 6302 | 0.01094% | 0.01087% |  | 5491 | 0.01192% | 0.01294% | 0.01243% |  | 5491 | 463 | 0.01087% | 0.009311%
| Aug | 17 | 20 | 5492 | 619.7713 | 647.6163 | 609.1458 | 0.01323% | 0.01319% | 0.01211% | 0.01082% | 3409 | 0.01095% | 0.01089% |  | 10.3622 | 23.7463 | 25.8825 |  | 5492 | 609.4091 | 623.8701 | 583.2633 |  | 5492 | 0.01327% | 0.01324% | 0.01208% | 0.01133% | 0.01192% | 0.01294% |  | 5492 | 0.01324% | 0.01208% | 5492 | 617 | 0.01081% | 2816 | 0.01094% | 0.01087% |  | 5492 | 0.01192% | 0.01294% | 0.01243% |  | 5492 | 3409 | 0.01087% | 0.01199%
| Aug | 17 | 21 | 5493 | 606.6205 | 636.3425 | 600.0592 | 0.01295% | 0.01296% | 0.01193% | 0.01082% | 7444 | 0.01095% | 0.01089% |  | 10.3632 | 23.7454 | 25.8812 |  | 5493 | 596.2573 | 612.5971 | 574.1781 |  | 5493 | 0.01298% | 0.013% | 0.01189% | 0.01133% | 0.01191% | 0.01294% |  | 5493 | 0.013% | 0.01189% | 5493 | 2699 | 0.01081% | 7761 | 0.01093% | 0.01087% |  | 5493 | 0.01191% | 0.01294% | 0.01243% |  | 5493 | 7444 | 0.01087% | 0.01184%
| Aug | 17 | 22 | 5494 | 587.3146 | 615.9174 | 586.2372 | 0.01253% | 0.01254% | 0.01166% | 0.01082% | 1479 | 0.01095% | 0.01089% |  | 10.3641 | 23.7445 | 25.8798 |  | 5494 | 576.9505 | 592.173 | 560.3574 |  | 5494 | 0.01256% | 0.01257% | 0.0116% | 0.01133% | 0.01191% | 0.01293% |  | 5494 | 0.01257% | 0.0116% | 5494 | 1422 | 0.01081% | 1696 | 0.01093% | 0.01087% |  | 5494 | 0.01191% | 0.01293% | 0.01242% |  | 5494 | 1479 | 0.01087% | 0.01009%
| Aug | 17 | 23 | 5495 | 570.0017 | 602.7817 | 575.0783 | 0.01217% | 0.01227% | 0.01144% | 0.01082% | 239 | 0.01095% | 0.01089% |  | 10.3651 | 23.7436 | 25.8784 |  | 5495 | 559.6366 | 579.0381 | 549.1998 |  | 5495 | 0.01218% | 0.01229% | 0.01137% | 0.01133% | 0.01191% | 0.01293% |  | 5495 | 0.01229% | 0.01137% | 5495 | 221 | 0.01081% | 7869 | 0.01093% | 0.01087% |  | 5495 | 0.01191% | 0.01293% | 0.01242% |  | 5495 | 239 | 0.01087% | 0.009207%
| Aug | 18 | 0 | 5496 | 559.601 | 591.6196 | 560.4498 | 0.01194% | 0.01205% | 0.01114% | 0.01082% | 6235 | 0.01095% | 0.01089% |  | 10.366 | 23.7427 | 25.8771 |  | 5496 | 549.2349 | 567.8769 | 534.5727 |  | 5496 | 0.01196% | 0.01205% | 0.01107% | 0.01133% | 0.01191% | 0.01293% |  | 5496 | 0.01205% | 0.01107% | 5496 | 2000 | 0.01081% | 2881 | 0.01093% | 0.01087% |  | 5496 | 0.01191% | 0.01293% | 0.01242% |  | 5496 | 6235 | 0.01087% | 0.01207%
| Aug | 18 | 1 | 5497 | 555.1689 | 582.2449 | 558.0304 | 0.01185% | 0.01186% | 0.0111% | 0.01082% | 6448 | 0.01095% | 0.01088% |  | 10.367 | 23.7418 | 25.8757 |  | 5497 | 544.802 | 558.5031 | 532.1547 |  | 5497 | 0.01186% | 0.01185% | 0.01102% | 0.01133% | 0.01191% | 0.01293% |  | 5497 | 0.01185% | 0.01102% | 5497 | 7011 | 0.01081% | 689 | 0.01093% | 0.01087% |  | 5497 | 0.01191% | 0.01293% | 0.01242% |  | 5497 | 6448 | 0.01087% | 0.01202%
| Aug | 18 | 2 | 5498 | 547.7316 | 578.1394 | 552.8636 | 0.01169% | 0.01177% | 0.01099% | 0.01082% | 442 | 0.01095% | 0.01088% |  | 10.3679 | 23.7409 | 25.8743 |  | 5498 | 537.3637 | 554.3985 | 526.9892 |  | 5498 | 0.0117% | 0.01177% | 0.01091% | 0.01133% | 0.01191% | 0.01293% |  | 5498 | 0.01177% | 0.01091% | 5498 | 2168 | 0.0108% | 451 | 0.01093% | 0.01087% |  | 5498 | 0.01191% | 0.01293% | 0.01242% |  | 5498 | 442 | 0.01087% | 0.0093%
| Aug | 18 | 3 | 5499 | 546.6597 | 572.0138 | 548.0624 | 0.01167% | 0.01165% | 0.0109% | 0.01082% | 7556 | 0.01095% | 0.01088% |  | 10.3689 | 23.74 | 25.873 |  | 5499 | 536.2909 | 548.2738 | 522.1895 |  | 5499 | 0.01167% | 0.01164% | 0.01081% | 0.01133% | 0.01191% | 0.01293% |  | 5499 | 0.01164% | 0.01081% | 5499 | 5740 | 0.0108% | 6990 | 0.01093% | 0.01087% |  | 5499 | 0.01191% | 0.01293% | 0.01242% |  | 5499 | 7556 | 0.01087% | 0.0118%
| Aug | 18 | 4 | 5500 | 550.5689 | 569.3885 | 544.3772 | 0.01175% | 0.01159% | 0.01082% | 0.01082% | 6236 | 0.01095% | 0.01088% |  | 10.3698 | 23.7391 | 25.8716 |  | 5500 | 540.1991 | 545.6494 | 518.5056 |  | 5500 | 0.01176% | 0.01158% | 0.01074% | 0.01133% | 0.01191% | 0.01293% |  | 5500 | 0.01158% | 0.01074% | 5500 | 2936 | 0.0108% | 7184 | 0.01093% | 0.01087% |  | 5500 | 0.01191% | 0.01293% | 0.01242% |  | 5500 | 6236 | 0.01087% | 0.01207%
| Aug | 18 | 5 | 5501 | 556.2801 | 571.5669 | 543.8052 | 0.01187% | 0.01164% | 0.01081% | 0.01082% | 7959 | 0.01095% | 0.01088% |  | 10.3707 | 23.7382 | 25.8702 |  | 5501 | 545.9093 | 547.8287 | 517.9349 |  | 5501 | 0.01188% | 0.01163% | 0.01073% | 0.01134% | 0.01191% | 0.01293% |  | 5501 | 0.01163% | 0.01073% | 5501 | 8753 | 0.0108% | 8356 | 0.01093% | 0.01087% |  | 5501 | 0.01191% | 0.01293% | 0.01242% |  | 5501 | 7959 | 0.01087% | 0.0116%
| Aug | 18 | 6 | 5502 | 570.6857 | 571.1014 | 541.8828 | 0.01218% | 0.01163% | 0.01078% | 0.01082% | 1749 | 0.01095% | 0.01088% |  | 10.3717 | 23.7373 | 25.8689 |  | 5502 | 560.314 | 547.3641 | 516.014 |  | 5502 | 0.0122% | 0.01162% | 0.01069% | 0.01134% | 0.01191% | 0.01293% |  | 5502 | 0.01162% | 0.01069% | 5502 | 2889 | 0.0108% | 8626 | 0.01093% | 0.01087% |  | 5502 | 0.01191% | 0.01293% | 0.01242% |  | 5502 | 1749 | 0.01087% | 0.01031%
| Aug | 18 | 7 | 5503 | 582.5342 | 577.0037 | 551.2132 | 0.01243% | 0.01175% | 0.01096% | 0.01082% | 2794 | 0.01095% | 0.01088% |  | 10.3726 | 23.7365 | 25.8675 |  | 5503 | 572.1616 | 553.2672 | 525.3457 |  | 5503 | 0.01245% | 0.01174% | 0.01088% | 0.01134% | 0.01191% | 0.01293% |  | 5503 | 0.01174% | 0.01088% | 5503 | 6764 | 0.0108% | 5883 | 0.01093% | 0.01087% |  | 5503 | 0.01191% | 0.01293% | 0.01242% |  | 5503 | 2794 | 0.01087% | 0.01133%
| Aug | 18 | 8 | 5504 | 596.7023 | 588.3334 | 569.2831 | 0.01274% | 0.01198% | 0.01132% | 0.01082% | 7322 | 0.01095% | 0.01088% |  | 10.3736 | 23.7356 | 25.8661 |  | 5504 | 586.3287 | 564.5978 | 543.417 |  | 5504 | 0.01276% | 0.01198% | 0.01125% | 0.01134% | 0.01191% | 0.01293% |  | 5504 | 0.01198% | 0.01125% | 5504 | 1067 | 0.0108% | 7604 | 0.01093% | 0.01087% |  | 5504 | 0.01191% | 0.01293% | 0.01242% |  | 5504 | 7322 | 0.01087% | 0.01187%
| Aug | 18 | 9 | 5505 | 610.7702 | 602.1766 | 584.3336 | 0.01304% | 0.01226% | 0.01162% | 0.01082% | 6847 | 0.01095% | 0.01088% |  | 10.3745 | 23.7347 | 25.8647 |  | 5505 | 600.3957 | 578.4419 | 558.4689 |  | 5505 | 0.01307% | 0.01228% | 0.01157% | 0.01134% | 0.01191% | 0.01293% |  | 5505 | 0.01228% | 0.01157% | 5505 | 126 | 0.0108% | 6783 | 0.01093% | 0.01087% |  | 5505 | 0.01191% | 0.01293% | 0.01242% |  | 5505 | 6847 | 0.01087% | 0.01195%
| Aug | 18 | 10 | 5506 | 622.3354 | 617.0439 | 596.7397 | 0.01328% | 0.01257% | 0.01187% | 0.01082% | 6031 | 0.01095% | 0.01088% |  | 10.3755 | 23.7338 | 25.8633 |  | 5506 | 611.9599 | 593.3101 | 570.8764 |  | 5506 | 0.01332% | 0.01259% | 0.01182% | 0.01134% | 0.01191% | 0.01293% |  | 5506 | 0.01259% | 0.01182% | 5506 | 6612 | 0.0108% | 478 | 0.01093% | 0.01087% |  | 5506 | 0.01191% | 0.01293% | 0.01242% |  | 5506 | 6031 | 0.01087% | 0.01215%
| Aug | 18 | 11 | 5507 | 636.2653 | 628.3922 | 606.6983 | 0.01358% | 0.0128% | 0.01206% | 0.01082% | 6125 | 0.01095% | 0.01088% |  | 10.3764 | 23.7329 | 25.862 |  | 5507 | 625.8889 | 604.6593 | 580.8364 |  | 5507 | 0.01362% | 0.01283% | 0.01203% | 0.01134% | 0.01191% | 0.01293% |  | 5507 | 0.01283% | 0.01203% | 5507 | 2037 | 0.0108% | 7780 | 0.01093% | 0.01086% |  | 5507 | 0.01191% | 0.01293% | 0.01242% |  | 5507 | 6125 | 0.01086% | 0.01211%
| Aug | 18 | 12 | 5508 | 651.2325 | 644.0508 | 620.511 | 0.0139% | 0.01312% | 0.01234% | 0.01082% | 6227 | 0.01095% | 0.01088% |  | 10.3774 | 23.732 | 25.8606 |  | 5508 | 640.8551 | 620.3188 | 594.6504 |  | 5508 | 0.01395% | 0.01317% | 0.01231% | 0.01134% | 0.01191% | 0.01293% |  | 5508 | 0.01317% | 0.01231% | 5508 | 2703 | 0.0108% | 6585 | 0.01093% | 0.01086% |  | 5508 | 0.01191% | 0.01293% | 0.01242% |  | 5508 | 6227 | 0.01086% | 0.01208%
| Aug | 18 | 13 | 5509 | 664.6143 | 657.9685 | 631.6043 | 0.01418% | 0.0134% | 0.01256% | 0.01082% | 3525 | 0.01095% | 0.01088% |  | 10.3784 | 23.7311 | 25.8592 |  | 5509 | 654.2359 | 634.2374 | 605.7451 |  | 5509 | 0.01424% | 0.01346% | 0.01254% | 0.01134% | 0.01191% | 0.01292% |  | 5509 | 0.01346% | 0.01254% | 5509 | 6571 | 0.0108% | 1779 | 0.01093% | 0.01086% |  | 5509 | 0.01191% | 0.01292% | 0.01242% |  | 5509 | 3525 | 0.01086% | 0.0121%
| Aug | 18 | 14 | 5510 | 675.133 | 671.8025 | 644.1229 | 0.01441% | 0.01368% | 0.01281% | 0.01082% | 7466 | 0.01095% | 0.01088% |  | 10.3793 | 23.7302 | 25.8578 |  | 5510 | 664.7537 | 648.0722 | 618.2651 |  | 5510 | 0.01447% | 0.01376% | 0.0128% | 0.01134% | 0.01191% | 0.01292% |  | 5510 | 0.01376% | 0.0128% | 5510 | 8284 | 0.0108% | 3432 | 0.01093% | 0.01086% |  | 5510 | 0.01191% | 0.01292% | 0.01242% |  | 5510 | 7466 | 0.01086% | 0.01183%
| Aug | 18 | 15 | 5511 | 676.0793 | 678.5239 | 652.3936 | 0.01443% | 0.01382% | 0.01297% | 0.01082% | 1360 | 0.01095% | 0.01088% |  | 10.3803 | 23.7293 | 25.8564 |  | 5511 | 665.699 | 654.7946 | 626.5372 |  | 5511 | 0.01449% | 0.0139% | 0.01297% | 0.01135% | 0.01191% | 0.01292% |  | 5511 | 0.0139% | 0.01297% | 5511 | 6144 | 0.0108% | 6549 | 0.01093% | 0.01086% |  | 5511 | 0.01191% | 0.01292% | 0.01242% |  | 5511 | 1360 | 0.01086% | 0.009988%
| Aug | 18 | 16 | 5512 | 670.5607 | 680.06 | 657.8324 | 0.01431% | 0.01385% | 0.01308% | 0.01082% | 3468 | 0.01094% | 0.01088% |  | 10.3812 | 23.7285 | 25.855 |  | 5512 | 660.1795 | 656.3315 | 631.9774 |  | 5512 | 0.01437% | 0.01393% | 0.01309% | 0.01135% | 0.01191% | 0.01292% |  | 5512 | 0.01393% | 0.01309% | 5512 | 7933 | 0.0108% | 450 | 0.01093% | 0.01086% |  | 5512 | 0.01191% | 0.01292% | 0.01241% |  | 5512 | 3468 | 0.01086% | 0.01204%
| Aug | 18 | 17 | 5513 | 650.7863 | 668.6838 | 651.4747 | 0.01389% | 0.01362% | 0.01295% | 0.01082% | 8646 | 0.01094% | 0.01088% |  | 10.3822 | 23.7276 | 25.8536 |  | 5513 | 640.4042 | 644.9562 | 625.621 |  | 5513 | 0.01394% | 0.01369% | 0.01296% | 0.01135% | 0.01191% | 0.01292% |  | 5513 | 0.01369% | 0.01296% | 5513 | 239 | 0.0108% | 6595 | 0.01093% | 0.01086% |  | 5513 | 0.01191% | 0.01292% | 0.01241% |  | 5513 | 8646 | 0.01086% | 0.01107%
| Aug | 18 | 18 | 5514 | 642.9794 | 654.1889 | 640.5314 | 0.01372% | 0.01332% | 0.01274% | 0.01082% | 267 | 0.01094% | 0.01088% |  | 10.3831 | 23.7267 | 25.8522 |  | 5514 | 632.5963 | 630.4622 | 614.6792 |  | 5514 | 0.01377% | 0.01338% | 0.01273% | 0.01135% | 0.01191% | 0.01292% |  | 5514 | 0.01338% | 0.01273% | 5514 | 5687 | 0.0108% | 140 | 0.01093% | 0.01086% |  | 5514 | 0.01191% | 0.01292% | 0.01241% |  | 5514 | 267 | 0.01086% | 0.009218%
| Aug | 18 | 19 | 5515 | 629.8681 | 640.7552 | 630.4321 | 0.01344% | 0.01305% | 0.01254% | 0.01082% | 8318 | 0.01094% | 0.01088% |  | 10.3841 | 23.7258 | 25.8508 |  | 5515 | 619.484 | 617.0294 | 604.5813 |  | 5515 | 0.01348% | 0.0131% | 0.01252% | 0.01135% | 0.0119% | 0.01292% |  | 5515 | 0.0131% | 0.01252% | 5515 | 7982 | 0.0108% | 6805 | 0.01093% | 0.01086% |  | 5515 | 0.0119% | 0.01292% | 0.01241% |  | 5515 | 8318 | 0.01086% | 0.01134%
| Aug | 18 | 20 | 5516 | 620.8224 | 629.77 | 622.1239 | 0.01325% | 0.01282% | 0.01237% | 0.01082% | 6522 | 0.01094% | 0.01088% |  | 10.385 | 23.7249 | 25.8494 |  | 5516 | 610.4373 | 606.0451 | 596.2745 |  | 5516 | 0.01329% | 0.01286% | 0.01235% | 0.01135% | 0.0119% | 0.01292% |  | 5516 | 0.01286% | 0.01235% | 5516 | 215 | 0.0108% | 6228 | 0.01093% | 0.01086% |  | 5516 | 0.0119% | 0.01292% | 0.01241% |  | 5516 | 6522 | 0.01086% | 0.012%
| Aug | 18 | 21 | 5517 | 610.5753 | 616.988 | 606.5295 | 0.01303% | 0.01256% | 0.01206% | 0.01082% | 746 | 0.01094% | 0.01088% |  | 10.386 | 23.7241 | 25.848 |  | 5517 | 600.1893 | 593.264 | 580.6815 |  | 5517 | 0.01306% | 0.01259% | 0.01202% | 0.01135% | 0.0119% | 0.01292% |  | 5517 | 0.01259% | 0.01202% | 5517 | 2144 | 0.0108% | 82 | 0.01093% | 0.01086% |  | 5517 | 0.0119% | 0.01292% | 0.01241% |  | 5517 | 746 | 0.01086% | 0.00949%
| Aug | 18 | 22 | 5518 | 594.5172 | 599.7096 | 586.5654 | 0.01269% | 0.01221% | 0.01166% | 0.01082% | 6811 | 0.01094% | 0.01088% |  | 10.387 | 23.7232 | 25.8466 |  | 5518 | 584.1303 | 575.9864 | 560.7187 |  | 5518 | 0.01272% | 0.01223% | 0.01161% | 0.01135% | 0.0119% | 0.01292% |  | 5518 | 0.01223% | 0.01161% | 5518 | 97 | 0.0108% | 6961 | 0.01093% | 0.01086% |  | 5518 | 0.0119% | 0.01292% | 0.01241% |  | 5518 | 6811 | 0.01086% | 0.01196%
| Aug | 18 | 23 | 5519 | 582.7664 | 585.9501 | 571.74 | 0.01244% | 0.01193% | 0.01137% | 0.01082% | 6204 | 0.01094% | 0.01088% |  | 10.3879 | 23.7223 | 25.8452 |  | 5519 | 572.3785 | 562.2278 | 545.8947 |  | 5519 | 0.01246% | 0.01193% | 0.0113% | 0.01135% | 0.0119% | 0.01292% |  | 5519 | 0.01193% | 0.0113% | 5519 | 8447 | 0.0108% | 6301 | 0.01092% | 0.01086% |  | 5519 | 0.0119% | 0.01292% | 0.01241% |  | 5519 | 6204 | 0.01086% | 0.01208%
| Aug | 19 | 0 | 5520 | 570.1596 | 571.8276 | 559.6996 | 0.01217% | 0.01164% | 0.01113% | 0.01082% | 7573 | 0.01094% | 0.01088% |  | 10.3889 | 23.7214 | 25.8438 |  | 5520 | 559.7707 | 548.1062 | 533.8557 |  | 5520 | 0.01219% | 0.01163% | 0.01106% | 0.01136% | 0.0119% | 0.01292% |  | 5520 | 0.01163% | 0.01106% | 5520 | 6002 | 0.0108% | 2732 | 0.01092% | 0.01086% |  | 5520 | 0.0119% | 0.01292% | 0.01241% |  | 5520 | 7573 | 0.01086% | 0.01179%
| Aug | 19 | 1 | 5521 | 562.5482 | 562.7229 | 554.589 | 0.01201% | 0.01146% | 0.01103% | 0.01082% | 244 | 0.01094% | 0.01088% |  | 10.3898 | 23.7205 | 25.8424 |  | 5521 | 552.1584 | 539.0023 | 528.7466 |  | 5521 | 0.01202% | 0.01144% | 0.01095% | 0.01136% | 0.0119% | 0.01292% |  | 5521 | 0.01144% | 0.01095% | 5521 | 1687 | 0.0108% | 8111 | 0.01092% | 0.01086% |  | 5521 | 0.0119% | 0.01292% | 0.01241% |  | 5521 | 244 | 0.01086% | 0.009209%
| Aug | 19 | 2 | 5522 | 556.03 | 554.2047 | 552.5072 | 0.01187% | 0.01129% | 0.01099% | 0.01081% | 400 | 0.01094% | 0.01088% |  | 10.3908 | 23.7197 | 25.841 |  | 5522 | 545.6392 | 530.485 | 526.6662 |  | 5522 | 0.01188% | 0.01126% | 0.01091% | 0.01136% | 0.0119% | 0.01292% |  | 5522 | 0.01126% | 0.01091% | 5522 | 702 | 0.0108% | 3148 | 0.01092% | 0.01086% |  | 5522 | 0.0119% | 0.01292% | 0.01241% |  | 5522 | 400 | 0.01086% | 0.009278%
| Aug | 19 | 3 | 5523 | 553.1729 | 550.7322 | 551.3163 | 0.01181% | 0.01121% | 0.01096% | 0.01081% | 476 | 0.01094% | 0.01088% |  | 10.3918 | 23.7188 | 25.8396 |  | 5523 | 542.7811 | 527.0134 | 525.4767 |  | 5523 | 0.01182% | 0.01119% | 0.01088% | 0.01136% | 0.0119% | 0.01291% |  | 5523 | 0.01119% | 0.01088% | 5523 | 6589 | 0.0108% | 7541 | 0.01092% | 0.01086% |  | 5523 | 0.0119% | 0.01291% | 0.01241% |  | 5523 | 476 | 0.01086% | 0.009319%
| Aug | 19 | 4 | 5524 | 554.9049 | 548.4514 | 553.023 | 0.01184% | 0.01117% | 0.011% | 0.01081% | 475 | 0.01094% | 0.01088% |  | 10.3927 | 23.7179 | 25.8382 |  | 5524 | 544.5122 | 524.7335 | 527.1848 |  | 5524 | 0.01185% | 0.01114% | 0.01092% | 0.01136% | 0.0119% | 0.01291% |  | 5524 | 0.01114% | 0.01092% | 5524 | 7981 | 0.0108% | 5839 | 0.01092% | 0.01086% |  | 5524 | 0.0119% | 0.01291% | 0.01241% |  | 5524 | 475 | 0.01086% | 0.009318%
| Aug | 19 | 5 | 5525 | 552.1534 | 547.7346 | 560.8342 | 0.01178% | 0.01115% | 0.01115% | 0.01081% | 3472 | 0.01094% | 0.01088% |  | 10.3937 | 23.717 | 25.8368 |  | 5525 | 541.7597 | 524.0175 | 534.9974 |  | 5525 | 0.01179% | 0.01112% | 0.01108% | 0.01136% | 0.0119% | 0.01291% |  | 5525 | 0.01112% | 0.01108% | 5525 | 6585 | 0.0108% | 7898 | 0.01092% | 0.01086% |  | 5525 | 0.0119% | 0.01291% | 0.01241% |  | 5525 | 3472 | 0.01086% | 0.01205%
| Aug | 19 | 6 | 5526 | 561.14 | 544.0201 | 572.9027 | 0.01198% | 0.01108% | 0.01139% | 0.01081% | 8731 | 0.01094% | 0.01088% |  | 10.3946 | 23.7161 | 25.8354 |  | 5526 | 550.7454 | 520.3039 | 547.0674 |  | 5526 | 0.01199% | 0.01104% | 0.01133% | 0.01136% | 0.0119% | 0.01291% |  | 5526 | 0.01104% | 0.01133% | 5526 | 3484 | 0.0108% | 8089 | 0.01092% | 0.01086% |  | 5526 | 0.0119% | 0.01291% | 0.01241% |  | 5526 | 8731 | 0.01086% | 0.011%
| Aug | 19 | 7 | 5527 | 570.1617 | 552.9758 | 589.8099 | 0.01217% | 0.01126% | 0.01173% | 0.01081% | 6209 | 0.01094% | 0.01088% |  | 10.3956 | 23.7153 | 25.834 |  | 5527 | 559.7661 | 529.2605 | 563.976 |  | 5527 | 0.01218% | 0.01123% | 0.01168% | 0.01136% | 0.0119% | 0.01291% |  | 5527 | 0.01123% | 0.01168% | 5527 | 2705 | 0.0108% | 8157 | 0.01092% | 0.01086% |  | 5527 | 0.0119% | 0.01291% | 0.01241% |  | 5527 | 6209 | 0.01086% | 0.01208%
| Aug | 19 | 8 | 5528 | 576.8609 | 564.7151 | 604.7197 | 0.01231% | 0.0115% | 0.01202% | 0.01081% | 527 | 0.01094% | 0.01088% |  | 10.3966 | 23.7144 | 25.8325 |  | 5528 | 566.4643 | 541.0007 | 578.8872 |  | 5528 | 0.01233% | 0.01148% | 0.01199% | 0.01136% | 0.0119% | 0.01291% |  | 5528 | 0.01148% | 0.01199% | 5528 | 6915 | 0.0108% | 253 | 0.01092% | 0.01086% |  | 5528 | 0.0119% | 0.01291% | 0.01241% |  | 5528 | 527 | 0.01086% | 0.009348%
| Aug | 19 | 9 | 5529 | 587.8075 | 575.9889 | 619.592 | 0.01255% | 0.01173% | 0.01232% | 0.01081% | 1121 | 0.01094% | 0.01088% |  | 10.3975 | 23.7135 | 25.8311 |  | 5529 | 577.41 | 552.2754 | 593.7609 |  | 5529 | 0.01257% | 0.01172% | 0.0123% | 0.01136% | 0.0119% | 0.01291% |  | 5529 | 0.01172% | 0.0123% | 5529 | 3327 | 0.0108% | 8699 | 0.01092% | 0.01086% |  | 5529 | 0.0119% | 0.01291% | 0.0124% |  | 5529 | 1121 | 0.01086% | 0.009781%
| Aug | 19 | 10 | 5530 | 602.355 | 587.0486 | 632.5795 | 0.01286% | 0.01195% | 0.01258% | 0.01081% | 3148 | 0.01094% | 0.01088% |  | 10.3985 | 23.7127 | 25.8297 |  | 5530 | 591.9565 | 563.336 | 606.7498 |  | 5530 | 0.01289% | 0.01196% | 0.01256% | 0.01137% | 0.0119% | 0.01291% |  | 5530 | 0.01196% | 0.01256% | 5530 | 264 | 0.0108% | 5344 | 0.01092% | 0.01086% |  | 5530 | 0.0119% | 0.01291% | 0.0124% |  | 5530 | 3148 | 0.01086% | 0.01172%
| Aug | 19 | 11 | 5531 | 609.8262 | 591.1076 | 652.478 | 0.01302% | 0.01204% | 0.01297% | 0.01081% | 8260 | 0.01094% | 0.01088% |  | 10.3995 | 23.7118 | 25.8283 |  | 5531 | 599.4268 | 567.3958 | 626.6498 |  | 5531 | 0.01305% | 0.01204% | 0.01298% | 0.01137% | 0.0119% | 0.01291% |  | 5531 | 0.01204% | 0.01298% | 5531 | 8399 | 0.0108% | 8128 | 0.01092% | 0.01086% |  | 5531 | 0.0119% | 0.01291% | 0.0124% |  | 5531 | 8260 | 0.01086% | 0.01138%
| Aug | 19 | 12 | 5532 | 623.5855 | 597.7639 | 672.4985 | 0.01331% | 0.01217% | 0.01337% | 0.01081% | 8676 | 0.01094% | 0.01087% |  | 10.4004 | 23.7109 | 25.8269 |  | 5532 | 613.185 | 574.053 | 646.6716 |  | 5532 | 0.01335% | 0.01218% | 0.01339% | 0.01137% | 0.0119% | 0.01291% |  | 5532 | 0.01218% | 0.01339% | 5532 | 2187 | 0.0108% | 3469 | 0.01092% | 0.01086% |  | 5532 | 0.0119% | 0.01291% | 0.0124% |  | 5532 | 8676 | 0.01086% | 0.01104%
| Aug | 19 | 13 | 5533 | 632.5802 | 604.9229 | 690.7841 | 0.0135% | 0.01232% | 0.01374% | 0.01081% | 7557 | 0.01094% | 0.01087% |  | 10.4014 | 23.71 | 25.8254 |  | 5533 | 622.1788 | 581.2129 | 664.9586 |  | 5533 | 0.01354% | 0.01234% | 0.01377% | 0.01137% | 0.0119% | 0.01291% |  | 5533 | 0.01234% | 0.01377% | 5533 | 6375 | 0.0108% | 784 | 0.01092% | 0.01086% |  | 5533 | 0.0119% | 0.01291% | 0.0124% |  | 5533 | 7557 | 0.01086% | 0.0118%
| Aug | 19 | 14 | 5534 | 638.5541 | 608.1812 | 703.0026 | 0.01363% | 0.01238% | 0.01398% | 0.01081% | 8256 | 0.01094% | 0.01087% |  | 10.4024 | 23.7092 | 25.824 |  | 5534 | 628.1517 | 584.4721 | 677.1786 |  | 5534 | 0.01367% | 0.01241% | 0.01402% | 0.01137% | 0.0119% | 0.01291% |  | 5534 | 0.01241% | 0.01402% | 5534 | 746 | 0.0108% | 7349 | 0.01092% | 0.01086% |  | 5534 | 0.0119% | 0.01291% | 0.0124% |  | 5534 | 8256 | 0.01086% | 0.01139%
| Aug | 19 | 15 | 5535 | 642.1883 | 610.8438 | 716.5059 | 0.01371% | 0.01244% | 0.01425% | 0.01081% | 2765 | 0.01094% | 0.01087% |  | 10.4033 | 23.7083 | 25.8226 |  | 5535 | 631.785 | 587.1355 | 690.6833 |  | 5535 | 0.01375% | 0.01246% | 0.0143% | 0.01137% | 0.0119% | 0.01291% |  | 5535 | 0.01246% | 0.0143% | 5535 | 1045 | 0.01079% | 5375 | 0.01092% | 0.01086% |  | 5535 | 0.0119% | 0.01291% | 0.0124% |  | 5535 | 2765 | 0.01086% | 0.0113%
| Aug | 19 | 16 | 5536 | 639.0232 | 609.4939 | 717.1998 | 0.01364% | 0.01241% | 0.01426% | 0.01081% | 3436 | 0.01094% | 0.01087% |  | 10.4043 | 23.7074 | 25.8211 |  | 5536 | 628.6189 | 585.7864 | 691.3786 |  | 5536 | 0.01368% | 0.01243% | 0.01432% | 0.01137% | 0.0119% | 0.01291% |  | 5536 | 0.01243% | 0.01432% | 5536 | 6570 | 0.01079% | 768 | 0.01092% | 0.01086% |  | 5536 | 0.0119% | 0.01291% | 0.0124% |  | 5536 | 3436 | 0.01086% | 0.01201%
| Aug | 19 | 17 | 5537 | 631.4834 | 609.829 | 710.767 | 0.01348% | 0.01242% | 0.01413% | 0.01081% | 1081 | 0.01094% | 0.01087% |  | 10.4053 | 23.7066 | 25.8197 |  | 5537 | 621.0781 | 586.1225 | 684.9473 |  | 5537 | 0.01352% | 0.01244% | 0.01418% | 0.01137% | 0.0119% | 0.0129% |  | 5537 | 0.01244% | 0.01418% | 5537 | 959 | 0.01079% | 2797 | 0.01092% | 0.01086% |  | 5537 | 0.0119% | 0.0129% | 0.0124% |  | 5537 | 1081 | 0.01086% | 0.009748%
| Aug | 19 | 18 | 5538 | 615.4781 | 605.3977 | 691.3655 | 0.01314% | 0.01233% | 0.01375% | 0.01081% | 7044 | 0.01094% | 0.01087% |  | 10.4063 | 23.7057 | 25.8183 |  | 5538 | 605.0718 | 581.692 | 665.5472 |  | 5538 | 0.01317% | 0.01235% | 0.01378% | 0.01137% | 0.01189% | 0.0129% |  | 5538 | 0.01235% | 0.01378% | 5538 | 2996 | 0.01079% | 3409 | 0.01092% | 0.01086% |  | 5538 | 0.01189% | 0.0129% | 0.0124% |  | 5538 | 7044 | 0.01086% | 0.01192%
| Aug | 19 | 19 | 5539 | 603.1691 | 601.7111 | 673.905 | 0.01287% | 0.01225% | 0.0134% | 0.01081% | 1694 | 0.01094% | 0.01087% |  | 10.4072 | 23.7048 | 25.8168 |  | 5539 | 592.7618 | 578.0063 | 648.0882 |  | 5539 | 0.0129% | 0.01227% | 0.01342% | 0.01138% | 0.01189% | 0.0129% |  | 5539 | 0.01227% | 0.01342% | 5539 | 3158 | 0.01079% | 6232 | 0.01092% | 0.01086% |  | 5539 | 0.01189% | 0.0129% | 0.0124% |  | 5539 | 1694 | 0.01086% | 0.01026%
| Aug | 19 | 20 | 5540 | 594.3193 | 600.2682 | 662.4554 | 0.01268% | 0.01222% | 0.01317% | 0.01081% | 7297 | 0.01094% | 0.01087% |  | 10.4082 | 23.704 | 25.8154 |  | 5540 | 583.9111 | 576.5642 | 636.64 |  | 5540 | 0.01271% | 0.01224% | 0.01318% | 0.01138% | 0.01189% | 0.0129% |  | 5540 | 0.01224% | 0.01318% | 5540 | 1080 | 0.01079% | 1999 | 0.01092% | 0.01086% |  | 5540 | 0.01189% | 0.0129% | 0.0124% |  | 5540 | 7297 | 0.01086% | 0.01188%
| Aug | 19 | 21 | 5541 | 584.5972 | 590.3814 | 646.9455 | 0.01248% | 0.01202% | 0.01286% | 0.01081% | 7895 | 0.01093% | 0.01087% |  | 10.4092 | 23.7031 | 25.814 |  | 5541 | 574.1881 | 566.6783 | 621.1315 |  | 5541 | 0.0125% | 0.01203% | 0.01286% | 0.01138% | 0.01189% | 0.0129% |  | 5541 | 0.01203% | 0.01286% | 5541 | 2702 | 0.01079% | 2806 | 0.01092% | 0.01086% |  | 5541 | 0.01189% | 0.0129% | 0.0124% |  | 5541 | 7895 | 0.01086% | 0.01163%
| Aug | 19 | 22 | 5542 | 569.1531 | 576.3148 | 623.1179 | 0.01215% | 0.01174% | 0.01239% | 0.01081% | 1578 | 0.01093% | 0.01087% |  | 10.4102 | 23.7022 | 25.8125 |  | 5542 | 558.743 | 552.6125 | 597.3054 |  | 5542 | 0.01216% | 0.01173% | 0.01237% | 0.01138% | 0.01189% | 0.0129% |  | 5542 | 0.01173% | 0.01237% | 5542 | 2118 | 0.01079% | 5524 | 0.01092% | 0.01086% |  | 5542 | 0.01189% | 0.0129% | 0.0124% |  | 5542 | 1578 | 0.01086% | 0.01017%
| Aug | 19 | 23 | 5543 | 556.9288 | 566.1302 | 604.1946 | 0.01189% | 0.01153% | 0.01201% | 0.01081% | 215 | 0.01093% | 0.01087% |  | 10.4111 | 23.7014 | 25.8111 |  | 5543 | 546.5176 | 542.4288 | 578.3835 |  | 5543 | 0.0119% | 0.01151% | 0.01198% | 0.01138% | 0.01189% | 0.0129% |  | 5543 | 0.01151% | 0.01198% | 5543 | 7980 | 0.01079% | 8169 | 0.01092% | 0.01086% |  | 5543 | 0.01189% | 0.0129% | 0.0124% |  | 5543 | 215 | 0.01086% | 0.009198%
| Aug | 20 | 0 | 5544 | 548.0221 | 554.6795 | 591.0477 | 0.0117% | 0.0113% | 0.01175% | 0.01081% | 8637 | 0.01093% | 0.01087% |  | 10.4121 | 23.7005 | 25.8096 |  | 5544 | 537.61 | 530.979 | 565.2381 |  | 5544 | 0.0117% | 0.01127% | 0.01171% | 0.01138% | 0.01189% | 0.0129% |  | 5544 | 0.01127% | 0.01171% | 5544 | 503 | 0.01079% | 1213 | 0.01092% | 0.01086% |  | 5544 | 0.01189% | 0.0129% | 0.0124% |  | 5544 | 8637 | 0.01086% | 0.01107%
| Aug | 20 | 1 | 5545 | 539.9699 | 551.7935 | 583.5365 | 0.01152% | 0.01124% | 0.0116% | 0.01081% | 6960 | 0.01093% | 0.01087% |  | 10.4131 | 23.6996 | 25.8082 |  | 5545 | 529.5568 | 528.0939 | 557.7283 |  | 5545 | 0.01153% | 0.01121% | 0.01155% | 0.01138% | 0.01189% | 0.0129% |  | 5545 | 0.01121% | 0.01155% | 5545 | 2433 | 0.01079% | 3473 | 0.01092% | 0.01085% |  | 5545 | 0.01189% | 0.0129% | 0.0124% |  | 5545 | 6960 | 0.01085% | 0.01194%
| Aug | 20 | 2 | 5546 | 536.8223 | 547.6694 | 580.8453 | 0.01146% | 0.01115% | 0.01155% | 0.01081% | 7022 | 0.01093% | 0.01087% |  | 10.4141 | 23.6988 | 25.8068 |  | 5546 | 526.4082 | 523.9706 | 555.0385 |  | 5546 | 0.01146% | 0.01112% | 0.01149% | 0.01138% | 0.01189% | 0.0129% |  | 5546 | 0.01112% | 0.01149% | 5546 | 2167 | 0.01079% | 8683 | 0.01091% | 0.01085% |  | 5546 | 0.01189% | 0.0129% | 0.01239% |  | 5546 | 7022 | 0.01085% | 0.01193%
| Aug | 20 | 3 | 5547 | 534.8429 | 545.1651 | 579.4856 | 0.01142% | 0.0111% | 0.01152% | 0.01081% | 389 | 0.01093% | 0.01087% |  | 10.415 | 23.6979 | 25.8053 |  | 5547 | 524.4278 | 521.4672 | 553.6803 |  | 5547 | 0.01142% | 0.01107% | 0.01147% | 0.01138% | 0.01189% | 0.0129% |  | 5547 | 0.01107% | 0.01147% | 5547 | 6432 | 0.01079% | 6205 | 0.01091% | 0.01085% |  | 5547 | 0.01189% | 0.0129% | 0.01239% |  | 5547 | 389 | 0.01085% | 0.009272%
| Aug | 20 | 4 | 5548 | 531.0885 | 549.5499 | 579.9919 | 0.01133% | 0.01119% | 0.01153% | 0.01081% | 6211 | 0.01093% | 0.01087% |  | 10.416 | 23.6971 | 25.8039 |  | 5548 | 520.6725 | 525.8529 | 554.1881 |  | 5548 | 0.01133% | 0.01116% | 0.01148% | 0.01138% | 0.01189% | 0.0129% |  | 5548 | 0.01116% | 0.01148% | 5548 | 3310 | 0.01079% | 7476 | 0.01091% | 0.01085% |  | 5548 | 0.01189% | 0.0129% | 0.01239% |  | 5548 | 6211 | 0.01085% | 0.01208%
| Aug | 20 | 5 | 5549 | 533.2738 | 557.3513 | 584.8025 | 0.01138% | 0.01135% | 0.01163% | 0.01081% | 8307 | 0.01093% | 0.01087% |  | 10.417 | 23.6962 | 25.8024 |  | 5549 | 522.8568 | 533.6551 | 559.0001 |  | 5549 | 0.01138% | 0.01133% | 0.01158% | 0.01139% | 0.01189% | 0.0129% |  | 5549 | 0.01133% | 0.01158% | 5549 | 3321 | 0.01079% | 7295 | 0.01091% | 0.01085% |  | 5549 | 0.01189% | 0.0129% | 0.01239% |  | 5549 | 8307 | 0.01085% | 0.01135%
| Aug | 20 | 6 | 5550 | 532.7463 | 570.8128 | 591.2259 | 0.01137% | 0.01162% | 0.01176% | 0.0108% | 5999 | 0.01093% | 0.01087% |  | 10.418 | 23.6953 | 25.8009 |  | 5550 | 522.3284 | 547.1175 | 565.4249 |  | 5550 | 0.01137% | 0.01161% | 0.01171% | 0.01139% | 0.01189% | 0.0129% |  | 5550 | 0.01161% | 0.01171% | 5550 | 1546 | 0.01079% | 2048 | 0.01091% | 0.01085% |  | 5550 | 0.01189% | 0.0129% | 0.01239% |  | 5550 | 5999 | 0.01085% | 0.01216%
| Aug | 20 | 7 | 5551 | 537.4269 | 584.5444 | 603.1819 | 0.01147% | 0.0119% | 0.01199% | 0.0108% | 7372 | 0.01093% | 0.01087% |  | 10.4189 | 23.6945 | 25.7995 |  | 5551 | 527.008 | 560.8499 | 577.3824 |  | 5551 | 0.01147% | 0.0119% | 0.01196% | 0.01139% | 0.01189% | 0.01289% |  | 5551 | 0.0119% | 0.01196% | 5551 | 2218 | 0.01079% | 7029 | 0.01091% | 0.01085% |  | 5551 | 0.01189% | 0.01289% | 0.01239% |  | 5551 | 7372 | 0.01085% | 0.01186%
| Aug | 20 | 8 | 5552 | 549.961 | 596.2185 | 617.5572 | 0.01174% | 0.01214% | 0.01228% | 0.0108% | 8706 | 0.01093% | 0.01087% |  | 10.4199 | 23.6936 | 25.798 |  | 5552 | 539.5411 | 572.5249 | 591.7591 |  | 5552 | 0.01174% | 0.01215% | 0.01225% | 0.01139% | 0.01189% | 0.01289% |  | 5552 | 0.01215% | 0.01225% | 5552 | 3307 | 0.01079% | 8279 | 0.01091% | 0.01085% |  | 5552 | 0.01189% | 0.01289% | 0.01239% |  | 5552 | 8706 | 0.01085% | 0.01102%
| Aug | 20 | 9 | 5553 | 560.7202 | 606.1983 | 635.449 | 0.01197% | 0.01234% | 0.01264% | 0.0108% | 6707 | 0.01093% | 0.01087% |  | 10.4209 | 23.6928 | 25.7966 |  | 5553 | 550.2993 | 582.5055 | 609.6524 |  | 5553 | 0.01198% | 0.01236% | 0.01262% | 0.01139% | 0.01189% | 0.01289% |  | 5553 | 0.01236% | 0.01262% | 5553 | 6616 | 0.01079% | 5498 | 0.01091% | 0.01085% |  | 5553 | 0.01189% | 0.01289% | 0.01239% |  | 5553 | 6707 | 0.01085% | 0.01197%
| Aug | 20 | 10 | 5554 | 573.4835 | 620.2091 | 650.7714 | 0.01224% | 0.01263% | 0.01294% | 0.0108% | 8552 | 0.01093% | 0.01087% |  | 10.4219 | 23.6919 | 25.7951 |  | 5554 | 563.0616 | 596.5172 | 624.9763 |  | 5554 | 0.01226% | 0.01266% | 0.01294% | 0.01139% | 0.01189% | 0.01289% |  | 5554 | 0.01266% | 0.01294% | 5554 | 506 | 0.01079% | 7643 | 0.01091% | 0.01085% |  | 5554 | 0.01189% | 0.01289% | 0.01239% |  | 5554 | 8552 | 0.01085% | 0.01114%
| Aug | 20 | 11 | 5555 | 583.0414 | 626.8282 | 669.057 | 0.01244% | 0.01276% | 0.0133% | 0.0108% | 7051 | 0.01093% | 0.01087% |  | 10.4229 | 23.6911 | 25.7937 |  | 5555 | 572.6185 | 603.1371 | 643.2634 |  | 5555 | 0.01246% | 0.0128% | 0.01332% | 0.01139% | 0.01189% | 0.01289% |  | 5555 | 0.0128% | 0.01332% | 5555 | 6238 | 0.01079% | 7005 | 0.01091% | 0.01085% |  | 5555 | 0.01189% | 0.01289% | 0.01239% |  | 5555 | 7051 | 0.01085% | 0.01192%
| Aug | 20 | 12 | 5556 | 590.9575 | 634.7785 | 690.2402 | 0.01261% | 0.01293% | 0.01373% | 0.0108% | 315 | 0.01093% | 0.01087% |  | 10.4239 | 23.6902 | 25.7922 |  | 5556 | 580.5337 | 611.0883 | 664.448 |  | 5556 | 0.01264% | 0.01297% | 0.01376% | 0.01139% | 0.01189% | 0.01289% |  | 5556 | 0.01297% | 0.01376% | 5556 | 6803 | 0.01079% | 7868 | 0.01091% | 0.01085% |  | 5556 | 0.01189% | 0.01289% | 0.01239% |  | 5556 | 315 | 0.01085% | 0.009238%
| Aug | 20 | 13 | 5557 | 602.193 | 645.1772 | 710.9827 | 0.01285% | 0.01314% | 0.01414% | 0.0108% | 7307 | 0.01093% | 0.01087% |  | 10.4248 | 23.6893 | 25.7907 |  | 5557 | 591.7682 | 621.4879 | 685.1919 |  | 5557 | 0.01288% | 0.01319% | 0.01419% | 0.01139% | 0.01189% | 0.01289% |  | 5557 | 0.01319% | 0.01419% | 5557 | 6958 | 0.01079% | 452 | 0.01091% | 0.01085% |  | 5557 | 0.01189% | 0.01289% | 0.01239% |  | 5557 | 7307 | 0.01085% | 0.01187%
| Aug | 20 | 14 | 5558 | 608.3625 | 654.8591 | 721.1288 | 0.01298% | 0.01334% | 0.01434% | 0.0108% | 1168 | 0.01093% | 0.01087% |  | 10.4258 | 23.6885 | 25.7893 |  | 5558 | 597.9367 | 631.1707 | 695.3396 |  | 5558 | 0.01302% | 0.0134% | 0.0144% | 0.0114% | 0.01189% | 0.01289% |  | 5558 | 0.0134% | 0.0144% | 5558 | 2934 | 0.01079% | 6275 | 0.01091% | 0.01085% |  | 5558 | 0.01189% | 0.01289% | 0.01239% |  | 5558 | 1168 | 0.01085% | 0.009821%
| Aug | 20 | 15 | 5559 | 606.6585 | 660.5752 | 729.2402 | 0.01295% | 0.01345% | 0.0145% | 0.0108% | 6835 | 0.01093% | 0.01087% |  | 10.4268 | 23.6876 | 25.7878 |  | 5559 | 596.2317 | 636.8875 | 703.4524 |  | 5559 | 0.01298% | 0.01352% | 0.01457% | 0.0114% | 0.01189% | 0.01289% |  | 5559 | 0.01352% | 0.01457% | 5559 | 1522 | 0.01079% | 8141 | 0.01091% | 0.01085% |  | 5559 | 0.01189% | 0.01289% | 0.01239% |  | 5559 | 6835 | 0.01085% | 0.01195%
| Aug | 20 | 16 | 5560 | 605.9651 | 656.7676 | 723.8014 | 0.01293% | 0.01337% | 0.01439% | 0.0108% | 2881 | 0.01093% | 0.01087% |  | 10.4278 | 23.6868 | 25.7863 |  | 5560 | 595.5373 | 633.0808 | 698.015 |  | 5560 | 0.01296% | 0.01344% | 0.01445% | 0.0114% | 0.01189% | 0.01289% |  | 5560 | 0.01344% | 0.01445% | 5560 | 6100 | 0.01079% | 7261 | 0.01091% | 0.01085% |  | 5560 | 0.01189% | 0.01289% | 0.01239% |  | 5560 | 2881 | 0.01085% | 0.01142%
| Aug | 20 | 17 | 5561 | 603.864 | 649.2548 | 711.0577 | 0.01289% | 0.01322% | 0.01414% | 0.0108% | 3239 | 0.01093% | 0.01086% |  | 10.4288 | 23.6859 | 25.7848 |  | 5561 | 593.4352 | 625.5689 | 685.2728 |  | 5561 | 0.01292% | 0.01328% | 0.01419% | 0.0114% | 0.01188% | 0.01289% |  | 5561 | 0.01328% | 0.01419% | 5561 | 789 | 0.01079% | 773 | 0.01091% | 0.01085% |  | 5561 | 0.01188% | 0.01289% | 0.01239% |  | 5561 | 3239 | 0.01085% | 0.01181%
| Aug | 20 | 18 | 5562 | 599.017 | 641.1928 | 691.5905 | 0.01278% | 0.01306% | 0.01375% | 0.0108% | 3244 | 0.01093% | 0.01086% |  | 10.4298 | 23.6851 | 25.7834 |  | 5562 | 588.5872 | 617.5077 | 665.8072 |  | 5562 | 0.01281% | 0.01311% | 0.01379% | 0.0114% | 0.01188% | 0.01289% |  | 5562 | 0.01311% | 0.01379% | 5562 | 6354 | 0.01079% | 141 | 0.01091% | 0.01085% |  | 5562 | 0.01188% | 0.01289% | 0.01239% |  | 5562 | 3244 | 0.01085% | 0.01182%
| Aug | 20 | 19 | 5563 | 594.306 | 631.7529 | 682.3915 | 0.01268% | 0.01286% | 0.01357% | 0.0108% | 3410 | 0.01093% | 0.01086% |  | 10.4308 | 23.6842 | 25.7819 |  | 5563 | 583.8752 | 608.0687 | 656.6096 |  | 5563 | 0.01271% | 0.01291% | 0.0136% | 0.0114% | 0.01188% | 0.01289% |  | 5563 | 0.01291% | 0.0136% | 5563 | 6901 | 0.01079% | 48 | 0.01091% | 0.01085% |  | 5563 | 0.01188% | 0.01289% | 0.01239% |  | 5563 | 3410 | 0.01085% | 0.01199%
| Aug | 20 | 20 | 5564 | 591.7635 | 628.4201 | 675.9774 | 0.01263% | 0.0128% | 0.01344% | 0.0108% | 5837 | 0.01093% | 0.01086% |  | 10.4317 | 23.6834 | 25.7804 |  | 5564 | 581.3317 | 604.7367 | 650.197 |  | 5564 | 0.01265% | 0.01284% | 0.01346% | 0.0114% | 0.01188% | 0.01289% |  | 5564 | 0.01284% | 0.01346% | 5564 | 7846 | 0.01079% | 7387 | 0.01091% | 0.01085% |  | 5564 | 0.01188% | 0.01289% | 0.01238% |  | 5564 | 5837 | 0.01085% | 0.01224%
| Aug | 20 | 21 | 5565 | 581.0467 | 613.3294 | 660.4768 | 0.0124% | 0.01249% | 0.01313% | 0.0108% | 6298 | 0.01093% | 0.01086% |  | 10.4327 | 23.6825 | 25.7789 |  | 5565 | 570.6139 | 589.6469 | 634.6979 |  | 5565 | 0.01242% | 0.01252% | 0.01314% | 0.0114% | 0.01188% | 0.01288% |  | 5565 | 0.01252% | 0.01314% | 5565 | 1516 | 0.01079% | 8636 | 0.01091% | 0.01085% |  | 5565 | 0.01188% | 0.01288% | 0.01238% |  | 5565 | 6298 | 0.01085% | 0.01205%
| Aug | 20 | 22 | 5566 | 565.1808 | 593.4163 | 637.3057 | 0.01206% | 0.01208% | 0.01267% | 0.0108% | 6883 | 0.01093% | 0.01086% |  | 10.4337 | 23.6817 | 25.7775 |  | 5566 | 554.7471 | 569.7347 | 611.5282 |  | 5566 | 0.01208% | 0.01209% | 0.01266% | 0.0114% | 0.01188% | 0.01288% |  | 5566 | 0.01209% | 0.01266% | 5566 | 3326 | 0.01079% | 1644 | 0.01091% | 0.01085% |  | 5566 | 0.01188% | 0.01288% | 0.01238% |  | 5566 | 6883 | 0.01085% | 0.01195%
| Aug | 20 | 23 | 5567 | 551.3534 | 576.743 | 617.0414 | 0.01177% | 0.01174% | 0.01227% | 0.0108% | 155 | 0.01093% | 0.01086% |  | 10.4347 | 23.6808 | 25.776 |  | 5567 | 540.9187 | 553.0622 | 591.2655 |  | 5567 | 0.01177% | 0.01174% | 0.01224% | 0.01141% | 0.01188% | 0.01288% |  | 5567 | 0.01174% | 0.01224% | 5567 | 6637 | 0.01079% | 3468 | 0.01091% | 0.01085% |  | 5567 | 0.01188% | 0.01288% | 0.01238% |  | 5567 | 155 | 0.01085% | 0.009176%
| Aug | 21 | 0 | 5568 | 541.3653 | 567.3404 | 603.3038 | 0.01155% | 0.01155% | 0.012% | 0.0108% | 505 | 0.01093% | 0.01086% |  | 10.4357 | 23.68 | 25.7745 |  | 5568 | 530.9295 | 543.6604 | 577.5293 |  | 5568 | 0.01156% | 0.01154% | 0.01196% | 0.01141% | 0.01188% | 0.01288% |  | 5568 | 0.01154% | 0.01196% | 5568 | 897 | 0.01079% | 5522 | 0.01091% | 0.01085% |  | 5568 | 0.01188% | 0.01288% | 0.01238% |  | 5568 | 505 | 0.01085% | 0.009335%
| Aug | 21 | 1 | 5569 | 534.2322 | 563.3745 | 599.4872 | 0.0114% | 0.01147% | 0.01192% | 0.0108% | 8039 | 0.01093% | 0.01086% |  | 10.4367 | 23.6791 | 25.773 |  | 5569 | 523.7955 | 539.6954 | 573.7142 |  | 5569 | 0.0114% | 0.01145% | 0.01188% | 0.01141% | 0.01188% | 0.01288% |  | 5569 | 0.01145% | 0.01188% | 5569 | 3529 | 0.01079% | 3239 | 0.01091% | 0.01085% |  | 5569 | 0.01188% | 0.01288% | 0.01238% |  | 5569 | 8039 | 0.01085% | 0.01154%
| Aug | 21 | 2 | 5570 | 531.6731 | 556.4855 | 596.5428 | 0.01135% | 0.01133% | 0.01186% | 0.0108% | 6449 | 0.01093% | 0.01086% |  | 10.4377 | 23.6783 | 25.7715 |  | 5570 | 521.2354 | 532.8072 | 570.7713 |  | 5570 | 0.01135% | 0.01131% | 0.01182% | 0.01141% | 0.01188% | 0.01288% |  | 5570 | 0.01131% | 0.01182% | 5570 | 63 | 0.01079% | 6255 | 0.01091% | 0.01085% |  | 5570 | 0.01188% | 0.01288% | 0.01238% |  | 5570 | 6449 | 0.01085% | 0.01202%
| Aug | 21 | 3 | 5571 | 533.1573 | 555.3777 | 597.1711 | 0.01138% | 0.01131% | 0.01187% | 0.0108% | 2816 | 0.01093% | 0.01086% |  | 10.4387 | 23.6774 | 25.77 |  | 5571 | 522.7186 | 531.7002 | 571.401 |  | 5571 | 0.01138% | 0.01129% | 0.01183% | 0.01141% | 0.01188% | 0.01288% |  | 5571 | 0.01129% | 0.01183% | 5571 | 7900 | 0.01079% | 2953 | 0.01091% | 0.01085% |  | 5571 | 0.01188% | 0.01288% | 0.01238% |  | 5571 | 2816 | 0.01085% | 0.01135%
| Aug | 21 | 4 | 5572 | 533.9417 | 560.0045 | 597.2086 | 0.0114% | 0.0114% | 0.01188% | 0.0108% | 8126 | 0.01093% | 0.01086% |  | 10.4397 | 23.6766 | 25.7685 |  | 5572 | 523.502 | 536.3279 | 571.44 |  | 5572 | 0.0114% | 0.01138% | 0.01183% | 0.01141% | 0.01188% | 0.01288% |  | 5572 | 0.01138% | 0.01183% | 5572 | 6588 | 0.01079% | 8476 | 0.01091% | 0.01085% |  | 5572 | 0.01188% | 0.01288% | 0.01238% |  | 5572 | 8126 | 0.01085% | 0.01148%
| Aug | 21 | 5 | 5573 | 543.6808 | 567.0053 | 604.3446 | 0.0116% | 0.01155% | 0.01202% | 0.0108% | 8355 | 0.01093% | 0.01086% |  | 10.4407 | 23.6758 | 25.7671 |  | 5573 | 533.2401 | 543.3295 | 578.5776 |  | 5573 | 0.01161% | 0.01153% | 0.01198% | 0.01141% | 0.01188% | 0.01288% |  | 5573 | 0.01153% | 0.01198% | 5573 | 2672 | 0.01079% | 3244 | 0.01091% | 0.01085% |  | 5573 | 0.01188% | 0.01288% | 0.01238% |  | 5573 | 8355 | 0.01085% | 0.01131%
| Aug | 21 | 6 | 5574 | 555.7046 | 575.3652 | 611.4338 | 0.01186% | 0.01172% | 0.01216% | 0.0108% | 7109 | 0.01093% | 0.01086% |  | 10.4417 | 23.6749 | 25.7656 |  | 5574 | 545.2629 | 551.6903 | 585.6683 |  | 5574 | 0.01187% | 0.01171% | 0.01213% | 0.01141% | 0.01188% | 0.01288% |  | 5574 | 0.01171% | 0.01213% | 5574 | 7020 | 0.01079% | 266 | 0.01091% | 0.01085% |  | 5574 | 0.01188% | 0.01288% | 0.01238% |  | 5574 | 7109 | 0.01085% | 0.01191%
| Aug | 21 | 7 | 5575 | 572.6204 | 591.0797 | 622.3771 | 0.01222% | 0.01204% | 0.01238% | 0.0108% | 102 | 0.01093% | 0.01086% |  | 10.4427 | 23.6741 | 25.7641 |  | 5575 | 562.1777 | 567.4056 | 596.613 |  | 5575 | 0.01224% | 0.01204% | 0.01235% | 0.01141% | 0.01188% | 0.01288% |  | 5575 | 0.01204% | 0.01235% | 5575 | 3324 | 0.01079% | 6812 | 0.01091% | 0.01085% |  | 5575 | 0.01188% | 0.01288% | 0.01238% |  | 5575 | 102 | 0.01085% | 0.009157%
| Aug | 21 | 8 | 5576 | 581.1851 | 602.5583 | 635.3927 | 0.0124% | 0.01227% | 0.01263% | 0.0108% | 6252 | 0.01093% | 0.01086% |  | 10.4437 | 23.6732 | 25.7626 |  | 5576 | 570.7415 | 578.8851 | 609.6301 |  | 5576 | 0.01242% | 0.01229% | 0.01262% | 0.01142% | 0.01188% | 0.01288% |  | 5576 | 0.01229% | 0.01262% | 5576 | 5737 | 0.01078% | 7463 | 0.0109% | 0.01084% |  | 5576 | 0.01188% | 0.01288% | 0.01238% |  | 5576 | 6252 | 0.01084% | 0.01207%
| Aug | 21 | 9 | 5577 | 593.1104 | 615.7313 | 651.831 | 0.01266% | 0.01254% | 0.01296% | 0.0108% | 3471 | 0.01093% | 0.01086% |  | 10.4447 | 23.6724 | 25.7611 |  | 5577 | 582.6657 | 592.0589 | 626.0699 |  | 5577 | 0.01268% | 0.01257% | 0.01296% | 0.01142% | 0.01188% | 0.01288% |  | 5577 | 0.01257% | 0.01296% | 5577 | 7659 | 0.01078% | 1358 | 0.0109% | 0.01084% |  | 5577 | 0.01188% | 0.01288% | 0.01238% |  | 5577 | 3471 | 0.01084% | 0.01205%
| Aug | 21 | 10 | 5578 | 595.3222 | 629.7979 | 662.1929 | 0.01271% | 0.01282% | 0.01317% | 0.0108% | 6705 | 0.01092% | 0.01086% |  | 10.4456 | 23.6715 | 25.7596 |  | 5578 | 584.8765 | 606.1264 | 636.4332 |  | 5578 | 0.01273% | 0.01286% | 0.01318% | 0.01142% | 0.01188% | 0.01287% |  | 5578 | 0.01286% | 0.01318% | 5578 | 6849 | 0.01078% | 3525 | 0.0109% | 0.01084% |  | 5578 | 0.01188% | 0.01287% | 0.01238% |  | 5578 | 6705 | 0.01084% | 0.01197%
| Aug | 21 | 11 | 5579 | 603.7439 | 639.396 | 673.5018 | 0.01289% | 0.01302% | 0.01339% | 0.0108% | 8727 | 0.01092% | 0.01086% |  | 10.4466 | 23.6707 | 25.7582 |  | 5579 | 593.2972 | 615.7253 | 647.7437 |  | 5579 | 0.01291% | 0.01307% | 0.01341% | 0.01142% | 0.01188% | 0.01287% |  | 5579 | 0.01307% | 0.01341% | 5579 | 8381 | 0.01078% | 139 | 0.0109% | 0.01084% |  | 5579 | 0.01188% | 0.01287% | 0.01238% |  | 5579 | 8727 | 0.01084% | 0.011%
| Aug | 21 | 12 | 5580 | 621.0019 | 648.5752 | 682.5415 | 0.01325% | 0.01321% | 0.01357% | 0.0108% | 3411 | 0.01092% | 0.01086% |  | 10.4476 | 23.6699 | 25.7567 |  | 5580 | 610.5542 | 624.9053 | 656.7848 |  | 5580 | 0.01329% | 0.01326% | 0.0136% | 0.01142% | 0.01188% | 0.01287% |  | 5580 | 0.01326% | 0.0136% | 5580 | 5910 | 0.01078% | 314 | 0.0109% | 0.01084% |  | 5580 | 0.01188% | 0.01287% | 0.01238% |  | 5580 | 3411 | 0.01084% | 0.01199%
| Aug | 21 | 13 | 5581 | 639.4302 | 662.7071 | 684.3232 | 0.01365% | 0.0135% | 0.01361% | 0.0108% | 398 | 0.01092% | 0.01086% |  | 10.4486 | 23.669 | 25.7552 |  | 5581 | 628.9816 | 639.038 | 658.568 |  | 5581 | 0.01369% | 0.01356% | 0.01364% | 0.01142% | 0.01188% | 0.01287% |  | 5581 | 0.01356% | 0.01364% | 5581 | 384 | 0.01078% | 1626 | 0.0109% | 0.01084% |  | 5581 | 0.01188% | 0.01287% | 0.01237% |  | 5581 | 398 | 0.01084% | 0.009277%
| Aug | 21 | 14 | 5582 | 658.3266 | 673.7202 | 676.962 | 0.01405% | 0.01372% | 0.01346% | 0.0108% | 3557 | 0.01092% | 0.01086% |  | 10.4496 | 23.6682 | 25.7537 |  | 5582 | 647.877 | 650.052 | 651.2083 |  | 5582 | 0.0141% | 0.0138% | 0.01349% | 0.01142% | 0.01188% | 0.01287% |  | 5582 | 0.0138% | 0.01349% | 5582 | 3483 | 0.01078% | 443 | 0.0109% | 0.01084% |  | 5582 | 0.01188% | 0.01287% | 0.01237% |  | 5582 | 3557 | 0.01084% | 0.01213%
| Aug | 21 | 15 | 5583 | 672.7356 | 687.1538 | 677.4965 | 0.01436% | 0.01399% | 0.01347% | 0.0108% | 790 | 0.01092% | 0.01086% |  | 10.4506 | 23.6674 | 25.7522 |  | 5583 | 662.2849 | 663.4865 | 651.7443 |  | 5583 | 0.01442% | 0.01408% | 0.0135% | 0.01142% | 0.01188% | 0.01287% |  | 5583 | 0.01408% | 0.0135% | 5583 | 7895 | 0.01078% | 8697 | 0.0109% | 0.01084% |  | 5583 | 0.01188% | 0.01287% | 0.01237% |  | 5583 | 790 | 0.01084% | 0.009521%
| Aug | 21 | 16 | 5584 | 678.6591 | 687.8707 | 667.6035 | 0.01448% | 0.01401% | 0.01327% | 0.0108% | 8723 | 0.01092% | 0.01086% |  | 10.4516 | 23.6665 | 25.7508 |  | 5584 | 668.2074 | 664.2042 | 641.8528 |  | 5584 | 0.01455% | 0.0141% | 0.01329% | 0.01142% | 0.01188% | 0.01287% |  | 5584 | 0.0141% | 0.01329% | 5584 | 8364 | 0.01078% | 3472 | 0.0109% | 0.01084% |  | 5584 | 0.01188% | 0.01287% | 0.01237% |  | 5584 | 8723 | 0.01084% | 0.011%
| Aug | 21 | 17 | 5585 | 671.9764 | 681.7916 | 661.2927 | 0.01434% | 0.01388% | 0.01315% | 0.01079% | 6867 | 0.01092% | 0.01086% |  | 10.4526 | 23.6657 | 25.7493 |  | 5585 | 661.5237 | 658.1259 | 635.5434 |  | 5585 | 0.0144% | 0.01397% | 0.01316% | 0.01142% | 0.01187% | 0.01287% |  | 5585 | 0.01397% | 0.01316% | 5585 | 1343 | 0.01078% | 6611 | 0.0109% | 0.01084% |  | 5585 | 0.01187% | 0.01287% | 0.01237% |  | 5585 | 6867 | 0.01084% | 0.01195%
| Aug | 21 | 18 | 5586 | 653.2655 | 666.7102 | 648.8866 | 0.01394% | 0.01358% | 0.0129% | 0.01079% | 649 | 0.01092% | 0.01086% |  | 10.4536 | 23.6649 | 25.7478 |  | 5586 | 642.8119 | 643.0453 | 623.1387 |  | 5586 | 0.01399% | 0.01365% | 0.0129% | 0.01143% | 0.01187% | 0.01287% |  | 5586 | 0.01365% | 0.0129% | 5586 | 2709 | 0.01078% | 810 | 0.0109% | 0.01084% |  | 5586 | 0.01187% | 0.01287% | 0.01237% |  | 5586 | 649 | 0.01084% | 0.009424%
| Aug | 21 | 19 | 5587 | 641.6226 | 651.6846 | 642.8195 | 0.01369% | 0.01327% | 0.01278% | 0.01079% | 1094 | 0.01092% | 0.01086% |  | 10.4546 | 23.664 | 25.7463 |  | 5587 | 631.1679 | 628.0206 | 617.0731 |  | 5587 | 0.01374% | 0.01333% | 0.01278% | 0.01143% | 0.01187% | 0.01287% |  | 5587 | 0.01333% | 0.01278% | 5587 | 6188 | 0.01078% | 3436 | 0.0109% | 0.01084% |  | 5587 | 0.01187% | 0.01287% | 0.01237% |  | 5587 | 1094 | 0.01084% | 0.009759%
| Aug | 21 | 20 | 5588 | 630.4283 | 643.2688 | 639.1999 | 0.01346% | 0.0131% | 0.01271% | 0.01079% | 5863 | 0.01092% | 0.01086% |  | 10.4556 | 23.6632 | 25.7449 |  | 5588 | 619.9726 | 619.6056 | 613.455 |  | 5588 | 0.0135% | 0.01315% | 0.0127% | 0.01143% | 0.01187% | 0.01287% |  | 5588 | 0.01315% | 0.0127% | 5588 | 7098 | 0.01078% | 7013 | 0.0109% | 0.01084% |  | 5588 | 0.01187% | 0.01287% | 0.01237% |  | 5588 | 5863 | 0.01084% | 0.01222%
| Aug | 21 | 21 | 5589 | 616.9801 | 627.545 | 630.7603 | 0.01317% | 0.01278% | 0.01254% | 0.01079% | 630 | 0.01092% | 0.01086% |  | 10.4566 | 23.6624 | 25.7434 |  | 5589 | 606.5235 | 603.8827 | 605.017 |  | 5589 | 0.0132% | 0.01282% | 0.01253% | 0.01143% | 0.01187% | 0.01287% |  | 5589 | 0.01282% | 0.01253% | 5589 | 5710 | 0.01078% | 6284 | 0.0109% | 0.01084% |  | 5589 | 0.01187% | 0.01287% | 0.01237% |  | 5589 | 630 | 0.01084% | 0.009412%
| Aug | 21 | 22 | 5590 | 592.2169 | 606.431 | 612.4466 | 0.01264% | 0.01235% | 0.01218% | 0.01079% | 7859 | 0.01092% | 0.01086% |  | 10.4576 | 23.6615 | 25.7419 |  | 5590 | 581.7593 | 582.7695 | 586.7047 |  | 5590 | 0.01266% | 0.01237% | 0.01215% | 0.01143% | 0.01187% | 0.01287% |  | 5590 | 0.01237% | 0.01215% | 5590 | 6615 | 0.01078% | 6596 | 0.0109% | 0.01084% |  | 5590 | 0.01187% | 0.01287% | 0.01237% |  | 5590 | 7859 | 0.01084% | 0.01166%
| Aug | 21 | 23 | 5591 | 574.7223 | 589.7019 | 598.5964 | 0.01227% | 0.01201% | 0.0119% | 0.01079% | 8042 | 0.01092% | 0.01086% |  | 10.4586 | 23.6607 | 25.7404 |  | 5591 | 564.2637 | 566.0412 | 572.856 |  | 5591 | 0.01228% | 0.01201% | 0.01186% | 0.01143% | 0.01187% | 0.01287% |  | 5591 | 0.01201% | 0.01186% | 5591 | 979 | 0.01078% | 2954 | 0.0109% | 0.01084% |  | 5591 | 0.01187% | 0.01287% | 0.01237% |  | 5591 | 8042 | 0.01084% | 0.01154%
| Aug | 22 | 0 | 5592 | 562.2747 | 577.5622 | 587.3062 | 0.012% | 0.01176% | 0.01168% | 0.01079% | 8168 | 0.01092% | 0.01086% |  | 10.4596 | 23.6599 | 25.739 |  | 5592 | 551.8151 | 553.9024 | 561.5672 |  | 5592 | 0.01201% | 0.01176% | 0.01163% | 0.01143% | 0.01187% | 0.01286% |  | 5592 | 0.01176% | 0.01163% | 5592 | 7967 | 0.01078% | 7379 | 0.0109% | 0.01084% |  | 5592 | 0.01187% | 0.01286% | 0.01237% |  | 5592 | 8168 | 0.01084% | 0.01145%
| Aug | 22 | 1 | 5593 | 554.4912 | 575.5607 | 584.0804 | 0.01183% | 0.01172% | 0.01161% | 0.01079% | 8653 | 0.01092% | 0.01086% |  | 10.4606 | 23.659 | 25.7375 |  | 5593 | 544.0305 | 551.9017 | 558.3429 |  | 5593 | 0.01184% | 0.01171% | 0.01156% | 0.01143% | 0.01187% | 0.01286% |  | 5593 | 0.01171% | 0.01156% | 5593 | 8562 | 0.01078% | 6524 | 0.0109% | 0.01084% |  | 5593 | 0.01187% | 0.01286% | 0.01237% |  | 5593 | 8653 | 0.01084% | 0.01106%
| Aug | 22 | 2 | 5594 | 548.5124 | 570.0122 | 583.499 | 0.01171% | 0.01161% | 0.0116% | 0.01079% | 6579 | 0.01092% | 0.01086% |  | 10.4616 | 23.6582 | 25.736 |  | 5594 | 538.0507 | 546.354 | 557.763 |  | 5594 | 0.01171% | 0.0116% | 0.01155% | 0.01143% | 0.01187% | 0.01286% |  | 5594 | 0.0116% | 0.01155% | 5594 | 485 | 0.01078% | 6813 | 0.0109% | 0.01084% |  | 5594 | 0.01187% | 0.01286% | 0.01237% |  | 5594 | 6579 | 0.01084% | 0.01199%
| Aug | 22 | 3 | 5595 | 547.6348 | 567.3218 | 583.4146 | 0.01169% | 0.01155% | 0.0116% | 0.01079% | 7867 | 0.01092% | 0.01086% |  | 10.4626 | 23.6574 | 25.7345 |  | 5595 | 537.1722 | 543.6644 | 557.6801 |  | 5595 | 0.01169% | 0.01154% | 0.01155% | 0.01144% | 0.01187% | 0.01286% |  | 5595 | 0.01154% | 0.01155% | 5595 | 8730 | 0.01078% | 440 | 0.0109% | 0.01084% |  | 5595 | 0.01187% | 0.01286% | 0.01237% |  | 5595 | 7867 | 0.01084% | 0.01165%
| Aug | 22 | 4 | 5596 | 549.8246 | 571.3249 | 585.7965 | 0.01173% | 0.01163% | 0.01165% | 0.01079% | 8149 | 0.01092% | 0.01086% |  | 10.4636 | 23.6566 | 25.7331 |  | 5596 | 539.361 | 547.6683 | 560.0634 |  | 5596 | 0.01174% | 0.01162% | 0.0116% | 0.01144% | 0.01187% | 0.01286% |  | 5596 | 0.01162% | 0.0116% | 5596 | 388 | 0.01078% | 7444 | 0.0109% | 0.01084% |  | 5596 | 0.01187% | 0.01286% | 0.01237% |  | 5596 | 8149 | 0.01084% | 0.01147%
| Aug | 22 | 5 | 5597 | 560.7421 | 577.0968 | 592.5762 | 0.01197% | 0.01175% | 0.01178% | 0.01079% | 8352 | 0.01092% | 0.01086% |  | 10.4646 | 23.6557 | 25.7316 |  | 5597 | 550.2774 | 553.441 | 566.8446 |  | 5597 | 0.01198% | 0.01175% | 0.01174% | 0.01144% | 0.01187% | 0.01286% |  | 5597 | 0.01175% | 0.01174% | 5597 | 6267 | 0.01078% | 5687 | 0.0109% | 0.01084% |  | 5597 | 0.01187% | 0.01286% | 0.01237% |  | 5597 | 8352 | 0.01084% | 0.01131%
| Aug | 22 | 6 | 5598 | 572.354 | 586.2853 | 598.9246 | 0.01222% | 0.01194% | 0.01191% | 0.01079% | 8284 | 0.01092% | 0.01086% |  | 10.4656 | 23.6549 | 25.7301 |  | 5598 | 561.8884 | 562.6303 | 573.1945 |  | 5598 | 0.01223% | 0.01194% | 0.01187% | 0.01144% | 0.01187% | 0.01286% |  | 5598 | 0.01194% | 0.01187% | 5598 | 316 | 0.01078% | 622 | 0.0109% | 0.01084% |  | 5598 | 0.01187% | 0.01286% | 0.01236% |  | 5598 | 8284 | 0.01084% | 0.01136%
| Aug | 22 | 7 | 5599 | 584.3174 | 596.4047 | 608.1143 | 0.01247% | 0.01214% | 0.01209% | 0.01079% | 1 | 0.01092% | 0.01085% |  | 10.4666 | 23.6541 | 25.7287 |  | 5599 | 573.8508 | 572.7506 | 582.3856 |  | 5599 | 0.01249% | 0.01216% | 0.01206% | 0.01144% | 0.01187% | 0.01286% |  | 5599 | 0.01216% | 0.01206% | 5599 | 8496 | 0.01078% | 7959 | 0.0109% | 0.01084% |  | 5599 | 0.01187% | 0.01286% | 0.01236% |  | 5599 | 1 | 0.01084% | 0.009125%
| Aug | 22 | 8 | 5600 | 591.3598 | 605.9097 | 621.7394 | 0.01262% | 0.01234% | 0.01236% | 0.01079% | 477 | 0.01092% | 0.01085% |  | 10.4676 | 23.6533 | 25.7272 |  | 5600 | 580.8921 | 582.2564 | 596.0122 |  | 5600 | 0.01264% | 0.01236% | 0.01234% | 0.01144% | 0.01187% | 0.01286% |  | 5600 | 0.01236% | 0.01234% | 5600 | 6587 | 0.01078% | 6708 | 0.0109% | 0.01084% |  | 5600 | 0.01187% | 0.01286% | 0.01236% |  | 5600 | 477 | 0.01084% | 0.009319%
| Aug | 22 | 9 | 5601 | 600.4794 | 615.8988 | 630.3665 | 0.01282% | 0.01254% | 0.01253% | 0.01079% | 3221 | 0.01092% | 0.01085% |  | 10.4686 | 23.6524 | 25.7257 |  | 5601 | 590.0108 | 592.2464 | 604.6408 |  | 5601 | 0.01284% | 0.01257% | 0.01252% | 0.01144% | 0.01187% | 0.01286% |  | 5601 | 0.01257% | 0.01252% | 5601 | 289 | 0.01078% | 3221 | 0.0109% | 0.01084% |  | 5601 | 0.01187% | 0.01286% | 0.01236% |  | 5601 | 3221 | 0.01084% | 0.0118%
| Aug | 22 | 10 | 5602 | 610.7545 | 623.9422 | 642.3412 | 0.01304% | 0.01271% | 0.01277% | 0.01079% | 5693 | 0.01092% | 0.01085% |  | 10.4696 | 23.6516 | 25.7242 |  | 5602 | 600.2848 | 600.2906 | 616.617 |  | 5602 | 0.01307% | 0.01274% | 0.01277% | 0.01144% | 0.01187% | 0.01286% |  | 5602 | 0.01274% | 0.01277% | 5602 | 787 | 0.01078% | 1902 | 0.01089% | 0.01084% |  | 5602 | 0.01187% | 0.01286% | 0.01236% |  | 5602 | 5693 | 0.01084% | 0.01231%
| Aug | 22 | 11 | 5603 | 623.5933 | 637.1897 | 653.5002 | 0.01331% | 0.01298% | 0.01299% | 0.01079% | 6203 | 0.01092% | 0.01085% |  | 10.4706 | 23.6508 | 25.7228 |  | 5603 | 613.1227 | 613.5389 | 627.7774 |  | 5603 | 0.01335% | 0.01302% | 0.013% | 0.01144% | 0.01187% | 0.01286% |  | 5603 | 0.01302% | 0.013% | 5603 | 5867 | 0.01078% | 7556 | 0.01089% | 0.01084% |  | 5603 | 0.01187% | 0.01286% | 0.01236% |  | 5603 | 6203 | 0.01084% | 0.01208%
| Aug | 22 | 12 | 5604 | 645.4445 | 654.1982 | 662.943 | 0.01378% | 0.01332% | 0.01318% | 0.01079% | 441 | 0.01092% | 0.01085% |  | 10.4716 | 23.65 | 25.7213 |  | 5604 | 634.9728 | 630.5482 | 637.2217 |  | 5604 | 0.01382% | 0.01338% | 0.0132% | 0.01145% | 0.01187% | 0.01286% |  | 5604 | 0.01338% | 0.0132% | 5604 | 292 | 0.01078% | 453 | 0.01089% | 0.01084% |  | 5604 | 0.01187% | 0.01286% | 0.01236% |  | 5604 | 441 | 0.01084% | 0.009299%
| Aug | 22 | 13 | 5605 | 661.5608 | 676.1593 | 680.3285 | 0.01412% | 0.01377% | 0.01353% | 0.01079% | 7063 | 0.01092% | 0.01085% |  | 10.4726 | 23.6492 | 25.7198 |  | 5605 | 651.0881 | 652.5101 | 654.6086 |  | 5605 | 0.01417% | 0.01385% | 0.01356% | 0.01145% | 0.01187% | 0.01286% |  | 5605 | 0.01385% | 0.01356% | 5605 | 1558 | 0.01078% | 3410 | 0.01089% | 0.01083% |  | 5605 | 0.01187% | 0.01286% | 0.01236% |  | 5605 | 7063 | 0.01083% | 0.01192%
| Aug | 22 | 14 | 5606 | 677.848 | 697.3664 | 687.9146 | 0.01447% | 0.0142% | 0.01368% | 0.01079% | 8656 | 0.01092% | 0.01085% |  | 10.4736 | 23.6483 | 25.7184 |  | 5606 | 667.3743 | 673.718 | 662.1963 |  | 5606 | 0.01453% | 0.0143% | 0.01371% | 0.01145% | 0.01187% | 0.01285% |  | 5606 | 0.0143% | 0.01371% | 5606 | 8498 | 0.01078% | 8646 | 0.01089% | 0.01083% |  | 5606 | 0.01187% | 0.01285% | 0.01236% |  | 5606 | 8656 | 0.01083% | 0.01106%
| Aug | 22 | 15 | 5607 | 685.2772 | 703.5107 | 693.7942 | 0.01463% | 0.01433% | 0.0138% | 0.01079% | 5310 | 0.01091% | 0.01085% |  | 10.4747 | 23.6475 | 25.7169 |  | 5607 | 674.8026 | 679.8631 | 668.0773 |  | 5607 | 0.01469% | 0.01443% | 0.01383% | 0.01145% | 0.01187% | 0.01285% |  | 5607 | 0.01443% | 0.01383% | 5607 | 8549 | 0.01078% | 2813 | 0.01089% | 0.01083% |  | 5607 | 0.01187% | 0.01285% | 0.01236% |  | 5607 | 5310 | 0.01083% | 0.01252%
| Aug | 22 | 16 | 5608 | 687.3734 | 701.1833 | 691.6843 | 0.01467% | 0.01428% | 0.01375% | 0.01079% | 4517 | 0.01091% | 0.01085% |  | 10.4757 | 23.6467 | 25.7155 |  | 5608 | 676.8977 | 677.5366 | 665.9688 |  | 5608 | 0.01473% | 0.01438% | 0.01379% | 0.01145% | 0.01187% | 0.01285% |  | 5608 | 0.01438% | 0.01379% | 5608 | 7897 | 0.01077% | 3149 | 0.01089% | 0.01083% |  | 5608 | 0.01187% | 0.01285% | 0.01236% |  | 5608 | 4517 | 0.01083% | 0.0127%
| Aug | 22 | 17 | 5609 | 676.7526 | 687.9638 | 682.0257 | 0.01444% | 0.01401% | 0.01356% | 0.01079% | 647 | 0.01091% | 0.01085% |  | 10.4767 | 23.6459 | 25.714 |  | 5609 | 666.2759 | 664.3179 | 656.3118 |  | 5609 | 0.0145% | 0.0141% | 0.01359% | 0.01145% | 0.01186% | 0.01285% |  | 5609 | 0.0141% | 0.01359% | 5609 | 1410 | 0.01077% | 6256 | 0.01089% | 0.01083% |  | 5609 | 0.01186% | 0.01285% | 0.01236% |  | 5609 | 647 | 0.01083% | 0.009423%
| Aug | 22 | 18 | 5610 | 657.9284 | 668.6 | 673.2205 | 0.01404% | 0.01362% | 0.01339% | 0.01079% | 8705 | 0.01091% | 0.01085% |  | 10.4777 | 23.6451 | 25.7125 |  | 5610 | 647.4507 | 644.9549 | 647.508 |  | 5610 | 0.01409% | 0.01369% | 0.01341% | 0.01145% | 0.01186% | 0.01285% |  | 5610 | 0.01369% | 0.01341% | 5610 | 290 | 0.01077% | 8318 | 0.01089% | 0.01083% |  | 5610 | 0.01186% | 0.01285% | 0.01236% |  | 5610 | 8705 | 0.01083% | 0.01102%
| Aug | 22 | 19 | 5611 | 645.1669 | 652.029 | 659.7829 | 0.01377% | 0.01328% | 0.01312% | 0.01079% | 7217 | 0.01091% | 0.01085% |  | 10.4787 | 23.6443 | 25.7111 |  | 5611 | 634.6882 | 628.3848 | 634.0719 |  | 5611 | 0.01382% | 0.01334% | 0.01313% | 0.01145% | 0.01186% | 0.01285% |  | 5611 | 0.01334% | 0.01313% | 5611 | 2577 | 0.01077% | 127 | 0.01089% | 0.01083% |  | 5611 | 0.01186% | 0.01285% | 0.01236% |  | 5611 | 7217 | 0.01083% | 0.01189%
| Aug | 22 | 20 | 5612 | 634.1142 | 645.0283 | 654.7661 | 0.01353% | 0.01314% | 0.01302% | 0.01079% | 399 | 0.01091% | 0.01085% |  | 10.4797 | 23.6435 | 25.7096 |  | 5612 | 623.6345 | 621.3848 | 629.0565 |  | 5612 | 0.01358% | 0.01319% | 0.01303% | 0.01145% | 0.01186% | 0.01285% |  | 5612 | 0.01319% | 0.01303% | 5612 | 2020 | 0.01077% | 7322 | 0.01089% | 0.01083% |  | 5612 | 0.01186% | 0.01285% | 0.01236% |  | 5612 | 399 | 0.01083% | 0.009277%
| Aug | 22 | 21 | 5613 | 620.159 | 627.9174 | 644.5074 | 0.01324% | 0.01279% | 0.01282% | 0.01079% | 6226 | 0.01091% | 0.01085% |  | 10.4807 | 23.6426 | 25.7081 |  | 5613 | 609.6783 | 604.2748 | 618.7992 |  | 5613 | 0.01327% | 0.01283% | 0.01281% | 0.01146% | 0.01186% | 0.01285% |  | 5613 | 0.01283% | 0.01281% | 5613 | 963 | 0.01077% | 2793 | 0.01089% | 0.01083% |  | 5613 | 0.01186% | 0.01285% | 0.01236% |  | 5613 | 6226 | 0.01083% | 0.01208%
| Aug | 22 | 22 | 5614 | 596.0511 | 608.777 | 619.9109 | 0.01272% | 0.0124% | 0.01233% | 0.01079% | 8305 | 0.01091% | 0.01085% |  | 10.4817 | 23.6418 | 25.7067 |  | 5614 | 585.5694 | 585.1352 | 594.2042 |  | 5614 | 0.01275% | 0.01242% | 0.01231% | 0.01146% | 0.01186% | 0.01285% |  | 5614 | 0.01242% | 0.01231% | 5614 | 6593 | 0.01077% | 6847 | 0.01089% | 0.01083% |  | 5614 | 0.01186% | 0.01285% | 0.01236% |  | 5614 | 8305 | 0.01083% | 0.01135%
| Aug | 22 | 23 | 5615 | 580.1013 | 590.1301 | 602.9381 | 0.01238% | 0.01202% | 0.01199% | 0.01079% | 7064 | 0.01091% | 0.01085% |  | 10.4827 | 23.641 | 25.7052 |  | 5615 | 569.6186 | 566.4891 | 577.2328 |  | 5615 | 0.0124% | 0.01202% | 0.01195% | 0.01146% | 0.01186% | 0.01285% |  | 5615 | 0.01202% | 0.01195% | 5615 | 5739 | 0.01077% | 7466 | 0.01089% | 0.01083% |  | 5615 | 0.01186% | 0.01285% | 0.01236% |  | 5615 | 7064 | 0.01083% | 0.01192%
| Aug | 23 | 0 | 5616 | 567.7262 | 581.2767 | 590.8414 | 0.01212% | 0.01184% | 0.01175% | 0.01079% | 8304 | 0.01091% | 0.01085% |  | 10.4837 | 23.6402 | 25.7038 |  | 5616 | 557.2424 | 557.6365 | 565.1377 |  | 5616 | 0.01213% | 0.01184% | 0.0117% | 0.01146% | 0.01186% | 0.01285% |  | 5616 | 0.01184% | 0.0117% | 5616 | 6264 | 0.01077% | 6448 | 0.01089% | 0.01083% |  | 5616 | 0.01186% | 0.01285% | 0.01235% |  | 5616 | 8304 | 0.01083% | 0.01135%
| Aug | 23 | 1 | 5617 | 558.7337 | 576.8268 | 582.355 | 0.01192% | 0.01175% | 0.01158% | 0.01079% | 7883 | 0.01091% | 0.01085% |  | 10.4847 | 23.6394 | 25.7023 |  | 5617 | 548.249 | 553.1874 | 556.6527 |  | 5617 | 0.01193% | 0.01174% | 0.01153% | 0.01146% | 0.01186% | 0.01285% |  | 5617 | 0.01174% | 0.01153% | 5617 | 6629 | 0.01077% | 3411 | 0.01089% | 0.01083% |  | 5617 | 0.01186% | 0.01285% | 0.01235% |  | 5617 | 7883 | 0.01083% | 0.01164%
| Aug | 23 | 2 | 5618 | 555.4873 | 572.1162 | 580.3108 | 0.01186% | 0.01165% | 0.01154% | 0.01079% | 7554 | 0.01091% | 0.01085% |  | 10.4857 | 23.6386 | 25.7008 |  | 5618 | 545.0016 | 548.4776 | 554.6099 |  | 5618 | 0.01186% | 0.01164% | 0.01149% | 0.01146% | 0.01186% | 0.01285% |  | 5618 | 0.01164% | 0.01149% | 5618 | 3079 | 0.01077% | 6235 | 0.01089% | 0.01083% |  | 5618 | 0.01186% | 0.01285% | 0.01235% |  | 5618 | 7554 | 0.01083% | 0.0118%
| Aug | 23 | 3 | 5619 | 556.2293 | 571.7159 | 580.6015 | 0.01187% | 0.01164% | 0.01154% | 0.01079% | 2797 | 0.01091% | 0.01085% |  | 10.4867 | 23.6378 | 25.6994 |  | 5619 | 545.7426 | 548.0781 | 554.9021 |  | 5619 | 0.01188% | 0.01163% | 0.01149% | 0.01146% | 0.01186% | 0.01284% |  | 5619 | 0.01163% | 0.01149% | 5619 | 2864 | 0.01077% | 783 | 0.01089% | 0.01083% |  | 5619 | 0.01186% | 0.01284% | 0.01235% |  | 5619 | 2797 | 0.01083% | 0.01133%
| Aug | 23 | 4 | 5620 | 557.9467 | 573.4102 | 580.1889 | 0.01191% | 0.01168% | 0.01154% | 0.01079% | 7597 | 0.01091% | 0.01085% |  | 10.4877 | 23.637 | 25.6979 |  | 5620 | 547.4589 | 549.7732 | 554.4909 |  | 5620 | 0.01192% | 0.01167% | 0.01148% | 0.01146% | 0.01186% | 0.01284% |  | 5620 | 0.01167% | 0.01148% | 5620 | 7061 | 0.01077% | 8731 | 0.01089% | 0.01083% |  | 5620 | 0.01186% | 0.01284% | 0.01235% |  | 5620 | 7597 | 0.01083% | 0.01179%
| Aug | 23 | 5 | 5621 | 563.7638 | 579.9548 | 584.6055 | 0.01203% | 0.01181% | 0.01162% | 0.01079% | 3149 | 0.01091% | 0.01085% |  | 10.4888 | 23.6362 | 25.6965 |  | 5621 | 553.2751 | 556.3186 | 558.9091 |  | 5621 | 0.01204% | 0.01181% | 0.01157% | 0.01146% | 0.01186% | 0.01284% |  | 5621 | 0.01181% | 0.01157% | 5621 | 8318 | 0.01077% | 7573 | 0.01089% | 0.01083% |  | 5621 | 0.01186% | 0.01284% | 0.01235% |  | 5621 | 3149 | 0.01083% | 0.01172%
| Aug | 23 | 6 | 5622 | 573.6 | 585.5498 | 590.2694 | 0.01224% | 0.01192% | 0.01174% | 0.01079% | 6210 | 0.01091% | 0.01085% |  | 10.4898 | 23.6354 | 25.695 |  | 5622 | 563.1103 | 561.9144 | 564.5744 |  | 5622 | 0.01226% | 0.01193% | 0.01169% | 0.01147% | 0.01186% | 0.01284% |  | 5622 | 0.01193% | 0.01169% | 5622 | 8642 | 0.01077% | 8676 | 0.01089% | 0.01083% |  | 5622 | 0.01186% | 0.01284% | 0.01235% |  | 5622 | 6210 | 0.01083% | 0.01208%
| Aug | 23 | 7 | 5623 | 587.3628 | 596.7212 | 604.8885 | 0.01254% | 0.01215% | 0.01203% | 0.01079% | 2732 | 0.01091% | 0.01085% |  | 10.4908 | 23.6346 | 25.6936 |  | 5623 | 576.8721 | 573.0867 | 579.195 |  | 5623 | 0.01256% | 0.01216% | 0.01199% | 0.01147% | 0.01186% | 0.01284% |  | 5623 | 0.01216% | 0.01199% | 5623 | 2648 | 0.01077% | 8260 | 0.01089% | 0.01083% |  | 5623 | 0.01186% | 0.01284% | 0.01235% |  | 5623 | 2732 | 0.01083% | 0.01126%
| Aug | 23 | 8 | 5624 | 600.3154 | 602.0835 | 615.7192 | 0.01281% | 0.01226% | 0.01224% | 0.01078% | 5977 | 0.01091% | 0.01085% |  | 10.4918 | 23.6338 | 25.6921 |  | 5624 | 589.8236 | 578.4497 | 590.0271 |  | 5624 | 0.01284% | 0.01228% | 0.01222% | 0.01147% | 0.01186% | 0.01284% |  | 5624 | 0.01228% | 0.01222% | 5624 | 693 | 0.01077% | 4516 | 0.01089% | 0.01083% |  | 5624 | 0.01186% | 0.01284% | 0.01235% |  | 5624 | 5977 | 0.01083% | 0.01217%
| Aug | 23 | 9 | 5625 | 617.1878 | 612.0633 | 628.8849 | 0.01317% | 0.01246% | 0.01251% | 0.01078% | 6515 | 0.01091% | 0.01085% |  | 10.4928 | 23.633 | 25.6906 |  | 5625 | 606.695 | 588.4303 | 603.1943 |  | 5625 | 0.01321% | 0.01249% | 0.01249% | 0.01147% | 0.01186% | 0.01284% |  | 5625 | 0.01249% | 0.01249% | 5625 | 6810 | 0.01077% | 6811 | 0.01089% | 0.01083% |  | 5625 | 0.01186% | 0.01284% | 0.01235% |  | 5625 | 6515 | 0.01083% | 0.012%
| Aug | 23 | 10 | 5626 | 629.1235 | 624.2308 | 639.303 | 0.01343% | 0.01271% | 0.01271% | 0.01078% | 539 | 0.01091% | 0.01085% |  | 10.4938 | 23.6322 | 25.6892 |  | 5626 | 618.6297 | 600.5987 | 613.6138 |  | 5626 | 0.01347% | 0.01275% | 0.01271% | 0.01147% | 0.01186% | 0.01284% |  | 5626 | 0.01275% | 0.01271% | 5626 | 6779 | 0.01077% | 3471 | 0.01089% | 0.01083% |  | 5626 | 0.01186% | 0.01284% | 0.01235% |  | 5626 | 539 | 0.01083% | 0.009355%
| Aug | 23 | 11 | 5627 | 644.0376 | 637.7296 | 648.2395 | 0.01375% | 0.01299% | 0.01289% | 0.01078% | 2806 | 0.01091% | 0.01085% |  | 10.4948 | 23.6314 | 25.6877 |  | 5627 | 633.5427 | 614.0983 | 622.5518 |  | 5627 | 0.01379% | 0.01303% | 0.01289% | 0.01147% | 0.01186% | 0.01284% |  | 5627 | 0.01303% | 0.01289% | 5627 | 265 | 0.01077% | 2790 | 0.01089% | 0.01083% |  | 5627 | 0.01186% | 0.01284% | 0.01235% |  | 5627 | 2806 | 0.01083% | 0.01134%
| Aug | 23 | 12 | 5628 | 663.2435 | 647.5232 | 658.0106 | 0.01416% | 0.01319% | 0.01308% | 0.01078% | 8673 | 0.01091% | 0.01085% |  | 10.4958 | 23.6306 | 25.6863 |  | 5628 | 652.7477 | 623.8927 | 632.3243 |  | 5628 | 0.01421% | 0.01324% | 0.01309% | 0.01147% | 0.01186% | 0.01284% |  | 5628 | 0.01324% | 0.01309% | 5628 | 3010 | 0.01077% | 6236 | 0.01089% | 0.01083% |  | 5628 | 0.01186% | 0.01284% | 0.01235% |  | 5628 | 8673 | 0.01083% | 0.01104%
| Aug | 23 | 13 | 5629 | 676.875 | 661.2548 | 665.2686 | 0.01445% | 0.01347% | 0.01323% | 0.01078% | 533 | 0.01091% | 0.01085% |  | 10.4968 | 23.6298 | 25.6848 |  | 5629 | 666.3782 | 637.625 | 639.5838 |  | 5629 | 0.01451% | 0.01353% | 0.01324% | 0.01147% | 0.01186% | 0.01284% |  | 5629 | 0.01353% | 0.01324% | 5629 | 3013 | 0.01077% | 8256 | 0.01089% | 0.01083% |  | 5629 | 0.01186% | 0.01284% | 0.01235% |  | 5629 | 533 | 0.01083% | 0.009352%
| Aug | 23 | 14 | 5630 | 687.9536 | 668.6558 | 674.4583 | 0.01468% | 0.01362% | 0.01341% | 0.01078% | 8116 | 0.01091% | 0.01085% |  | 10.4979 | 23.629 | 25.6834 |  | 5630 | 677.4557 | 645.0269 | 648.7749 |  | 5630 | 0.01475% | 0.01369% | 0.01344% | 0.01147% | 0.01186% | 0.01284% |  | 5630 | 0.01369% | 0.01344% | 5630 | 352 | 0.01077% | 6522 | 0.01088% | 0.01083% |  | 5630 | 0.01186% | 0.01284% | 0.01235% |  | 5630 | 8116 | 0.01083% | 0.01149%
| Aug | 23 | 15 | 5631 | 690.9411 | 675.126 | 679.2501 | 0.01475% | 0.01375% | 0.01351% | 0.01078% | 2953 | 0.01091% | 0.01085% |  | 10.4989 | 23.6282 | 25.6819 |  | 5631 | 680.4422 | 651.4978 | 653.5681 |  | 5631 | 0.01481% | 0.01383% | 0.01353% | 0.01148% | 0.01186% | 0.01284% |  | 5631 | 0.01383% | 0.01353% | 5631 | 7821 | 0.01077% | 6227 | 0.01088% | 0.01083% |  | 5631 | 0.01186% | 0.01284% | 0.01235% |  | 5631 | 2953 | 0.01083% | 0.0115%
| Aug | 23 | 16 | 5632 | 681.2676 | 675.8521 | 673.8394 | 0.01454% | 0.01376% | 0.0134% | 0.01078% | 6810 | 0.01091% | 0.01085% |  | 10.4999 | 23.6274 | 25.6805 |  | 5632 | 670.7677 | 652.2247 | 648.1589 |  | 5632 | 0.0146% | 0.01384% | 0.01342% | 0.01148% | 0.01186% | 0.01284% |  | 5632 | 0.01384% | 0.01342% | 5632 | 7303 | 0.01077% | 7557 | 0.01088% | 0.01082% |  | 5632 | 0.01186% | 0.01284% | 0.01235% |  | 5632 | 6810 | 0.01082% | 0.01196%
| Aug | 23 | 17 | 5633 | 664.6896 | 668.3393 | 675.8086 | 0.01419% | 0.01361% | 0.01344% | 0.01078% | 8474 | 0.01091% | 0.01085% |  | 10.5009 | 23.6266 | 25.679 |  | 5633 | 654.1887 | 644.7128 | 650.1296 |  | 5633 | 0.01424% | 0.01368% | 0.01346% | 0.01148% | 0.01186% | 0.01283% |  | 5633 | 0.01368% | 0.01346% | 5633 | 2909 | 0.01077% | 8637 | 0.01088% | 0.01082% |  | 5633 | 0.01186% | 0.01283% | 0.01234% |  | 5633 | 8474 | 0.01082% | 0.01121%
| Aug | 23 | 18 | 5634 | 641.7896 | 653.4162 | 659.5391 | 0.0137% | 0.01331% | 0.01311% | 0.01078% | 546 | 0.01091% | 0.01084% |  | 10.5019 | 23.6258 | 25.6776 |  | 5634 | 631.2876 | 629.7904 | 633.8615 |  | 5634 | 0.01374% | 0.01337% | 0.01313% | 0.01148% | 0.01185% | 0.01283% |  | 5634 | 0.01337% | 0.01313% | 5634 | 6334 | 0.01077% | 575 | 0.01088% | 0.01082% |  | 5634 | 0.01185% | 0.01283% | 0.01234% |  | 5634 | 546 | 0.01082% | 0.00936%
| Aug | 23 | 19 | 5635 | 632.3403 | 643.8181 | 648.9522 | 0.0135% | 0.01311% | 0.0129% | 0.01078% | 3257 | 0.01091% | 0.01084% |  | 10.5029 | 23.625 | 25.6761 |  | 5635 | 621.8374 | 620.1931 | 623.2761 |  | 5635 | 0.01354% | 0.01316% | 0.01291% | 0.01148% | 0.01185% | 0.01283% |  | 5635 | 0.01316% | 0.01291% | 5635 | 3356 | 0.01077% | 243 | 0.01088% | 0.01082% |  | 5635 | 0.01185% | 0.01283% | 0.01234% |  | 5635 | 3257 | 0.01082% | 0.01183%
| Aug | 23 | 20 | 5636 | 629.2733 | 639.9081 | 640.5596 | 0.01343% | 0.01303% | 0.01274% | 0.01078% | 7113 | 0.01091% | 0.01084% |  | 10.5039 | 23.6242 | 25.6747 |  | 5636 | 618.7694 | 616.2839 | 614.8849 |  | 5636 | 0.01347% | 0.01308% | 0.01273% | 0.01148% | 0.01185% | 0.01283% |  | 5636 | 0.01308% | 0.01273% | 5636 | 3330 | 0.01077% | 6125 | 0.01088% | 0.01082% |  | 5636 | 0.01185% | 0.01283% | 0.01234% |  | 5636 | 7113 | 0.01082% | 0.01191%
| Aug | 23 | 21 | 5637 | 618.3642 | 624.9384 | 626.053 | 0.0132% | 0.01273% | 0.01245% | 0.01078% | 208 | 0.01091% | 0.01084% |  | 10.505 | 23.6234 | 25.6732 |  | 5637 | 607.8592 | 601.315 | 600.3797 |  | 5637 | 0.01323% | 0.01276% | 0.01243% | 0.01148% | 0.01185% | 0.01283% |  | 5637 | 0.01276% | 0.01243% | 5637 | 6828 | 0.01077% | 5345 | 0.01088% | 0.01082% |  | 5637 | 0.01185% | 0.01283% | 0.01234% |  | 5637 | 208 | 0.01082% | 0.009195%
| Aug | 23 | 22 | 5638 | 598.1597 | 608.3209 | 606.0888 | 0.01277% | 0.01239% | 0.01205% | 0.01078% | 6447 | 0.0109% | 0.01084% |  | 10.506 | 23.6226 | 25.6718 |  | 5638 | 587.6537 | 584.6983 | 580.417 |  | 5638 | 0.01279% | 0.01241% | 0.01202% | 0.01148% | 0.01185% | 0.01283% |  | 5638 | 0.01241% | 0.01202% | 5638 | 8404 | 0.01077% | 5523 | 0.01088% | 0.01082% |  | 5638 | 0.01185% | 0.01283% | 0.01234% |  | 5638 | 6447 | 0.01082% | 0.01202%
| Aug | 23 | 23 | 5639 | 581.5495 | 590.4652 | 591.9854 | 0.01241% | 0.01202% | 0.01177% | 0.01078% | 3470 | 0.0109% | 0.01084% |  | 10.507 | 23.6218 | 25.6703 |  | 5639 | 571.0425 | 566.8434 | 566.3151 |  | 5639 | 0.01243% | 0.01203% | 0.01173% | 0.01148% | 0.01185% | 0.01283% |  | 5639 | 0.01203% | 0.01173% | 5639 | 267 | 0.01077% | 528 | 0.01088% | 0.01082% |  | 5639 | 0.01185% | 0.01283% | 0.01234% |  | 5639 | 3470 | 0.01082% | 0.01205%
| Aug | 24 | 0 | 5640 | 569.8906 | 576.3055 | 580.067 | 0.01216% | 0.01174% | 0.01153% | 0.01078% | 1096 | 0.0109% | 0.01084% |  | 10.508 | 23.621 | 25.6689 |  | 5640 | 559.3826 | 552.6845 | 554.3981 |  | 5640 | 0.01218% | 0.01173% | 0.01148% | 0.01149% | 0.01185% | 0.01283% |  | 5640 | 0.01173% | 0.01148% | 5640 | 3164 | 0.01077% | 7895 | 0.01088% | 0.01082% |  | 5640 | 0.01185% | 0.01283% | 0.01234% |  | 5640 | 1096 | 0.01082% | 0.00976%
| Aug | 24 | 1 | 5641 | 563.1519 | 571.2132 | 575.941 | 0.01202% | 0.01163% | 0.01145% | 0.01078% | 312 | 0.0109% | 0.01084% |  | 10.509 | 23.6202 | 25.6675 |  | 5641 | 552.6429 | 547.5929 | 550.2735 |  | 5641 | 0.01203% | 0.01162% | 0.0114% | 0.01149% | 0.01185% | 0.01283% |  | 5641 | 0.01162% | 0.0114% | 5641 | 302 | 0.01077% | 5835 | 0.01088% | 0.01082% |  | 5641 | 0.01185% | 0.01283% | 0.01234% |  | 5641 | 312 | 0.01082% | 0.009237%
| Aug | 24 | 2 | 5642 | 557.1621 | 566.8098 | 570.7085 | 0.01189% | 0.01154% | 0.01135% | 0.01078% | 650 | 0.0109% | 0.01084% |  | 10.51 | 23.6194 | 25.666 |  | 5642 | 546.652 | 543.1903 | 545.0425 |  | 5642 | 0.0119% | 0.01153% | 0.01129% | 0.01149% | 0.01185% | 0.01283% |  | 5642 | 0.01153% | 0.01129% | 5642 | 7647 | 0.01076% | 3257 | 0.01088% | 0.01082% |  | 5642 | 0.01185% | 0.01283% | 0.01234% |  | 5642 | 650 | 0.01082% | 0.009425%
| Aug | 24 | 3 | 5643 | 556.0579 | 566.2419 | 569.5738 | 0.01187% | 0.01153% | 0.01133% | 0.01078% | 6012 | 0.0109% | 0.01084% |  | 10.511 | 23.6186 | 25.6646 |  | 5643 | 545.5468 | 542.6232 | 543.9093 |  | 5643 | 0.01188% | 0.01152% | 0.01126% | 0.01149% | 0.01185% | 0.01283% |  | 5643 | 0.01152% | 0.01126% | 5643 | 2289 | 0.01076% | 313 | 0.01088% | 0.01082% |  | 5643 | 0.01185% | 0.01283% | 0.01234% |  | 5643 | 6012 | 0.01082% | 0.01216%
| Aug | 24 | 4 | 5644 | 559.7282 | 568.8485 | 570.1833 | 0.01195% | 0.01158% | 0.01134% | 0.01078% | 7296 | 0.0109% | 0.01084% |  | 10.5121 | 23.6178 | 25.6631 |  | 5644 | 549.2161 | 545.2307 | 544.5202 |  | 5644 | 0.01196% | 0.01157% | 0.01128% | 0.01149% | 0.01185% | 0.01283% |  | 5644 | 0.01157% | 0.01128% | 5644 | 6569 | 0.01076% | 8307 | 0.01088% | 0.01082% |  | 5644 | 0.01185% | 0.01283% | 0.01234% |  | 5644 | 7296 | 0.01082% | 0.01188%
| Aug | 24 | 5 | 5645 | 564.6994 | 577.1619 | 571.4118 | 0.01205% | 0.01175% | 0.01136% | 0.01078% | 2954 | 0.0109% | 0.01084% |  | 10.5131 | 23.6171 | 25.6617 |  | 5645 | 554.1863 | 553.5449 | 545.7501 |  | 5645 | 0.01206% | 0.01175% | 0.0113% | 0.01149% | 0.01185% | 0.01283% |  | 5645 | 0.01175% | 0.0113% | 5645 | 8639 | 0.01076% | 6031 | 0.01088% | 0.01082% |  | 5645 | 0.01185% | 0.01283% | 0.01234% |  | 5645 | 2954 | 0.01082% | 0.0115%
| Aug | 24 | 6 | 5646 | 571.509 | 583.1945 | 570.8679 | 0.0122% | 0.01188% | 0.01135% | 0.01078% | 6141 | 0.0109% | 0.01084% |  | 10.5141 | 23.6163 | 25.6602 |  | 5646 | 560.9949 | 559.5782 | 545.2076 |  | 5646 | 0.01221% | 0.01188% | 0.01129% | 0.01149% | 0.01185% | 0.01283% |  | 5646 | 0.01188% | 0.01129% | 5646 | 8735 | 0.01076% | 8706 | 0.01088% | 0.01082% |  | 5646 | 0.01185% | 0.01283% | 0.01234% |  | 5646 | 6141 | 0.01082% | 0.0121%
| Aug | 24 | 7 | 5647 | 581.7833 | 593.7049 | 581.286 | 0.01242% | 0.01209% | 0.01156% | 0.01078% | 6299 | 0.0109% | 0.01084% |  | 10.5151 | 23.6155 | 25.6588 |  | 5647 | 571.2682 | 570.0895 | 555.6272 |  | 5647 | 0.01244% | 0.0121% | 0.01151% | 0.01149% | 0.01185% | 0.01282% |  | 5647 | 0.0121% | 0.01151% | 5647 | 6641 | 0.01076% | 6204 | 0.01088% | 0.01082% |  | 5647 | 0.01185% | 0.01282% | 0.01234% |  | 5647 | 6299 | 0.01082% | 0.01205%
| Aug | 24 | 8 | 5648 | 590.4742 | 602.6979 | 594.0391 | 0.0126% | 0.01227% | 0.01181% | 0.01078% | 5836 | 0.0109% | 0.01084% |  | 10.5161 | 23.6147 | 25.6574 |  | 5648 | 579.958 | 579.0832 | 568.3817 |  | 5648 | 0.01262% | 0.01229% | 0.01177% | 0.01149% | 0.01185% | 0.01282% |  | 5648 | 0.01229% | 0.01177% | 5648 | 6568 | 0.01076% | 7044 | 0.01088% | 0.01082% |  | 5648 | 0.01185% | 0.01282% | 0.01234% |  | 5648 | 5836 | 0.01082% | 0.01224%
| Aug | 24 | 9 | 5649 | 603.4614 | 609.2239 | 604.7291 | 0.01288% | 0.01241% | 0.01202% | 0.01078% | 7555 | 0.0109% | 0.01084% |  | 10.5172 | 23.6139 | 25.6559 |  | 5649 | 592.9442 | 585.61 | 579.0732 |  | 5649 | 0.01291% | 0.01243% | 0.01199% | 0.0115% | 0.01185% | 0.01282% |  | 5649 | 0.01243% | 0.01199% | 5649 | 3157 | 0.01076% | 5503 | 0.01088% | 0.01082% |  | 5649 | 0.01185% | 0.01282% | 0.01234% |  | 5649 | 7555 | 0.01082% | 0.0118%
| Aug | 24 | 10 | 5650 | 611.0155 | 616.0943 | 613.9188 | 0.01304% | 0.01255% | 0.01221% | 0.01078% | 6212 | 0.0109% | 0.01084% |  | 10.5182 | 23.6131 | 25.6545 |  | 5650 | 600.4973 | 592.4812 | 588.2643 |  | 5650 | 0.01307% | 0.01258% | 0.01218% | 0.0115% | 0.01185% | 0.01282% |  | 5650 | 0.01258% | 0.01218% | 5650 | 349 | 0.01076% | 3557 | 0.01088% | 0.01082% |  | 5650 | 0.01185% | 0.01282% | 0.01234% |  | 5650 | 6212 | 0.01082% | 0.01208%
| Aug | 24 | 11 | 5651 | 617.3678 | 622.0897 | 621.6175 | 0.01318% | 0.01267% | 0.01236% | 0.01078% | 6836 | 0.0109% | 0.01084% |  | 10.5192 | 23.6124 | 25.653 |  | 5651 | 606.8486 | 598.4773 | 595.9645 |  | 5651 | 0.01321% | 0.0127% | 0.01234% | 0.0115% | 0.01185% | 0.01282% |  | 5651 | 0.0127% | 0.01234% | 5651 | 2143 | 0.01076% | 8552 | 0.01088% | 0.01082% |  | 5651 | 0.01185% | 0.01282% | 0.01233% |  | 5651 | 6836 | 0.01082% | 0.01195%
| Aug | 24 | 12 | 5652 | 624.931 | 630.8127 | 628.2472 | 0.01334% | 0.01285% | 0.01249% | 0.01078% | 8660 | 0.0109% | 0.01084% |  | 10.5202 | 23.6116 | 25.6516 |  | 5652 | 614.4107 | 607.2011 | 602.5956 |  | 5652 | 0.01337% | 0.01289% | 0.01248% | 0.0115% | 0.01185% | 0.01282% |  | 5652 | 0.01289% | 0.01248% | 5652 | 1381 | 0.01076% | 114 | 0.01088% | 0.01082% |  | 5652 | 0.01185% | 0.01282% | 0.01233% |  | 5652 | 8660 | 0.01082% | 0.01105%
| Aug | 24 | 13 | 5653 | 629.9761 | 638.1486 | 631.8762 | 0.01345% | 0.01299% | 0.01256% | 0.01078% | 7037 | 0.0109% | 0.01084% |  | 10.5212 | 23.6108 | 25.6502 |  | 5653 | 619.4549 | 614.5378 | 606.2261 |  | 5653 | 0.01348% | 0.01304% | 0.01255% | 0.0115% | 0.01185% | 0.01282% |  | 5653 | 0.01304% | 0.01255% | 5653 | 2032 | 0.01076% | 7297 | 0.01088% | 0.01082% |  | 5653 | 0.01185% | 0.01282% | 0.01233% |  | 5653 | 7037 | 0.01082% | 0.01193%
| Aug | 24 | 14 | 5654 | 635.9103 | 640.597 | 637.4276 | 0.01357% | 0.01304% | 0.01267% | 0.01078% | 648 | 0.0109% | 0.01084% |  | 10.5223 | 23.61 | 25.6487 |  | 5654 | 625.3881 | 616.987 | 611.7788 |  | 5654 | 0.01361% | 0.0131% | 0.01267% | 0.0115% | 0.01185% | 0.01282% |  | 5654 | 0.0131% | 0.01267% | 5654 | 1534 | 0.01076% | 605 | 0.01088% | 0.01082% |  | 5654 | 0.01185% | 0.01282% | 0.01233% |  | 5654 | 648 | 0.01082% | 0.009424%
| Aug | 24 | 15 | 5655 | 636.6407 | 647.4488 | 642.782 | 0.01359% | 0.01318% | 0.01278% | 0.01078% | 7897 | 0.0109% | 0.01084% |  | 10.5233 | 23.6092 | 25.6473 |  | 5655 | 626.1174 | 623.8395 | 617.1347 |  | 5655 | 0.01363% | 0.01324% | 0.01278% | 0.0115% | 0.01185% | 0.01282% |  | 5655 | 0.01324% | 0.01278% | 5655 | 3325 | 0.01076% | 7022 | 0.01088% | 0.01082% |  | 5655 | 0.01185% | 0.01282% | 0.01233% |  | 5655 | 7897 | 0.01082% | 0.01163%
| Aug | 24 | 16 | 5656 | 630.1364 | 646.4433 | 641.2722 | 0.01345% | 0.01316% | 0.01275% | 0.01078% | 7211 | 0.0109% | 0.01084% |  | 10.5243 | 23.6085 | 25.6458 |  | 5656 | 619.6121 | 622.8349 | 615.6264 |  | 5656 | 0.01349% | 0.01322% | 0.01275% | 0.0115% | 0.01185% | 0.01282% |  | 5656 | 0.01322% | 0.01275% | 5656 | 6657 | 0.01076% | 6960 | 0.01088% | 0.01082% |  | 5656 | 0.01185% | 0.01282% | 0.01233% |  | 5656 | 7211 | 0.01082% | 0.0119%
| Aug | 24 | 17 | 5657 | 621.4836 | 637.0314 | 633.2922 | 0.01326% | 0.01297% | 0.01259% | 0.01077% | 5499 | 0.0109% | 0.01084% |  | 10.5253 | 23.6077 | 25.6444 |  | 5657 | 610.9582 | 613.4237 | 607.6478 |  | 5657 | 0.0133% | 0.01302% | 0.01258% | 0.0115% | 0.01185% | 0.01282% |  | 5657 | 0.01302% | 0.01258% | 5657 | 1461 | 0.01076% | 6209 | 0.01088% | 0.01082% |  | 5657 | 0.01185% | 0.01282% | 0.01233% |  | 5657 | 5499 | 0.01082% | 0.01242%
| Aug | 24 | 18 | 5658 | 609.4059 | 625.0035 | 622.8928 | 0.01301% | 0.01273% | 0.01239% | 0.01077% | 6300 | 0.0109% | 0.01084% |  | 10.5263 | 23.6069 | 25.643 |  | 5658 | 598.8796 | 601.3966 | 597.2499 |  | 5658 | 0.01304% | 0.01276% | 0.01237% | 0.01151% | 0.01185% | 0.01282% |  | 5658 | 0.01276% | 0.01237% | 5658 | 2976 | 0.01076% | 7372 | 0.01088% | 0.01082% |  | 5658 | 0.01185% | 0.01282% | 0.01233% |  | 5658 | 6300 | 0.01082% | 0.01205%
| Aug | 24 | 19 | 5659 | 598.7829 | 614.0462 | 613.5531 | 0.01278% | 0.0125% | 0.0122% | 0.01077% | 3518 | 0.0109% | 0.01084% |  | 10.5274 | 23.6061 | 25.6415 |  | 5659 | 588.2556 | 590.4401 | 587.9116 |  | 5659 | 0.01281% | 0.01253% | 0.01217% | 0.01151% | 0.01184% | 0.01282% |  | 5659 | 0.01253% | 0.01217% | 5659 | 720 | 0.01076% | 8039 | 0.01087% | 0.01082% |  | 5659 | 0.01184% | 0.01282% | 0.01233% |  | 5659 | 3518 | 0.01082% | 0.01209%
| Aug | 24 | 20 | 5660 | 596.5853 | 615.9361 | 608.2362 | 0.01273% | 0.01254% | 0.01209% | 0.01077% | 7284 | 0.0109% | 0.01084% |  | 10.5284 | 23.6053 | 25.6401 |  | 5660 | 586.0569 | 592.3307 | 582.5961 |  | 5660 | 0.01276% | 0.01257% | 0.01206% | 0.01151% | 0.01184% | 0.01282% |  | 5660 | 0.01257% | 0.01206% | 5660 | 767 | 0.01076% | 5343 | 0.01087% | 0.01082% |  | 5660 | 0.01184% | 0.01282% | 0.01233% |  | 5660 | 7284 | 0.01082% | 0.01188%
| Aug | 24 | 21 | 5661 | 586.1796 | 601.7484 | 596.5709 | 0.01251% | 0.01225% | 0.01186% | 0.01077% | 17 | 0.0109% | 0.01084% |  | 10.5294 | 23.6046 | 25.6387 |  | 5661 | 575.6501 | 578.1438 | 570.9322 |  | 5661 | 0.01253% | 0.01227% | 0.01182% | 0.01151% | 0.01184% | 0.01281% |  | 5661 | 0.01227% | 0.01182% | 5661 | 1947 | 0.01076% | 8355 | 0.01087% | 0.01082% |  | 5661 | 0.01184% | 0.01281% | 0.01233% |  | 5661 | 17 | 0.01082% | 0.009129%
| Aug | 24 | 22 | 5662 | 566.6114 | 588.0727 | 582.8051 | 0.01209% | 0.01198% | 0.01159% | 0.01077% | 8473 | 0.0109% | 0.01083% |  | 10.5304 | 23.6038 | 25.6372 |  | 5662 | 556.081 | 564.4689 | 557.1679 |  | 5662 | 0.0121% | 0.01198% | 0.01154% | 0.01151% | 0.01184% | 0.01281% |  | 5662 | 0.01198% | 0.01154% | 5662 | 6005 | 0.01076% | 7307 | 0.01087% | 0.01082% |  | 5662 | 0.01184% | 0.01281% | 0.01233% |  | 5662 | 8473 | 0.01082% | 0.01121%
| Aug | 24 | 23 | 5663 | 557.1692 | 576.2496 | 570.6522 | 0.01189% | 0.01173% | 0.01135% | 0.01077% | 6819 | 0.0109% | 0.01083% |  | 10.5315 | 23.603 | 25.6358 |  | 5663 | 546.6377 | 552.6466 | 545.0164 |  | 5663 | 0.0119% | 0.01173% | 0.01129% | 0.01151% | 0.01184% | 0.01281% |  | 5663 | 0.01173% | 0.01129% | 5663 | 7803 | 0.01076% | 7051 | 0.01087% | 0.01082% |  | 5663 | 0.01184% | 0.01281% | 0.01233% |  | 5663 | 6819 | 0.01082% | 0.01195%
| Aug | 25 | 0 | 5664 | 545.4321 | 563.0208 | 558.3774 | 0.01164% | 0.01147% | 0.0111% | 0.01077% | 6586 | 0.0109% | 0.01083% |  | 10.5325 | 23.6022 | 25.6344 |  | 5664 | 534.8997 | 539.4185 | 532.743 |  | 5664 | 0.01164% | 0.01145% | 0.01103% | 0.01151% | 0.01184% | 0.01281% |  | 5664 | 0.01145% | 0.01103% | 5664 | 6511 | 0.01076% | 6707 | 0.01087% | 0.01081% |  | 5664 | 0.01184% | 0.01281% | 0.01233% |  | 5664 | 6586 | 0.01081% | 0.01199%
| Aug | 25 | 1 | 5665 | 537.6967 | 562.3133 | 553.9232 | 0.01148% | 0.01145% | 0.01101% | 0.01077% | 7465 | 0.0109% | 0.01083% |  | 10.5335 | 23.6015 | 25.6329 |  | 5665 | 527.1632 | 538.7118 | 528.2903 |  | 5665 | 0.01148% | 0.01143% | 0.01094% | 0.01151% | 0.01184% | 0.01281% |  | 5665 | 0.01143% | 0.01094% | 5665 | 6962 | 0.01076% | 8126 | 0.01087% | 0.01081% |  | 5665 | 0.01184% | 0.01281% | 0.01233% |  | 5665 | 7465 | 0.01081% | 0.01183%
| Aug | 25 | 2 | 5666 | 533.847 | 559.9673 | 547.6123 | 0.01139% | 0.0114% | 0.01089% | 0.01077% | 7600 | 0.0109% | 0.01083% |  | 10.5345 | 23.6007 | 25.6315 |  | 5666 | 523.3125 | 536.3666 | 521.9808 |  | 5666 | 0.01139% | 0.01138% | 0.01081% | 0.01151% | 0.01184% | 0.01281% |  | 5666 | 0.01138% | 0.01081% | 5666 | 788 | 0.01076% | 220 | 0.01087% | 0.01081% |  | 5666 | 0.01184% | 0.01281% | 0.01233% |  | 5666 | 7600 | 0.01081% | 0.01178%
| Aug | 25 | 3 | 5667 | 534.7616 | 559.4273 | 544.7804 | 0.01141% | 0.01139% | 0.01083% | 0.01077% | 7062 | 0.0109% | 0.01083% |  | 10.5355 | 23.5999 | 25.6301 |  | 5667 | 524.226 | 535.8274 | 519.1503 |  | 5667 | 0.01141% | 0.01137% | 0.01075% | 0.01152% | 0.01184% | 0.01281% |  | 5667 | 0.01137% | 0.01075% | 5667 | 1048 | 0.01076% | 6835 | 0.01087% | 0.01081% |  | 5667 | 0.01184% | 0.01281% | 0.01233% |  | 5667 | 7062 | 0.01081% | 0.01192%
| Aug | 25 | 4 | 5668 | 538.6498 | 560.7679 | 541.8922 | 0.0115% | 0.01142% | 0.01078% | 0.01077% | 483 | 0.01089% | 0.01083% |  | 10.5366 | 23.5992 | 25.6287 |  | 5668 | 528.1132 | 537.1687 | 516.2635 |  | 5668 | 0.0115% | 0.0114% | 0.01069% | 0.01152% | 0.01184% | 0.01281% |  | 5668 | 0.0114% | 0.01069% | 5668 | 7721 | 0.01076% | 8727 | 0.01087% | 0.01081% |  | 5668 | 0.01184% | 0.01281% | 0.01233% |  | 5668 | 483 | 0.01081% | 0.009323%
| Aug | 25 | 5 | 5669 | 549.0416 | 564.9106 | 541.789 | 0.01172% | 0.0115% | 0.01077% | 0.01077% | 550 | 0.01089% | 0.01083% |  | 10.5376 | 23.5984 | 25.6272 |  | 5669 | 538.5041 | 541.3122 | 516.1618 |  | 5669 | 0.01172% | 0.01149% | 0.01069% | 0.01152% | 0.01184% | 0.01281% |  | 5669 | 0.01149% | 0.01069% | 5669 | 3385 | 0.01076% | 148 | 0.01087% | 0.01081% |  | 5669 | 0.01184% | 0.01281% | 0.01232% |  | 5669 | 550 | 0.01081% | 0.009362%
| Aug | 25 | 6 | 5670 | 564.2158 | 559.418 | 535.9658 | 0.01204% | 0.01139% | 0.01066% | 0.01077% | 6882 | 0.01089% | 0.01083% |  | 10.5386 | 23.5976 | 25.6258 |  | 5670 | 553.6772 | 535.8204 | 510.34 |  | 5670 | 0.01205% | 0.01137% | 0.01057% | 0.01152% | 0.01184% | 0.01281% |  | 5670 | 0.01137% | 0.01057% | 5670 | 2806 | 0.01075% | 2998 | 0.01087% | 0.01081% |  | 5670 | 0.01184% | 0.01281% | 0.01232% |  | 5670 | 6882 | 0.01081% | 0.01195%
| Aug | 25 | 7 | 5671 | 576.1984 | 566.577 | 543.1394 | 0.0123% | 0.01154% | 0.0108% | 0.01077% | 6102 | 0.01089% | 0.01083% |  | 10.5397 | 23.5969 | 25.6244 |  | 5671 | 565.6587 | 542.9802 | 517.515 |  | 5671 | 0.01231% | 0.01152% | 0.01072% | 0.01152% | 0.01184% | 0.01281% |  | 5671 | 0.01152% | 0.01072% | 5671 | 2270 | 0.01075% | 600 | 0.01087% | 0.01081% |  | 5671 | 0.01184% | 0.01281% | 0.01232% |  | 5671 | 6102 | 0.01081% | 0.01212%
| Aug | 25 | 8 | 5672 | 584.0299 | 577.525 | 563.0285 | 0.01246% | 0.01176% | 0.0112% | 0.01077% | 3358 | 0.01089% | 0.01083% |  | 10.5407 | 23.5961 | 25.623 |  | 5672 | 573.4892 | 553.9289 | 537.4056 |  | 5672 | 0.01248% | 0.01176% | 0.01113% | 0.01152% | 0.01184% | 0.01281% |  | 5672 | 0.01176% | 0.01113% | 5672 | 3218 | 0.01075% | 138 | 0.01087% | 0.01081% |  | 5672 | 0.01184% | 0.01281% | 0.01232% |  | 5672 | 3358 | 0.01081% | 0.01194%
| Aug | 25 | 9 | 5673 | 592.5508 | 582.7663 | 576.6818 | 0.01265% | 0.01187% | 0.01147% | 0.01077% | 8231 | 0.01089% | 0.01083% |  | 10.5417 | 23.5953 | 25.6215 |  | 5673 | 582.0091 | 559.1709 | 551.0603 |  | 5673 | 0.01267% | 0.01187% | 0.01141% | 0.01152% | 0.01184% | 0.01281% |  | 5673 | 0.01187% | 0.01141% | 5673 | 688 | 0.01075% | 6883 | 0.01087% | 0.01081% |  | 5673 | 0.01184% | 0.01281% | 0.01232% |  | 5673 | 8231 | 0.01081% | 0.01141%
| Aug | 25 | 10 | 5674 | 600.3742 | 583.9393 | 586.2747 | 0.01281% | 0.01189% | 0.01166% | 0.01077% | 7137 | 0.01089% | 0.01083% |  | 10.5427 | 23.5946 | 25.6201 |  | 5674 | 589.8315 | 560.3447 | 560.6546 |  | 5674 | 0.01284% | 0.01189% | 0.01161% | 0.01152% | 0.01184% | 0.01281% |  | 5674 | 0.01189% | 0.01161% | 5674 | 5853 | 0.01075% | 8723 | 0.01087% | 0.01081% |  | 5674 | 0.01184% | 0.01281% | 0.01232% |  | 5674 | 7137 | 0.01081% | 0.01191%
| Aug | 25 | 11 | 5675 | 603.9637 | 582.2915 | 596.0364 | 0.01289% | 0.01186% | 0.01185% | 0.01077% | 7049 | 0.01089% | 0.01083% |  | 10.5438 | 23.5938 | 25.6187 |  | 5675 | 593.4199 | 558.6977 | 570.4177 |  | 5675 | 0.01292% | 0.01186% | 0.01181% | 0.01152% | 0.01184% | 0.0128% |  | 5675 | 0.01186% | 0.01181% | 5675 | 657 | 0.01075% | 2974 | 0.01087% | 0.01081% |  | 5675 | 0.01184% | 0.0128% | 0.01232% |  | 5675 | 7049 | 0.01081% | 0.01192%
| Aug | 25 | 12 | 5676 | 611.1678 | 583.5576 | 607.1016 | 0.01304% | 0.01188% | 0.01207% | 0.01077% | 1480 | 0.01089% | 0.01083% |  | 10.5448 | 23.593 | 25.6173 |  | 5676 | 600.623 | 559.9645 | 581.4843 |  | 5676 | 0.01307% | 0.01189% | 0.01204% | 0.01153% | 0.01184% | 0.0128% |  | 5676 | 0.01189% | 0.01204% | 5676 | 2227 | 0.01075% | 2984 | 0.01087% | 0.01081% |  | 5676 | 0.01184% | 0.0128% | 0.01232% |  | 5676 | 1480 | 0.01081% | 0.01009%
| Aug | 25 | 13 | 5677 | 620.5945 | 581.7795 | 614.9784 | 0.01325% | 0.01185% | 0.01223% | 0.01077% | 6225 | 0.01089% | 0.01083% |  | 10.5458 | 23.5923 | 25.6158 |  | 5677 | 610.0487 | 558.1872 | 589.3626 |  | 5677 | 0.01328% | 0.01185% | 0.0122% | 0.01153% | 0.01184% | 0.0128% |  | 5677 | 0.01185% | 0.0122% | 5677 | 142 | 0.01075% | 7109 | 0.01087% | 0.01081% |  | 5677 | 0.01184% | 0.0128% | 0.01232% |  | 5677 | 6225 | 0.01081% | 0.01208%
| Aug | 25 | 14 | 5678 | 632.7956 | 584.9075 | 621.4112 | 0.01351% | 0.01191% | 0.01236% | 0.01077% | 599 | 0.01089% | 0.01083% |  | 10.5468 | 23.5915 | 25.6144 |  | 5678 | 622.2487 | 561.3159 | 595.7968 |  | 5678 | 0.01355% | 0.01191% | 0.01234% | 0.01153% | 0.01184% | 0.0128% |  | 5678 | 0.01191% | 0.01234% | 5678 | 1308 | 0.01075% | 6211 | 0.01087% | 0.01081% |  | 5678 | 0.01184% | 0.0128% | 0.01232% |  | 5678 | 599 | 0.01081% | 0.009392%
| Aug | 25 | 15 | 5679 | 641.7101 | 581.8632 | 626.0717 | 0.0137% | 0.01185% | 0.01245% | 0.01077% | 1729 | 0.01089% | 0.01083% |  | 10.5479 | 23.5908 | 25.613 |  | 5679 | 631.1622 | 558.2725 | 600.4587 |  | 5679 | 0.01374% | 0.01185% | 0.01243% | 0.01153% | 0.01184% | 0.0128% |  | 5679 | 0.01185% | 0.01243% | 5679 | 6804 | 0.01075% | 8653 | 0.01087% | 0.01081% |  | 5679 | 0.01184% | 0.0128% | 0.01232% |  | 5679 | 1729 | 0.01081% | 0.01029%
| Aug | 25 | 16 | 5680 | 641.5969 | 575.3373 | 629.2975 | 0.01369% | 0.01172% | 0.01251% | 0.01077% | 745 | 0.01089% | 0.01083% |  | 10.5489 | 23.59 | 25.6116 |  | 5680 | 631.048 | 551.7473 | 603.6859 |  | 5680 | 0.01374% | 0.01171% | 0.0125% | 0.01153% | 0.01184% | 0.0128% |  | 5680 | 0.01171% | 0.0125% | 5680 | 6796 | 0.01075% | 8042 | 0.01087% | 0.01081% |  | 5680 | 0.01184% | 0.0128% | 0.01232% |  | 5680 | 745 | 0.01081% | 0.009489%
| Aug | 25 | 17 | 5681 | 636.123 | 571.7345 | 624.215 | 0.01358% | 0.01164% | 0.01241% | 0.01077% | 1903 | 0.01089% | 0.01083% |  | 10.5499 | 23.5892 | 25.6101 |  | 5681 | 625.573 | 548.1453 | 598.6049 |  | 5681 | 0.01362% | 0.01163% | 0.0124% | 0.01153% | 0.01184% | 0.0128% |  | 5681 | 0.01163% | 0.0124% | 5681 | 6434 | 0.01075% | 7859 | 0.01087% | 0.01081% |  | 5681 | 0.01184% | 0.0128% | 0.01232% |  | 5681 | 1903 | 0.01081% | 0.01044%
| Aug | 25 | 18 | 5682 | 623.6918 | 564.6034 | 614.4627 | 0.01331% | 0.0115% | 0.01222% | 0.01077% | 5856 | 0.01089% | 0.01083% |  | 10.551 | 23.5885 | 25.6087 |  | 5682 | 613.1408 | 541.0149 | 588.854 |  | 5682 | 0.01335% | 0.01148% | 0.01219% | 0.01153% | 0.01184% | 0.0128% |  | 5682 | 0.01148% | 0.01219% | 5682 | 7475 | 0.01075% | 8168 | 0.01087% | 0.01081% |  | 5682 | 0.01184% | 0.0128% | 0.01232% |  | 5682 | 5856 | 0.01081% | 0.01223%
| Aug | 25 | 19 | 5683 | 609.6296 | 557.2768 | 602.6567 | 0.01301% | 0.01135% | 0.01198% | 0.01077% | 1167 | 0.01089% | 0.01083% |  | 10.552 | 23.5877 | 25.6073 |  | 5683 | 599.0777 | 533.6891 | 577.0494 |  | 5683 | 0.01304% | 0.01133% | 0.01195% | 0.01153% | 0.01184% | 0.0128% |  | 5683 | 0.01133% | 0.01195% | 5683 | 3677 | 0.01075% | 569 | 0.01087% | 0.01081% |  | 5683 | 0.01184% | 0.0128% | 0.01232% |  | 5683 | 1167 | 0.01081% | 0.00982%
| Aug | 25 | 20 | 5684 | 608.2228 | 558.2543 | 597.3774 | 0.01298% | 0.01137% | 0.01188% | 0.01077% | 7629 | 0.01089% | 0.01083% |  | 10.553 | 23.587 | 25.6059 |  | 5684 | 597.6698 | 534.6674 | 571.7715 |  | 5684 | 0.01301% | 0.01135% | 0.01184% | 0.01153% | 0.01184% | 0.0128% |  | 5684 | 0.01135% | 0.01184% | 5684 | 2997 | 0.01075% | 563 | 0.01087% | 0.01081% |  | 5684 | 0.01184% | 0.0128% | 0.01232% |  | 5684 | 7629 | 0.01081% | 0.01177%
| Aug | 25 | 21 | 5685 | 592.0916 | 555.4801 | 585.5058 | 0.01264% | 0.01131% | 0.01164% | 0.01077% | 7896 | 0.01089% | 0.01083% |  | 10.554 | 23.5862 | 25.6045 |  | 5685 | 581.5376 | 531.8939 | 559.9013 |  | 5685 | 0.01266% | 0.01129% | 0.01159% | 0.01154% | 0.01183% | 0.0128% |  | 5685 | 0.01129% | 0.01159% | 5685 | 3155 | 0.01075% | 6449 | 0.01087% | 0.01081% |  | 5685 | 0.01183% | 0.0128% | 0.01232% |  | 5685 | 7896 | 0.01081% | 0.01163%
| Aug | 25 | 22 | 5686 | 578.1593 | 545.4072 | 567.0513 | 0.01234% | 0.01111% | 0.01128% | 0.01077% | 8475 | 0.01089% | 0.01083% |  | 10.5551 | 23.5855 | 25.603 |  | 5686 | 567.6042 | 521.8217 | 541.4483 |  | 5686 | 0.01236% | 0.01108% | 0.01121% | 0.01154% | 0.01183% | 0.0128% |  | 5686 | 0.01108% | 0.01121% | 5686 | 8077 | 0.01075% | 1117 | 0.01087% | 0.01081% |  | 5686 | 0.01183% | 0.0128% | 0.01232% |  | 5686 | 8475 | 0.01081% | 0.01121%
| Aug | 25 | 23 | 5687 | 562.9595 | 532.4018 | 551.7758 | 0.01202% | 0.01084% | 0.01097% | 0.01077% | 7493 | 0.01089% | 0.01083% |  | 10.5561 | 23.5847 | 25.6016 |  | 5687 | 552.4034 | 508.8171 | 526.1742 |  | 5687 | 0.01202% | 0.0108% | 0.0109% | 0.01154% | 0.01183% | 0.0128% |  | 5687 | 0.0108% | 0.0109% | 5687 | 364 | 0.01075% | 6705 | 0.01087% | 0.01081% |  | 5687 | 0.01183% | 0.0128% | 0.01232% |  | 5687 | 7493 | 0.01081% | 0.01182%
| Aug | 26 | 0 | 5688 | 550.8856 | 524.9169 | 542.9425 | 0.01176% | 0.01069% | 0.0108% | 0.01077% | 8684 | 0.01089% | 0.01083% |  | 10.5571 | 23.5839 | 25.6002 |  | 5688 | 540.3284 | 501.333 | 517.3422 |  | 5688 | 0.01176% | 0.01064% | 0.01071% | 0.01154% | 0.01183% | 0.0128% |  | 5688 | 0.01064% | 0.01071% | 5688 | 6076 | 0.01075% | 8352 | 0.01087% | 0.01081% |  | 5688 | 0.01183% | 0.0128% | 0.01231% |  | 5688 | 8684 | 0.01081% | 0.01104%
| Aug | 26 | 1 | 5689 | 542.9162 | 521.8634 | 541.6671 | 0.01159% | 0.01063% | 0.01077% | 0.01077% | 5666 | 0.01089% | 0.01083% |  | 10.5582 | 23.5832 | 25.5988 |  | 5689 | 532.358 | 498.2802 | 516.0684 |  | 5689 | 0.01159% | 0.01058% | 0.01069% | 0.01154% | 0.01183% | 0.01279% |  | 5689 | 0.01058% | 0.01069% | 5689 | 2625 | 0.01075% | 8149 | 0.01087% | 0.01081% |  | 5689 | 0.01183% | 0.01279% | 0.01231% |  | 5689 | 5666 | 0.01081% | 0.01233%
| Aug | 26 | 2 | 5690 | 538.1429 | 518.2979 | 540.8138 | 0.01149% | 0.01055% | 0.01075% | 0.01076% | 8306 | 0.01089% | 0.01083% |  | 10.5592 | 23.5824 | 25.5974 |  | 5690 | 527.5836 | 494.7154 | 515.2164 |  | 5690 | 0.01148% | 0.0105% | 0.01067% | 0.01154% | 0.01183% | 0.01279% |  | 5690 | 0.0105% | 0.01067% | 5690 | 3349 | 0.01075% | 8284 | 0.01087% | 0.01081% |  | 5690 | 0.01183% | 0.01279% | 0.01231% |  | 5690 | 8306 | 0.01081% | 0.01135%
| Aug | 26 | 3 | 5691 | 530.8192 | 518.1489 | 542.061 | 0.01133% | 0.01055% | 0.01078% | 0.01076% | 1753 | 0.01089% | 0.01083% |  | 10.5602 | 23.5817 | 25.596 |  | 5691 | 520.259 | 494.5672 | 516.465 |  | 5691 | 0.01132% | 0.0105% | 0.0107% | 0.01154% | 0.01183% | 0.01279% |  | 5691 | 0.0105% | 0.0107% | 5691 | 98 | 0.01075% | 6298 | 0.01087% | 0.01081% |  | 5691 | 0.01183% | 0.01279% | 0.01231% |  | 5691 | 1753 | 0.01081% | 0.01031%
| Aug | 26 | 4 | 5692 | 529.2489 | 516.678 | 542.2767 | 0.0113% | 0.01052% | 0.01078% | 0.01076% | 6156 | 0.01089% | 0.01083% |  | 10.5613 | 23.5809 | 25.5945 |  | 5692 | 518.6876 | 493.0971 | 516.6821 |  | 5692 | 0.01129% | 0.01047% | 0.0107% | 0.01154% | 0.01183% | 0.01279% |  | 5692 | 0.01047% | 0.0107% | 5692 | 6145 | 0.01075% | 6867 | 0.01087% | 0.01081% |  | 5692 | 0.01183% | 0.01279% | 0.01231% |  | 5692 | 6156 | 0.01081% | 0.0121%
| Aug | 26 | 5 | 5693 | 535.1152 | 517.0597 | 549.0377 | 0.01142% | 0.01053% | 0.01092% | 0.01076% | 6914 | 0.01089% | 0.01083% |  | 10.5623 | 23.5802 | 25.5931 |  | 5693 | 524.5529 | 493.4795 | 523.4445 |  | 5693 | 0.01142% | 0.01047% | 0.01084% | 0.01154% | 0.01183% | 0.01279% |  | 5693 | 0.01047% | 0.01084% | 5693 | 5738 | 0.01075% | 7867 | 0.01087% | 0.01081% |  | 5693 | 0.01183% | 0.01279% | 0.01231% |  | 5693 | 6914 | 0.01081% | 0.01194%
| Aug | 26 | 6 | 5694 | 537.5214 | 512.9077 | 564.0694 | 0.01147% | 0.01044% | 0.01122% | 0.01076% | 7075 | 0.01089% | 0.01083% |  | 10.5633 | 23.5794 | 25.5917 |  | 5694 | 526.9581 | 489.3282 | 538.4777 |  | 5694 | 0.01147% | 0.01039% | 0.01115% | 0.01155% | 0.01183% | 0.01279% |  | 5694 | 0.01039% | 0.01115% | 5694 | 3388 | 0.01075% | 1725 | 0.01086% | 0.01081% |  | 5694 | 0.01183% | 0.01279% | 0.01231% |  | 5694 | 7075 | 0.01081% | 0.01192%
| Aug | 26 | 7 | 5695 | 544.1807 | 520.6997 | 578.5572 | 0.01161% | 0.0106% | 0.0115% | 0.01076% | 13 | 0.01089% | 0.01082% |  | 10.5644 | 23.5787 | 25.5903 |  | 5695 | 533.6163 | 497.121 | 552.9669 |  | 5695 | 0.01162% | 0.01055% | 0.01145% | 0.01155% | 0.01183% | 0.01279% |  | 5695 | 0.01055% | 0.01145% | 5695 | 7458 | 0.01075% | 264 | 0.01086% | 0.01081% |  | 5695 | 0.01183% | 0.01279% | 0.01231% |  | 5695 | 13 | 0.01081% | 0.009128%
| Aug | 26 | 8 | 5696 | 553.4241 | 533.4445 | 594.5923 | 0.01181% | 0.01086% | 0.01182% | 0.01076% | 6594 | 0.01089% | 0.01082% |  | 10.5654 | 23.5779 | 25.5889 |  | 5696 | 542.8587 | 509.8665 | 569.0034 |  | 5696 | 0.01182% | 0.01082% | 0.01178% | 0.01155% | 0.01183% | 0.01279% |  | 5696 | 0.01082% | 0.01178% | 5696 | 8561 | 0.01075% | 772 | 0.01086% | 0.01081% |  | 5696 | 0.01183% | 0.01279% | 0.01231% |  | 5696 | 6594 | 0.01081% | 0.01199%
| Aug | 26 | 9 | 5697 | 565.9271 | 540.3428 | 607.1578 | 0.01208% | 0.011% | 0.01207% | 0.01076% | 7451 | 0.01089% | 0.01082% |  | 10.5664 | 23.5772 | 25.5875 |  | 5697 | 555.3607 | 516.7656 | 581.5703 |  | 5697 | 0.01209% | 0.01097% | 0.01204% | 0.01155% | 0.01183% | 0.01279% |  | 5697 | 0.01097% | 0.01204% | 5697 | 2290 | 0.01075% | 3470 | 0.01086% | 0.0108% |  | 5697 | 0.01183% | 0.01279% | 0.01231% |  | 5697 | 7451 | 0.0108% | 0.01183%
| Aug | 26 | 10 | 5698 | 573.8507 | 543.7315 | 627.3283 | 0.01225% | 0.01107% | 0.01247% | 0.01076% | 6155 | 0.01089% | 0.01082% |  | 10.5675 | 23.5764 | 25.5861 |  | 5698 | 563.2832 | 520.155 | 601.7422 |  | 5698 | 0.01226% | 0.01104% | 0.01246% | 0.01155% | 0.01183% | 0.01279% |  | 5698 | 0.01104% | 0.01246% | 5698 | 312 | 0.01075% | 5999 | 0.01086% | 0.0108% |  | 5698 | 0.01183% | 0.01279% | 0.01231% |  | 5698 | 6155 | 0.0108% | 0.0121%
| Aug | 26 | 11 | 5699 | 579.4961 | 542.0558 | 641.9286 | 0.01237% | 0.01104% | 0.01276% | 0.01076% | 473 | 0.01089% | 0.01082% |  | 10.5685 | 23.5757 | 25.5847 |  | 5699 | 568.9276 | 518.4801 | 616.344 |  | 5699 | 0.01238% | 0.011% | 0.01276% | 0.01155% | 0.01183% | 0.01279% |  | 5699 | 0.011% | 0.01276% | 5699 | 3035 | 0.01074% | 601 | 0.01086% | 0.0108% |  | 5699 | 0.01183% | 0.01279% | 0.01231% |  | 5699 | 473 | 0.0108% | 0.009317%
| Aug | 26 | 12 | 5700 | 592.518 | 541.8882 | 656.7447 | 0.01265% | 0.01103% | 0.01306% | 0.01076% | 8257 | 0.01089% | 0.01082% |  | 10.5695 | 23.575 | 25.5832 |  | 5700 | 581.9484 | 518.3132 | 631.1614 |  | 5700 | 0.01267% | 0.011% | 0.01307% | 0.01155% | 0.01183% | 0.01279% |  | 5700 | 0.011% | 0.01307% | 5700 | 7524 | 0.01074% | 2817 | 0.01086% | 0.0108% |  | 5700 | 0.01183% | 0.01279% | 0.01231% |  | 5700 | 8257 | 0.0108% | 0.01139%
| Aug | 26 | 13 | 5701 | 608.6965 | 543.778 | 669.0945 | 0.01299% | 0.01107% | 0.0133% | 0.01076% | 2813 | 0.01089% | 0.01082% |  | 10.5706 | 23.5742 | 25.5818 |  | 5701 | 598.1259 | 520.2038 | 643.5127 |  | 5701 | 0.01302% | 0.01104% | 0.01333% | 0.01155% | 0.01183% | 0.01279% |  | 5701 | 0.01104% | 0.01333% | 5701 | 2956 | 0.01074% | 8656 | 0.01086% | 0.0108% |  | 5701 | 0.01183% | 0.01279% | 0.01231% |  | 5701 | 2813 | 0.0108% | 0.01135%
| Aug | 26 | 14 | 5702 | 623.8692 | 543.7315 | 679.2126 | 0.01332% | 0.01107% | 0.01351% | 0.01076% | 6250 | 0.01089% | 0.01082% |  | 10.5716 | 23.5735 | 25.5804 |  | 5702 | 613.2976 | 520.158 | 653.6321 |  | 5702 | 0.01335% | 0.01104% | 0.01354% | 0.01155% | 0.01183% | 0.01279% |  | 5702 | 0.01104% | 0.01354% | 5702 | 2649 | 0.01074% | 6252 | 0.01086% | 0.0108% |  | 5702 | 0.01183% | 0.01279% | 0.01231% |  | 5702 | 6250 | 0.0108% | 0.01207%
| Aug | 26 | 15 | 5703 | 633.8049 | 544.0387 | 689.9589 | 0.01353% | 0.01108% | 0.01372% | 0.01076% | 8193 | 0.01089% | 0.01082% |  | 10.5727 | 23.5727 | 25.579 |  | 5703 | 623.2322 | 520.466 | 664.3799 |  | 5703 | 0.01357% | 0.01105% | 0.01376% | 0.01156% | 0.01183% | 0.01278% |  | 5703 | 0.01105% | 0.01376% | 5703 | 6435 | 0.01074% | 216 | 0.01086% | 0.0108% |  | 5703 | 0.01183% | 0.01278% | 0.01231% |  | 5703 | 8193 | 0.0108% | 0.01143%
| Aug | 26 | 16 | 5704 | 636.1117 | 545.854 | 695.0601 | 0.01358% | 0.01112% | 0.01382% | 0.01076% | 1927 | 0.01089% | 0.01082% |  | 10.5737 | 23.572 | 25.5776 |  | 5704 | 625.538 | 522.2821 | 669.4825 |  | 5704 | 0.01362% | 0.01109% | 0.01386% | 0.01156% | 0.01183% | 0.01278% |  | 5704 | 0.01109% | 0.01386% | 5704 | 6211 | 0.01074% | 3358 | 0.01086% | 0.0108% |  | 5704 | 0.01183% | 0.01278% | 0.01231% |  | 5704 | 1927 | 0.0108% | 0.01046%
| Aug | 26 | 17 | 5705 | 630.4872 | 544.9231 | 684.2013 | 0.01346% | 0.0111% | 0.01361% | 0.01076% | 6233 | 0.01089% | 0.01082% |  | 10.5747 | 23.5712 | 25.5762 |  | 5705 | 619.9124 | 521.3518 | 658.6251 |  | 5705 | 0.01349% | 0.01107% | 0.01364% | 0.01156% | 0.01183% | 0.01278% |  | 5705 | 0.01107% | 0.01364% | 5705 | 6054 | 0.01074% | 6579 | 0.01086% | 0.0108% |  | 5705 | 0.01183% | 0.01278% | 0.01231% |  | 5705 | 6233 | 0.0108% | 0.01207%
| Aug | 26 | 18 | 5706 | 610.8059 | 545.2769 | 668.3256 | 0.01304% | 0.0111% | 0.01329% | 0.01076% | 383 | 0.01089% | 0.01082% |  | 10.5758 | 23.5705 | 25.5748 |  | 5706 | 600.2301 | 521.7063 | 642.7508 |  | 5706 | 0.01307% | 0.01107% | 0.01331% | 0.01156% | 0.01183% | 0.01278% |  | 5706 | 0.01107% | 0.01331% | 5706 | 7669 | 0.01074% | 8705 | 0.01086% | 0.0108% |  | 5706 | 0.01183% | 0.01278% | 0.0123% |  | 5706 | 383 | 0.0108% | 0.009269%
| Aug | 26 | 19 | 5707 | 593.767 | 546.9246 | 652.8438 | 0.01267% | 0.01114% | 0.01298% | 0.01076% | 7623 | 0.01089% | 0.01082% |  | 10.5768 | 23.5698 | 25.5734 |  | 5707 | 583.1902 | 523.3549 | 627.2704 |  | 5707 | 0.01269% | 0.01111% | 0.01299% | 0.01156% | 0.01183% | 0.01278% |  | 5707 | 0.01111% | 0.01299% | 5707 | 2627 | 0.01074% | 8305 | 0.01086% | 0.0108% |  | 5707 | 0.01183% | 0.01278% | 0.0123% |  | 5707 | 7623 | 0.0108% | 0.01177%
| Aug | 26 | 20 | 5708 | 584.0537 | 549.0379 | 646.4297 | 0.01247% | 0.01118% | 0.01285% | 0.01076% | 8677 | 0.01089% | 0.01082% |  | 10.5778 | 23.569 | 25.572 |  | 5708 | 573.4759 | 525.4689 | 620.8577 |  | 5708 | 0.01248% | 0.01115% | 0.01286% | 0.01156% | 0.01183% | 0.01278% |  | 5708 | 0.01115% | 0.01286% | 5708 | 3179 | 0.01074% | 2733 | 0.01086% | 0.0108% |  | 5708 | 0.01183% | 0.01278% | 0.0123% |  | 5708 | 8677 | 0.0108% | 0.01104%
| Aug | 26 | 21 | 5709 | 572.8849 | 542.4002 | 627.8346 | 0.01223% | 0.01105% | 0.01248% | 0.01076% | 594 | 0.01088% | 0.01082% |  | 10.5789 | 23.5683 | 25.5706 |  | 5709 | 562.306 | 518.8319 | 602.2641 |  | 5709 | 0.01224% | 0.01101% | 0.01247% | 0.01156% | 0.01183% | 0.01278% |  | 5709 | 0.01101% | 0.01247% | 5709 | 686 | 0.01074% | 8304 | 0.01086% | 0.0108% |  | 5709 | 0.01183% | 0.01278% | 0.0123% |  | 5709 | 594 | 0.0108% | 0.009389%
| Aug | 26 | 22 | 5710 | 559.4389 | 531.5081 | 602.863 | 0.01194% | 0.01082% | 0.01199% | 0.01076% | 7888 | 0.01088% | 0.01082% |  | 10.5799 | 23.5676 | 25.5692 |  | 5710 | 548.859 | 507.9405 | 577.2939 |  | 5710 | 0.01195% | 0.01078% | 0.01195% | 0.01156% | 0.01183% | 0.01278% |  | 5710 | 0.01078% | 0.01195% | 5710 | 8471 | 0.01074% | 7063 | 0.01086% | 0.0108% |  | 5710 | 0.01183% | 0.01278% | 0.0123% |  | 5710 | 7888 | 0.0108% | 0.01164%
| Aug | 26 | 23 | 5711 | 546.077 | 520.1412 | 589.0597 | 0.01165% | 0.01059% | 0.01171% | 0.01076% | 8551 | 0.01088% | 0.01082% |  | 10.581 | 23.5668 | 25.5678 |  | 5711 | 535.496 | 496.5743 | 563.492 |  | 5711 | 0.01166% | 0.01054% | 0.01167% | 0.01157% | 0.01183% | 0.01278% |  | 5711 | 0.01054% | 0.01167% | 5711 | 7136 | 0.01074% | 1828 | 0.01086% | 0.0108% |  | 5711 | 0.01183% | 0.01278% | 0.0123% |  | 5711 | 8551 | 0.0108% | 0.01114%
| Aug | 27 | 0 | 5712 | 534.2659 | 509.8821 | 576.438 | 0.0114% | 0.01038% | 0.01146% | 0.01076% | 7464 | 0.01088% | 0.01082% |  | 10.582 | 23.5661 | 25.5664 |  | 5712 | 523.6839 | 486.316 | 550.8716 |  | 5712 | 0.0114% | 0.01032% | 0.01141% | 0.01157% | 0.01182% | 0.01278% |  | 5712 | 0.01032% | 0.01141% | 5712 | 8557 | 0.01074% | 7883 | 0.01086% | 0.0108% |  | 5712 | 0.01182% | 0.01278% | 0.0123% |  | 5712 | 7464 | 0.0108% | 0.01183%
| Aug | 27 | 1 | 5713 | 524.9069 | 507.2475 | 577.4038 | 0.0112% | 0.01033% | 0.01148% | 0.01076% | 556 | 0.01088% | 0.01082% |  | 10.583 | 23.5654 | 25.565 |  | 5713 | 514.3239 | 483.6821 | 551.8389 |  | 5713 | 0.0112% | 0.01027% | 0.01143% | 0.01157% | 0.01182% | 0.01278% |  | 5713 | 0.01027% | 0.01143% | 5713 | 2876 | 0.01074% | 8673 | 0.01086% | 0.0108% |  | 5713 | 0.01182% | 0.01278% | 0.0123% |  | 5713 | 556 | 0.0108% | 0.009366%
| Aug | 27 | 2 | 5714 | 522.3388 | 505.8604 | 575.0501 | 0.01115% | 0.0103% | 0.01143% | 0.01076% | 7624 | 0.01088% | 0.01082% |  | 10.5841 | 23.5646 | 25.5636 |  | 5714 | 511.7548 | 482.2957 | 549.4866 |  | 5714 | 0.01114% | 0.01024% | 0.01138% | 0.01157% | 0.01182% | 0.01278% |  | 5714 | 0.01024% | 0.01138% | 5714 | 8291 | 0.01074% | 5837 | 0.01086% | 0.0108% |  | 5714 | 0.01182% | 0.01278% | 0.0123% |  | 5714 | 7624 | 0.0108% | 0.01177%
| Aug | 27 | 3 | 5715 | 518.38 | 506.3724 | 573.953 | 0.01106% | 0.01031% | 0.01141% | 0.01075% | 8212 | 0.01088% | 0.01082% |  | 10.5851 | 23.5639 | 25.5622 |  | 5715 | 507.7949 | 482.8085 | 548.3908 |  | 5715 | 0.01105% | 0.01025% | 0.01136% | 0.01157% | 0.01182% | 0.01278% |  | 5715 | 0.01025% | 0.01136% | 5715 | 6780 | 0.01074% | 8474 | 0.01085% | 0.0108% |  | 5715 | 0.01182% | 0.01278% | 0.0123% |  | 5715 | 8212 | 0.0108% | 0.01142%
| Aug | 27 | 4 | 5716 | 516.1492 | 513.7828 | 574.7313 | 0.01102% | 0.01046% | 0.01143% | 0.01075% | 8696 | 0.01088% | 0.01082% |  | 10.5862 | 23.5632 | 25.5608 |  | 5716 | 505.563 | 490.2196 | 549.1705 |  | 5716 | 0.01101% | 0.0104% | 0.01137% | 0.01157% | 0.01182% | 0.01278% |  | 5716 | 0.0104% | 0.01137% | 5716 | 8585 | 0.01074% | 8116 | 0.01085% | 0.0108% |  | 5716 | 0.01182% | 0.01278% | 0.0123% |  | 5716 | 8696 | 0.0108% | 0.01103%
| Aug | 27 | 5 | 5717 | 518.1276 | 523.6415 | 581.6142 | 0.01106% | 0.01066% | 0.01157% | 0.01075% | 2793 | 0.01088% | 0.01082% |  | 10.5872 | 23.5624 | 25.5594 |  | 5717 | 507.5403 | 500.0791 | 556.0548 |  | 5717 | 0.01105% | 0.01061% | 0.01152% | 0.01157% | 0.01182% | 0.01277% |  | 5717 | 0.01061% | 0.01152% | 5717 | 6412 | 0.01074% | 7217 | 0.01085% | 0.0108% |  | 5717 | 0.01182% | 0.01277% | 0.0123% |  | 5717 | 2793 | 0.0108% | 0.01133%
| Aug | 27 | 6 | 5718 | 514.7514 | 534.7106 | 590.9258 | 0.01099% | 0.01089% | 0.01175% | 0.01075% | 7317 | 0.01088% | 0.01082% |  | 10.5882 | 23.5617 | 25.558 |  | 5718 | 504.1632 | 511.1489 | 565.3678 |  | 5718 | 0.01097% | 0.01085% | 0.01171% | 0.01157% | 0.01182% | 0.01277% |  | 5718 | 0.01085% | 0.01171% | 5718 | 6032 | 0.01074% | 7554 | 0.01085% | 0.0108% |  | 5718 | 0.01182% | 0.01277% | 0.0123% |  | 5718 | 7317 | 0.0108% | 0.01187%
| Aug | 27 | 7 | 5719 | 522.1842 | 546.3754 | 600.8938 | 0.01114% | 0.01113% | 0.01195% | 0.01075% | 8354 | 0.01088% | 0.01082% |  | 10.5893 | 23.561 | 25.5566 |  | 5719 | 511.5949 | 522.8144 | 575.3373 |  | 5719 | 0.01114% | 0.0111% | 0.01191% | 0.01157% | 0.01182% | 0.01277% |  | 5719 | 0.0111% | 0.01191% | 5719 | 5838 | 0.01074% | 3518 | 0.01085% | 0.0108% |  | 5719 | 0.01182% | 0.01277% | 0.0123% |  | 5719 | 8354 | 0.0108% | 0.01131%
| Aug | 27 | 8 | 5720 | 535.1336 | 558.8687 | 615.3066 | 0.01142% | 0.01138% | 0.01224% | 0.01075% | 588 | 0.01088% | 0.01082% |  | 10.5903 | 23.5602 | 25.5552 |  | 5720 | 524.5432 | 535.3085 | 589.7515 |  | 5720 | 0.01142% | 0.01136% | 0.01221% | 0.01158% | 0.01182% | 0.01277% |  | 5720 | 0.01136% | 0.01221% | 5720 | 461 | 0.01074% | 7597 | 0.01085% | 0.0108% |  | 5720 | 0.01182% | 0.01277% | 0.0123% |  | 5720 | 588 | 0.0108% | 0.009385%
| Aug | 27 | 9 | 5721 | 549.5873 | 564.0914 | 627.8346 | 0.01173% | 0.01149% | 0.01248% | 0.01075% | 6157 | 0.01088% | 0.01082% |  | 10.5914 | 23.5595 | 25.5538 |  | 5721 | 538.996 | 540.5319 | 602.2809 |  | 5721 | 0.01173% | 0.01147% | 0.01247% | 0.01158% | 0.01182% | 0.01277% |  | 5721 | 0.01147% | 0.01247% | 5721 | 7896 | 0.01074% | 7064 | 0.01085% | 0.0108% |  | 5721 | 0.01182% | 0.01277% | 0.0123% |  | 5721 | 6157 | 0.0108% | 0.0121%
| Aug | 27 | 10 | 5722 | 568.8988 | 575.7934 | 642.9695 | 0.01214% | 0.01173% | 0.01279% | 0.01075% | 1573 | 0.01088% | 0.01082% |  | 10.5924 | 23.5588 | 25.5524 |  | 5722 | 558.3064 | 552.2347 | 617.4171 |  | 5722 | 0.01215% | 0.01172% | 0.01279% | 0.01158% | 0.01182% | 0.01277% |  | 5722 | 0.01172% | 0.01279% | 5722 | 6460 | 0.01074% | 555 | 0.01085% | 0.0108% |  | 5722 | 0.01182% | 0.01277% | 0.0123% |  | 5722 | 1573 | 0.0108% | 0.01017%
| Aug | 27 | 11 | 5723 | 576.8139 | 585.8012 | 659.3422 | 0.01231% | 0.01193% | 0.01311% | 0.01075% | 6274 | 0.01088% | 0.01082% |  | 10.5935 | 23.5581 | 25.551 |  | 5723 | 566.2205 | 562.2431 | 633.7912 |  | 5723 | 0.01233% | 0.01193% | 0.01312% | 0.01158% | 0.01182% | 0.01277% |  | 5723 | 0.01193% | 0.01312% | 5723 | 8511 | 0.01074% | 6203 | 0.01085% | 0.0108% |  | 5723 | 0.01182% | 0.01277% | 0.0123% |  | 5723 | 6274 | 0.0108% | 0.01206%
| Aug | 27 | 12 | 5724 | 596.7205 | 591.6103 | 674.8803 | 0.01274% | 0.01205% | 0.01342% | 0.01075% | 6259 | 0.01088% | 0.01082% |  | 10.5945 | 23.5573 | 25.5496 |  | 5724 | 586.126 | 568.053 | 649.3307 |  | 5724 | 0.01276% | 0.01206% | 0.01345% | 0.01158% | 0.01182% | 0.01277% |  | 5724 | 0.01206% | 0.01345% | 5724 | 517 | 0.01074% | 1621 | 0.01085% | 0.01079% |  | 5724 | 0.01182% | 0.01277% | 0.0123% |  | 5724 | 6259 | 0.01079% | 0.01207%
| Aug | 27 | 13 | 5725 | 613.9596 | 595.1572 | 693.541 | 0.0131% | 0.01212% | 0.01379% | 0.01075% | 421 | 0.01088% | 0.01082% |  | 10.5955 | 23.5566 | 25.5482 |  | 5725 | 603.3641 | 571.6006 | 667.9928 |  | 5725 | 0.01313% | 0.01213% | 0.01383% | 0.01158% | 0.01182% | 0.01277% |  | 5725 | 0.01213% | 0.01383% | 5725 | 5834 | 0.01074% | 5863 | 0.01085% | 0.01079% |  | 5725 | 0.01182% | 0.01277% | 0.01229% |  | 5725 | 421 | 0.01079% | 0.009289%
| Aug | 27 | 14 | 5726 | 623.7595 | 595.1665 | 709.2666 | 0.01331% | 0.01212% | 0.0141% | 0.01075% | 429 | 0.01088% | 0.01082% |  | 10.5966 | 23.5559 | 25.5468 |  | 5726 | 613.1629 | 571.6107 | 683.7198 |  | 5726 | 0.01335% | 0.01213% | 0.01416% | 0.01158% | 0.01182% | 0.01277% |  | 5726 | 0.01213% | 0.01416% | 5726 | 3156 | 0.01074% | 6810 | 0.01085% | 0.01079% |  | 5726 | 0.01182% | 0.01277% | 0.01229% |  | 5726 | 429 | 0.01079% | 0.009293%
| Aug | 27 | 15 | 5727 | 631.1879 | 600.3333 | 726.2019 | 0.01347% | 0.01222% | 0.01444% | 0.01075% | 7870 | 0.01088% | 0.01082% |  | 10.5976 | 23.5552 | 25.5454 |  | 5727 | 620.5902 | 576.7782 | 700.6565 |  | 5727 | 0.01351% | 0.01224% | 0.01451% | 0.01158% | 0.01182% | 0.01277% |  | 5727 | 0.01224% | 0.01451% | 5727 | 1346 | 0.01074% | 6515 | 0.01085% | 0.01079% |  | 5727 | 0.01182% | 0.01277% | 0.01229% |  | 5727 | 7870 | 0.01079% | 0.01165%
| Aug | 27 | 16 | 5728 | 629.5072 | 600.8174 | 736.5075 | 0.01344% | 0.01223% | 0.01465% | 0.01075% | 6306 | 0.01088% | 0.01082% |  | 10.5987 | 23.5544 | 25.544 |  | 5728 | 618.9086 | 577.263 | 710.9635 |  | 5728 | 0.01347% | 0.01225% | 0.01472% | 0.01158% | 0.01182% | 0.01277% |  | 5728 | 0.01225% | 0.01472% | 5728 | 723 | 0.01074% | 769 | 0.01085% | 0.01079% |  | 5728 | 0.01182% | 0.01277% | 0.01229% |  | 5728 | 6306 | 0.01079% | 0.01205%
| Aug | 27 | 17 | 5729 | 616.3368 | 597.4101 | 729.2495 | 0.01315% | 0.01217% | 0.0145% | 0.01075% | 7316 | 0.01088% | 0.01082% |  | 10.5997 | 23.5537 | 25.5426 |  | 5729 | 605.7371 | 573.8564 | 703.7069 |  | 5729 | 0.01319% | 0.01218% | 0.01457% | 0.01159% | 0.01182% | 0.01277% |  | 5729 | 0.01218% | 0.01457% | 5729 | 8039 | 0.01074% | 1739 | 0.01085% | 0.01079% |  | 5729 | 0.01182% | 0.01277% | 0.01229% |  | 5729 | 7316 | 0.01079% | 0.01187%
| Aug | 27 | 18 | 5730 | 601.1187 | 599.1417 | 711.3671 | 0.01283% | 0.0122% | 0.01415% | 0.01075% | 7960 | 0.01088% | 0.01082% |  | 10.6008 | 23.553 | 25.5412 |  | 5730 | 590.5179 | 575.5887 | 685.8259 |  | 5730 | 0.01285% | 0.01222% | 0.0142% | 0.01159% | 0.01182% | 0.01277% |  | 5730 | 0.01222% | 0.0142% | 5730 | 28 | 0.01074% | 532 | 0.01085% | 0.01079% |  | 5730 | 0.01182% | 0.01277% | 0.01229% |  | 5730 | 7960 | 0.01079% | 0.01159%
| Aug | 27 | 19 | 5731 | 596.102 | 594.729 | 691.5812 | 0.01272% | 0.01211% | 0.01375% | 0.01075% | 2998 | 0.01088% | 0.01081% |  | 10.6018 | 23.5523 | 25.5398 |  | 5731 | 585.5002 | 571.1767 | 666.0413 |  | 5731 | 0.01275% | 0.01212% | 0.01379% | 0.01159% | 0.01182% | 0.01277% |  | 5731 | 0.01212% | 0.01379% | 5731 | 7853 | 0.01074% | 7113 | 0.01085% | 0.01079% |  | 5731 | 0.01182% | 0.01277% | 0.01229% |  | 5731 | 2998 | 0.01079% | 0.01155%
| Aug | 27 | 20 | 5732 | 592.6346 | 592.2899 | 683.5636 | 0.01265% | 0.01206% | 0.01359% | 0.01075% | 3433 | 0.01088% | 0.01081% |  | 10.6029 | 23.5516 | 25.5384 |  | 5732 | 582.0318 | 568.7383 | 658.0252 |  | 5732 | 0.01267% | 0.01207% | 0.01363% | 0.01159% | 0.01182% | 0.01276% |  | 5732 | 0.01207% | 0.01363% | 5732 | 745 | 0.01074% | 131 | 0.01085% | 0.01079% |  | 5732 | 0.01182% | 0.01276% | 0.01229% |  | 5732 | 3433 | 0.01079% | 0.01201%
| Aug | 27 | 21 | 5733 | 578.4823 | 576.9199 | 661.3395 | 0.01235% | 0.01175% | 0.01315% | 0.01075% | 2790 | 0.01088% | 0.01081% |  | 10.6039 | 23.5508 | 25.537 |  | 5733 | 567.8784 | 553.3691 | 635.8025 |  | 5733 | 0.01236% | 0.01175% | 0.01317% | 0.01159% | 0.01182% | 0.01276% |  | 5733 | 0.01175% | 0.01317% | 5733 | 8719 | 0.01074% | 6226 | 0.01085% | 0.01079% |  | 5733 | 0.01182% | 0.01276% | 0.01229% |  | 5733 | 2790 | 0.01079% | 0.01132%
| Aug | 27 | 22 | 5734 | 561.1087 | 557.4071 | 631.9888 | 0.01198% | 0.01135% | 0.01257% | 0.01075% | 8654 | 0.01088% | 0.01081% |  | 10.605 | 23.5501 | 25.5357 |  | 5734 | 550.5037 | 533.857 | 606.4531 |  | 5734 | 0.01198% | 0.01133% | 0.01256% | 0.01159% | 0.01182% | 0.01276% |  | 5734 | 0.01133% | 0.01256% | 5734 | 1539 | 0.01074% | 8660 | 0.01085% | 0.01079% |  | 5734 | 0.01182% | 0.01276% | 0.01229% |  | 5734 | 8654 | 0.01079% | 0.01106%
| Aug | 27 | 23 | 5735 | 543.8775 | 545.6585 | 614.0032 | 0.01161% | 0.01111% | 0.01221% | 0.01075% | 8553 | 0.01088% | 0.01081% |  | 10.606 | 23.5494 | 25.5343 |  | 5735 | 533.2715 | 522.1091 | 588.4689 |  | 5735 | 0.01161% | 0.01108% | 0.01219% | 0.01159% | 0.01182% | 0.01276% |  | 5735 | 0.01108% | 0.01219% | 5735 | 266 | 0.01074% | 482 | 0.01085% | 0.01079% |  | 5735 | 0.01182% | 0.01276% | 0.01229% |  | 5735 | 8553 | 0.01079% | 0.01114%
| Aug | 28 | 0 | 5736 | 531.8735 | 535.2691 | 600.8188 | 0.01135% | 0.0109% | 0.01195% | 0.01075% | 263 | 0.01088% | 0.01081% |  | 10.607 | 23.5487 | 25.5329 |  | 5736 | 521.2664 | 511.7204 | 575.2859 |  | 5736 | 0.01135% | 0.01086% | 0.01191% | 0.01159% | 0.01182% | 0.01276% |  | 5736 | 0.01086% | 0.01191% | 5736 | 2636 | 0.01074% | 6210 | 0.01085% | 0.01079% |  | 5736 | 0.01182% | 0.01276% | 0.01229% |  | 5736 | 263 | 0.01079% | 0.009216%
| Aug | 28 | 1 | 5737 | 523.4373 | 531.657 | 594.8455 | 0.01117% | 0.01083% | 0.01183% | 0.01075% | 3369 | 0.01088% | 0.01081% |  | 10.6081 | 23.548 | 25.5315 |  | 5737 | 512.8292 | 508.1091 | 569.314 |  | 5737 | 0.01116% | 0.01078% | 0.01179% | 0.01159% | 0.01182% | 0.01276% |  | 5737 | 0.01078% | 0.01179% | 5737 | 1396 | 0.01074% | 3242 | 0.01085% | 0.01079% |  | 5737 | 0.01182% | 0.01276% | 0.01229% |  | 5737 | 3369 | 0.01079% | 0.01195%
| Aug | 28 | 2 | 5738 | 517.9706 | 529.8603 | 594.3766 | 0.01105% | 0.01079% | 0.01182% | 0.01075% | 7500 | 0.01088% | 0.01081% |  | 10.6091 | 23.5473 | 25.5301 |  | 5738 | 507.3614 | 506.313 | 568.8465 |  | 5738 | 0.01104% | 0.01075% | 0.01178% | 0.0116% | 0.01182% | 0.01276% |  | 5738 | 0.01075% | 0.01178% | 5738 | 3011 | 0.01074% | 2782 | 0.01085% | 0.01079% |  | 5738 | 0.01182% | 0.01276% | 0.01229% |  | 5738 | 7500 | 0.01079% | 0.01182%
| Aug | 28 | 3 | 5739 | 515.753 | 531.0705 | 595.53 | 0.01101% | 0.01081% | 0.01184% | 0.01075% | 2974 | 0.01088% | 0.01081% |  | 10.6102 | 23.5465 | 25.5287 |  | 5739 | 505.1428 | 507.524 | 570.0013 |  | 5739 | 0.011% | 0.01077% | 0.0118% | 0.0116% | 0.01182% | 0.01276% |  | 5739 | 0.01077% | 0.0118% | 5739 | 2452 | 0.01074% | 7897 | 0.01084% | 0.01079% |  | 5739 | 0.01182% | 0.01276% | 0.01229% |  | 5739 | 2974 | 0.01079% | 0.01153%
| Aug | 28 | 4 | 5740 | 519.4676 | 532.5973 | 596.3177 | 0.01109% | 0.01085% | 0.01186% | 0.01075% | 2984 | 0.01088% | 0.01081% |  | 10.6112 | 23.5458 | 25.5273 |  | 5740 | 508.8564 | 509.0515 | 570.7904 |  | 5740 | 0.01108% | 0.0108% | 0.01182% | 0.0116% | 0.01181% | 0.01276% |  | 5740 | 0.0108% | 0.01182% | 5740 | 291 | 0.01073% | 7296 | 0.01084% | 0.01079% |  | 5740 | 0.01181% | 0.01276% | 0.01229% |  | 5740 | 2984 | 0.01079% | 0.01154%
| Aug | 28 | 5 | 5741 | 533.4371 | 538.8067 | 606.2388 | 0.01139% | 0.01097% | 0.01205% | 0.01075% | 8170 | 0.01088% | 0.01081% |  | 10.6123 | 23.5451 | 25.5259 |  | 5741 | 522.8248 | 515.2616 | 580.7129 |  | 5741 | 0.01138% | 0.01094% | 0.01203% | 0.0116% | 0.01181% | 0.01276% |  | 5741 | 0.01094% | 0.01203% | 5741 | 6614 | 0.01073% | 7555 | 0.01084% | 0.01079% |  | 5741 | 0.01181% | 0.01276% | 0.01229% |  | 5741 | 8170 | 0.01079% | 0.01145%
| Aug | 28 | 6 | 5742 | 546.3535 | 546.273 | 614.7721 | 0.01166% | 0.01112% | 0.01222% | 0.01075% | 8632 | 0.01088% | 0.01081% |  | 10.6133 | 23.5444 | 25.5246 |  | 5742 | 535.7401 | 522.7286 | 589.2476 |  | 5742 | 0.01166% | 0.01109% | 0.0122% | 0.0116% | 0.01181% | 0.01276% |  | 5742 | 0.01109% | 0.0122% | 5742 | 431 | 0.01073% | 8473 | 0.01084% | 0.01079% |  | 5742 | 0.01181% | 0.01276% | 0.01229% |  | 5742 | 8632 | 0.01079% | 0.01108%
| Aug | 28 | 7 | 5743 | 557.456 | 557.6026 | 624.1025 | 0.0119% | 0.01135% | 0.01241% | 0.01075% | 7422 | 0.01087% | 0.01081% |  | 10.6144 | 23.5437 | 25.5232 |  | 5743 | 546.8416 | 534.059 | 598.5793 |  | 5743 | 0.0119% | 0.01134% | 0.0124% | 0.0116% | 0.01181% | 0.01276% |  | 5743 | 0.01134% | 0.0124% | 5743 | 7067 | 0.01073% | 6447 | 0.01084% | 0.01079% |  | 5743 | 0.01181% | 0.01276% | 0.01229% |  | 5743 | 7422 | 0.01079% | 0.01184%
| Aug | 28 | 8 | 5744 | 564.5885 | 566.8749 | 631.5855 | 0.01205% | 0.01154% | 0.01256% | 0.01075% | 8700 | 0.01087% | 0.01081% |  | 10.6154 | 23.543 | 25.5218 |  | 5744 | 553.973 | 543.3319 | 606.0638 |  | 5744 | 0.01206% | 0.01153% | 0.01255% | 0.0116% | 0.01181% | 0.01276% |  | 5744 | 0.01153% | 0.01255% | 5744 | 8509 | 0.01073% | 3369 | 0.01084% | 0.01079% |  | 5744 | 0.01181% | 0.01276% | 0.01228% |  | 5744 | 8700 | 0.01079% | 0.01102%
| Aug | 28 | 9 | 5745 | 577.5892 | 579.7686 | 643.2415 | 0.01233% | 0.01181% | 0.01279% | 0.01074% | 6982 | 0.01087% | 0.01081% |  | 10.6165 | 23.5423 | 25.5204 |  | 5745 | 566.9727 | 556.2263 | 617.7211 |  | 5745 | 0.01234% | 0.01181% | 0.01279% | 0.0116% | 0.01181% | 0.01276% |  | 5745 | 0.01181% | 0.01279% | 5745 | 6266 | 0.01073% | 6836 | 0.01084% | 0.01079% |  | 5745 | 0.01181% | 0.01276% | 0.01228% |  | 5745 | 6982 | 0.01079% | 0.01193%
| Aug | 28 | 10 | 5746 | 591.4197 | 591.9361 | 658.5545 | 0.01262% | 0.01205% | 0.0131% | 0.01074% | 8744 | 0.01087% | 0.01081% |  | 10.6175 | 23.5416 | 25.519 |  | 5746 | 580.8021 | 568.3946 | 633.0355 |  | 5746 | 0.01264% | 0.01206% | 0.01311% | 0.01161% | 0.01181% | 0.01275% |  | 5746 | 0.01206% | 0.01311% | 5746 | 593 | 0.01073% | 638 | 0.01084% | 0.01079% |  | 5746 | 0.01181% | 0.01275% | 0.01228% |  | 5746 | 8744 | 0.01079% | 0.01099%
| Aug | 28 | 11 | 5747 | 603.9253 | 599.691 | 672.8642 | 0.01289% | 0.01221% | 0.01338% | 0.01074% | 3474 | 0.01087% | 0.01081% |  | 10.6186 | 23.5409 | 25.5176 |  | 5747 | 593.3067 | 576.1501 | 647.3465 |  | 5747 | 0.01292% | 0.01223% | 0.01341% | 0.01161% | 0.01181% | 0.01275% |  | 5747 | 0.01223% | 0.01341% | 5747 | 947 | 0.01073% | 7037 | 0.01084% | 0.01079% |  | 5747 | 0.01181% | 0.01275% | 0.01228% |  | 5747 | 3474 | 0.01079% | 0.01205%
| Aug | 28 | 12 | 5748 | 620.0857 | 609.2239 | 692.8658 | 0.01323% | 0.01241% | 0.01378% | 0.01074% | 8005 | 0.01087% | 0.01081% |  | 10.6196 | 23.5402 | 25.5163 |  | 5748 | 609.466 | 585.6838 | 667.3496 |  | 5748 | 0.01327% | 0.01243% | 0.01382% | 0.01161% | 0.01181% | 0.01275% |  | 5748 | 0.01243% | 0.01382% | 5748 | 7449 | 0.01073% | 7211 | 0.01084% | 0.01079% |  | 5748 | 0.01181% | 0.01275% | 0.01228% |  | 5748 | 8005 | 0.01079% | 0.01157%
| Aug | 28 | 13 | 5749 | 637.5413 | 620.7491 | 712.3799 | 0.01361% | 0.01264% | 0.01417% | 0.01074% | 6516 | 0.01087% | 0.01081% |  | 10.6207 | 23.5394 | 25.5149 |  | 5749 | 626.9206 | 597.2096 | 686.865 |  | 5749 | 0.01365% | 0.01268% | 0.01422% | 0.01161% | 0.01181% | 0.01275% |  | 5749 | 0.01268% | 0.01422% | 5749 | 3094 | 0.01073% | 256 | 0.01084% | 0.01079% |  | 5749 | 0.01181% | 0.01275% | 0.01228% |  | 5749 | 6516 | 0.01079% | 0.012%
| Aug | 28 | 14 | 5750 | 656.3094 | 629.0159 | 731.6126 | 0.01401% | 0.01281% | 0.01455% | 0.01074% | 82 | 0.01087% | 0.01081% |  | 10.6217 | 23.5387 | 25.5135 |  | 5750 | 645.6876 | 605.4772 | 706.0991 |  | 5750 | 0.01406% | 0.01285% | 0.01462% | 0.01161% | 0.01181% | 0.01275% |  | 5750 | 0.01285% | 0.01462% | 5750 | 3012 | 0.01073% | 3258 | 0.01084% | 0.01079% |  | 5750 | 0.01181% | 0.01275% | 0.01228% |  | 5750 | 82 | 0.01079% | 0.00915%
| Aug | 28 | 15 | 5751 | 669.7 | 636.5939 | 736.6669 | 0.01429% | 0.01296% | 0.01465% | 0.01074% | 1695 | 0.01087% | 0.01081% |  | 10.6228 | 23.538 | 25.5121 |  | 5751 | 659.0772 | 613.0558 | 711.1548 |  | 5751 | 0.01435% | 0.01301% | 0.01473% | 0.01161% | 0.01181% | 0.01275% |  | 5751 | 0.01301% | 0.01473% | 5751 | 1339 | 0.01073% | 5977 | 0.01084% | 0.01079% |  | 5751 | 0.01181% | 0.01275% | 0.01228% |  | 5751 | 1695 | 0.01079% | 0.01026%
| Aug | 28 | 16 | 5752 | 671.8104 | 640.8204 | 741.2618 | 0.01434% | 0.01305% | 0.01474% | 0.01074% | 6257 | 0.01087% | 0.01081% |  | 10.6239 | 23.5373 | 25.5107 |  | 5752 | 661.1865 | 617.2831 | 715.7511 |  | 5752 | 0.01439% | 0.0131% | 0.01482% | 0.01161% | 0.01181% | 0.01275% |  | 5752 | 0.0131% | 0.01482% | 5752 | 2982 | 0.01073% | 3433 | 0.01084% | 0.01079% |  | 5752 | 0.01181% | 0.01275% | 0.01228% |  | 5752 | 6257 | 0.01079% | 0.01207%
| Aug | 28 | 17 | 5753 | 665.2179 | 636.8173 | 732.6722 | 0.0142% | 0.01297% | 0.01457% | 0.01074% | 6224 | 0.01087% | 0.01081% |  | 10.6249 | 23.5366 | 25.5094 |  | 5753 | 654.593 | 613.2807 | 707.1629 |  | 5753 | 0.01425% | 0.01302% | 0.01464% | 0.01161% | 0.01181% | 0.01275% |  | 5753 | 0.01302% | 0.01464% | 5753 | 6265 | 0.01073% | 5693 | 0.01084% | 0.01079% |  | 5753 | 0.01181% | 0.01275% | 0.01228% |  | 5753 | 6224 | 0.01079% | 0.01208%
| Aug | 28 | 18 | 5754 | 649.0863 | 629.0625 | 711.686 | 0.01385% | 0.01281% | 0.01415% | 0.01074% | 7715 | 0.01087% | 0.01081% |  | 10.626 | 23.5359 | 25.508 |  | 5754 | 638.4603 | 605.5265 | 686.178 |  | 5754 | 0.0139% | 0.01285% | 0.01421% | 0.01161% | 0.01181% | 0.01275% |  | 5754 | 0.01285% | 0.01421% | 5754 | 8545 | 0.01073% | 472 | 0.01084% | 0.01079% |  | 5754 | 0.01181% | 0.01275% | 0.01228% |  | 5754 | 7715 | 0.01079% | 0.01173%
| Aug | 28 | 19 | 5755 | 633.7517 | 623.514 | 693.6441 | 0.01353% | 0.0127% | 0.01379% | 0.01074% | 8724 | 0.01087% | 0.01081% |  | 10.627 | 23.5352 | 25.5066 |  | 5755 | 623.1246 | 599.9788 | 668.1375 |  | 5755 | 0.01356% | 0.01273% | 0.01384% | 0.01162% | 0.01181% | 0.01275% |  | 5755 | 0.01273% | 0.01384% | 5755 | 1965 | 0.01073% | 8231 | 0.01084% | 0.01079% |  | 5755 | 0.01181% | 0.01275% | 0.01228% |  | 5755 | 8724 | 0.01079% | 0.011%
| Aug | 28 | 20 | 5756 | 626.5734 | 623.1044 | 683.7699 | 0.01337% | 0.01269% | 0.0136% | 0.01074% | 3242 | 0.01087% | 0.01081% |  | 10.6281 | 23.5345 | 25.5052 |  | 5756 | 615.9453 | 599.5699 | 658.2647 |  | 5756 | 0.01341% | 0.01273% | 0.01363% | 0.01162% | 0.01181% | 0.01275% |  | 5756 | 0.01273% | 0.01363% | 5756 | 8598 | 0.01073% | 7284 | 0.01084% | 0.01079% |  | 5756 | 0.01181% | 0.01275% | 0.01228% |  | 5756 | 3242 | 0.01079% | 0.01182%
| Aug | 28 | 21 | 5757 | 607.9847 | 602.3814 | 663.5151 | 0.01298% | 0.01227% | 0.01319% | 0.01074% | 6273 | 0.01087% | 0.01081% |  | 10.6291 | 23.5338 | 25.5038 |  | 5757 | 597.3556 | 578.8476 | 638.0112 |  | 5757 | 0.013% | 0.01229% | 0.01321% | 0.01162% | 0.01181% | 0.01275% |  | 5757 | 0.01229% | 0.01321% | 5757 | 6097 | 0.01073% | 7600 | 0.01084% | 0.01078% |  | 5757 | 0.01181% | 0.01275% | 0.01228% |  | 5757 | 6273 | 0.01078% | 0.01206%
| Aug | 28 | 22 | 5758 | 584.405 | 580.3923 | 639.5281 | 0.01247% | 0.01182% | 0.01272% | 0.01074% | 8726 | 0.01087% | 0.01081% |  | 10.6302 | 23.5331 | 25.5025 |  | 5758 | 573.7748 | 556.8592 | 614.0256 |  | 5758 | 0.01249% | 0.01182% | 0.01272% | 0.01162% | 0.01181% | 0.01275% |  | 5758 | 0.01182% | 0.01272% | 5758 | 737 | 0.01073% | 7465 | 0.01084% | 0.01078% |  | 5758 | 0.01181% | 0.01275% | 0.01228% |  | 5758 | 8726 | 0.01078% | 0.011%
| Aug | 28 | 23 | 5759 | 566.5858 | 566.1581 | 617.8948 | 0.01209% | 0.01153% | 0.01229% | 0.01074% | 580 | 0.01087% | 0.01081% |  | 10.6312 | 23.5324 | 25.5011 |  | 5759 | 555.9546 | 542.6257 | 592.3937 |  | 5759 | 0.0121% | 0.01152% | 0.01227% | 0.01162% | 0.01181% | 0.01275% |  | 5759 | 0.01152% | 0.01227% | 5759 | 505 | 0.01073% | 6819 | 0.01084% | 0.01078% |  | 5759 | 0.01181% | 0.01275% | 0.01228% |  | 5759 | 580 | 0.01078% | 0.00938%
| Aug | 29 | 0 | 5760 | 554.7309 | 555.0612 | 609.0051 | 0.01184% | 0.0113% | 0.01211% | 0.01074% | 6272 | 0.01087% | 0.01081% |  | 10.6323 | 23.5317 | 25.4997 |  | 5760 | 544.0986 | 531.5294 | 583.5054 |  | 5760 | 0.01184% | 0.01128% | 0.01208% | 0.01162% | 0.01181% | 0.01275% |  | 5760 | 0.01128% | 0.01208% | 5760 | 2868 | 0.01073% | 6299 | 0.01084% | 0.01078% |  | 5760 | 0.01181% | 0.01275% | 0.01228% |  | 5760 | 6272 | 0.01078% | 0.01206%
| Aug | 29 | 1 | 5761 | 550.2862 | 549.522 | 602.5723 | 0.01174% | 0.01119% | 0.01198% | 0.01074% | 140 | 0.01087% | 0.01081% |  | 10.6333 | 23.531 | 25.4983 |  | 5761 | 539.6529 | 525.991 | 577.074 |  | 5761 | 0.01175% | 0.01116% | 0.01195% | 0.01162% | 0.01181% | 0.01274% |  | 5761 | 0.01116% | 0.01195% | 5761 | 2994 | 0.01073% | 7062 | 0.01084% | 0.01078% |  | 5761 | 0.01181% | 0.01274% | 0.01228% |  | 5761 | 140 | 0.01078% | 0.00917%
| Aug | 29 | 2 | 5762 | 543.2096 | 548.4793 | 597.0304 | 0.01159% | 0.01117% | 0.01187% | 0.01074% | 1095 | 0.01087% | 0.0108% |  | 10.6344 | 23.5303 | 25.497 |  | 5762 | 532.5752 | 524.949 | 571.5334 |  | 5762 | 0.01159% | 0.01114% | 0.01184% | 0.01162% | 0.01181% | 0.01274% |  | 5762 | 0.01114% | 0.01184% | 5762 | 6645 | 0.01073% | 3241 | 0.01084% | 0.01078% |  | 5762 | 0.01181% | 0.01274% | 0.01228% |  | 5762 | 1095 | 0.01078% | 0.009759%
| Aug | 29 | 3 | 5763 | 537.1827 | 546.515 | 594.9111 | 0.01147% | 0.01113% | 0.01183% | 0.01074% | 6544 | 0.01087% | 0.0108% |  | 10.6355 | 23.5296 | 25.4956 |  | 5763 | 526.5472 | 522.9854 | 569.4155 |  | 5763 | 0.01146% | 0.0111% | 0.01179% | 0.01162% | 0.01181% | 0.01274% |  | 5763 | 0.0111% | 0.01179% | 5763 | 484 | 0.01073% | 8475 | 0.01084% | 0.01078% |  | 5763 | 0.01181% | 0.01274% | 0.01227% |  | 5763 | 6544 | 0.01078% | 0.012%
| Aug | 29 | 4 | 5764 | 539.4137 | 551.5328 | 596.4021 | 0.01151% | 0.01123% | 0.01186% | 0.01074% | 6912 | 0.01087% | 0.0108% |  | 10.6365 | 23.529 | 25.4942 |  | 5764 | 528.7771 | 528.0039 | 570.9079 |  | 5764 | 0.01151% | 0.01121% | 0.01182% | 0.01163% | 0.01181% | 0.01274% |  | 5764 | 0.01121% | 0.01182% | 5764 | 3320 | 0.01073% | 6586 | 0.01084% | 0.01078% |  | 5764 | 0.01181% | 0.01274% | 0.01227% |  | 5764 | 6912 | 0.01078% | 0.01194%
| Aug | 29 | 5 | 5765 | 551.7059 | 559.3901 | 605.5824 | 0.01177% | 0.01139% | 0.01204% | 0.01074% | 7565 | 0.01087% | 0.0108% |  | 10.6376 | 23.5283 | 25.4929 |  | 5765 | 541.0683 | 535.8618 | 580.0896 |  | 5765 | 0.01178% | 0.01137% | 0.01201% | 0.01163% | 0.01181% | 0.01274% |  | 5765 | 0.01137% | 0.01201% | 5765 | 8586 | 0.01073% | 454 | 0.01084% | 0.01078% |  | 5765 | 0.01181% | 0.01274% | 0.01227% |  | 5765 | 7565 | 0.01078% | 0.0118%
| Aug | 29 | 6 | 5766 | 564.4613 | 568.6717 | 617.2852 | 0.01205% | 0.01158% | 0.01227% | 0.01074% | 8353 | 0.01087% | 0.0108% |  | 10.6386 | 23.5276 | 25.4915 |  | 5766 | 553.8227 | 545.1441 | 591.7938 |  | 5766 | 0.01206% | 0.01157% | 0.01226% | 0.01163% | 0.01181% | 0.01274% |  | 5766 | 0.01157% | 0.01226% | 5766 | 7876 | 0.01073% | 8684 | 0.01084% | 0.01078% |  | 5766 | 0.01181% | 0.01274% | 0.01227% |  | 5766 | 8353 | 0.01078% | 0.01131%
| Aug | 29 | 7 | 5767 | 574.515 | 577.5529 | 623.7274 | 0.01226% | 0.01176% | 0.0124% | 0.01074% | 6521 | 0.01087% | 0.0108% |  | 10.6397 | 23.5269 | 25.4901 |  | 5767 | 563.8753 | 554.0261 | 598.2373 |  | 5767 | 0.01227% | 0.01176% | 0.01239% | 0.01163% | 0.01181% | 0.01274% |  | 5767 | 0.01176% | 0.01239% | 5767 | 7134 | 0.01073% | 6882 | 0.01084% | 0.01078% |  | 5767 | 0.01181% | 0.01274% | 0.01227% |  | 5767 | 6521 | 0.01078% | 0.012%
| Aug | 29 | 8 | 5768 | 582.9554 | 576.3706 | 630.7791 | 0.01244% | 0.01174% | 0.01254% | 0.01074% | 6706 | 0.01087% | 0.0108% |  | 10.6407 | 23.5262 | 25.4887 |  | 5768 | 572.3147 | 552.8444 | 605.2904 |  | 5768 | 0.01246% | 0.01173% | 0.01253% | 0.01163% | 0.0118% | 0.01274% |  | 5768 | 0.01173% | 0.01253% | 5768 | 8612 | 0.01073% | 6141 | 0.01084% | 0.01078% |  | 5768 | 0.0118% | 0.01274% | 0.01227% |  | 5768 | 6706 | 0.01078% | 0.01197%
| Aug | 29 | 9 | 5769 | 596.701 | 586.5645 | 639.4437 | 0.01274% | 0.01194% | 0.01272% | 0.01074% | 7877 | 0.01087% | 0.0108% |  | 10.6418 | 23.5255 | 25.4874 |  | 5769 | 586.0592 | 563.0391 | 613.9563 |  | 5769 | 0.01276% | 0.01195% | 0.01271% | 0.01163% | 0.0118% | 0.01274% |  | 5769 | 0.01195% | 0.01271% | 5769 | 6073 | 0.01073% | 6212 | 0.01084% | 0.01078% |  | 5769 | 0.0118% | 0.01274% | 0.01227% |  | 5769 | 7877 | 0.01078% | 0.01165%
| Aug | 29 | 10 | 5770 | 627.049 | 596.172 | 639.9688 | 0.01338% | 0.01214% | 0.01273% | 0.01074% | 3258 | 0.01087% | 0.0108% |  | 10.6429 | 23.5248 | 25.486 |  | 5770 | 616.4061 | 572.6472 | 614.4828 |  | 5770 | 0.01342% | 0.01215% | 0.01272% | 0.01163% | 0.0118% | 0.01274% |  | 5770 | 0.01215% | 0.01272% | 5770 | 3504 | 0.01073% | 8306 | 0.01083% | 0.01078% |  | 5770 | 0.0118% | 0.01274% | 0.01227% |  | 5770 | 3258 | 0.01078% | 0.01183%
| Aug | 29 | 11 | 5771 | 637.1638 | 609.3822 | 644.6012 | 0.0136% | 0.01241% | 0.01282% | 0.01074% | 470 | 0.01087% | 0.0108% |  | 10.6439 | 23.5241 | 25.4846 |  | 5771 | 626.5199 | 585.8581 | 619.1165 |  | 5771 | 0.01364% | 0.01243% | 0.01282% | 0.01163% | 0.0118% | 0.01274% |  | 5771 | 0.01243% | 0.01282% | 5771 | 1460 | 0.01073% | 7896 | 0.01083% | 0.01078% |  | 5771 | 0.0118% | 0.01274% | 0.01227% |  | 5771 | 470 | 0.01078% | 0.009315%
| Aug | 29 | 12 | 5772 | 650.5689 | 618.5707 | 649.7211 | 0.01389% | 0.0126% | 0.01292% | 0.01073% | 8127 | 0.01087% | 0.0108% |  | 10.645 | 23.5234 | 25.4833 |  | 5772 | 639.9239 | 595.0472 | 624.2379 |  | 5772 | 0.01393% | 0.01263% | 0.01293% | 0.01164% | 0.0118% | 0.01274% |  | 5772 | 0.01263% | 0.01293% | 5772 | 3154 | 0.01073% | 217 | 0.01083% | 0.01078% |  | 5772 | 0.0118% | 0.01274% | 0.01227% |  | 5772 | 8127 | 0.01078% | 0.01148%
| Aug | 29 | 13 | 5773 | 675.141 | 631.7902 | 654.8317 | 0.01441% | 0.01287% | 0.01302% | 0.01073% | 5983 | 0.01087% | 0.0108% |  | 10.646 | 23.5227 | 25.4819 |  | 5773 | 664.4949 | 608.2674 | 629.3498 |  | 5773 | 0.01446% | 0.01291% | 0.01303% | 0.01164% | 0.0118% | 0.01274% |  | 5773 | 0.01291% | 0.01303% | 5773 | 6072 | 0.01073% | 7137 | 0.01083% | 0.01078% |  | 5773 | 0.0118% | 0.01274% | 0.01227% |  | 5773 | 5983 | 0.01078% | 0.01217%
| Aug | 29 | 14 | 5774 | 692.5955 | 646.2478 | 666.5158 | 0.01478% | 0.01316% | 0.01325% | 0.01073% | 7773 | 0.01086% | 0.0108% |  | 10.6471 | 23.5221 | 25.4805 |  | 5774 | 681.9484 | 622.7258 | 641.0352 |  | 5774 | 0.01484% | 0.01322% | 0.01327% | 0.01164% | 0.0118% | 0.01274% |  | 5774 | 0.01322% | 0.01327% | 5774 | 2243 | 0.01073% | 6300 | 0.01083% | 0.01078% |  | 5774 | 0.0118% | 0.01274% | 0.01227% |  | 5774 | 7773 | 0.01078% | 0.0117%
| Aug | 29 | 15 | 5775 | 704.6446 | 662.3161 | 677.1683 | 0.01504% | 0.01349% | 0.01347% | 0.01073% | 6543 | 0.01086% | 0.0108% |  | 10.6482 | 23.5214 | 25.4792 |  | 5775 | 693.9965 | 638.7947 | 651.6892 |  | 5775 | 0.01511% | 0.01356% | 0.0135% | 0.01164% | 0.0118% | 0.01273% |  | 5775 | 0.01356% | 0.0135% | 5775 | 8452 | 0.01073% | 7049 | 0.01083% | 0.01078% |  | 5775 | 0.0118% | 0.01273% | 0.01227% |  | 5775 | 6543 | 0.01078% | 0.012%
| Aug | 29 | 16 | 5776 | 706.9538 | 664.2897 | 688.5523 | 0.01509% | 0.01353% | 0.01369% | 0.01073% | 6834 | 0.01086% | 0.0108% |  | 10.6492 | 23.5207 | 25.4778 |  | 5776 | 696.3045 | 640.769 | 663.0745 |  | 5776 | 0.01516% | 0.0136% | 0.01373% | 0.01164% | 0.0118% | 0.01273% |  | 5776 | 0.0136% | 0.01373% | 5776 | 8581 | 0.01073% | 115 | 0.01083% | 0.01078% |  | 5776 | 0.0118% | 0.01273% | 0.01227% |  | 5776 | 6834 | 0.01078% | 0.01195%
| Aug | 29 | 17 | 5777 | 693.9661 | 657.9871 | 692.2563 | 0.01481% | 0.0134% | 0.01377% | 0.01073% | 3241 | 0.01086% | 0.0108% |  | 10.6503 | 23.52 | 25.4764 |  | 5777 | 683.3159 | 634.4671 | 666.7799 |  | 5777 | 0.01487% | 0.01347% | 0.01381% | 0.01164% | 0.0118% | 0.01273% |  | 5777 | 0.01347% | 0.01381% | 5777 | 3014 | 0.01073% | 7629 | 0.01083% | 0.01078% |  | 5777 | 0.0118% | 0.01273% | 0.01227% |  | 5777 | 3241 | 0.01078% | 0.01182%
| Aug | 29 | 18 | 5778 | 669.9396 | 646.0803 | 688.6742 | 0.0143% | 0.01316% | 0.01369% | 0.01073% | 3434 | 0.01086% | 0.0108% |  | 10.6513 | 23.5193 | 25.4751 |  | 5778 | 659.2882 | 622.561 | 663.1991 |  | 5778 | 0.01435% | 0.01321% | 0.01373% | 0.01164% | 0.0118% | 0.01273% |  | 5778 | 0.01321% | 0.01373% | 5778 | 7898 | 0.01073% | 6012 | 0.01083% | 0.01078% |  | 5778 | 0.0118% | 0.01273% | 0.01227% |  | 5778 | 3434 | 0.01078% | 0.01201%
| Aug | 29 | 19 | 5779 | 650.2961 | 635.4116 | 678.4249 | 0.01388% | 0.01294% | 0.01349% | 0.01073% | 811 | 0.01086% | 0.0108% |  | 10.6524 | 23.5186 | 25.4737 |  | 5779 | 639.6437 | 611.8929 | 652.9512 |  | 5779 | 0.01392% | 0.01299% | 0.01352% | 0.01164% | 0.0118% | 0.01273% |  | 5779 | 0.01299% | 0.01352% | 5779 | 2253 | 0.01073% | 8257 | 0.01083% | 0.01078% |  | 5779 | 0.0118% | 0.01273% | 0.01227% |  | 5779 | 811 | 0.01078% | 0.009536%
| Aug | 29 | 20 | 5780 | 640.9012 | 633.6428 | 676.3619 | 0.01368% | 0.0129% | 0.01345% | 0.01073% | 6717 | 0.01086% | 0.0108% |  | 10.6535 | 23.5179 | 25.4724 |  | 5780 | 630.2478 | 610.1248 | 650.8895 |  | 5780 | 0.01372% | 0.01295% | 0.01348% | 0.01164% | 0.0118% | 0.01273% |  | 5780 | 0.01295% | 0.01348% | 5780 | 6572 | 0.01072% | 265 | 0.01083% | 0.01078% |  | 5780 | 0.0118% | 0.01273% | 0.01227% |  | 5780 | 6717 | 0.01078% | 0.01197%
| Aug | 29 | 21 | 5781 | 623.8058 | 616.9415 | 662.1929 | 0.01331% | 0.01256% | 0.01317% | 0.01073% | 7605 | 0.01086% | 0.0108% |  | 10.6545 | 23.5173 | 25.471 |  | 5781 | 613.1512 | 593.4242 | 636.7219 |  | 5781 | 0.01335% | 0.0126% | 0.01319% | 0.01165% | 0.0118% | 0.01273% |  | 5781 | 0.0126% | 0.01319% | 5781 | 6640 | 0.01072% | 7493 | 0.01083% | 0.01078% |  | 5781 | 0.0118% | 0.01273% | 0.01227% |  | 5781 | 7605 | 0.01078% | 0.01178%
| Aug | 29 | 22 | 5782 | 600.3662 | 597.2891 | 637.5307 | 0.01281% | 0.01216% | 0.01268% | 0.01073% | 7023 | 0.01086% | 0.0108% |  | 10.6556 | 23.5166 | 25.4696 |  | 5782 | 589.7106 | 573.7725 | 612.0611 |  | 5782 | 0.01284% | 0.01218% | 0.01267% | 0.01165% | 0.0118% | 0.01273% |  | 5782 | 0.01218% | 0.01267% | 5782 | 7657 | 0.01072% | 8193 | 0.01083% | 0.01078% |  | 5782 | 0.0118% | 0.01273% | 0.01226% |  | 5782 | 7023 | 0.01078% | 0.01193%
| Aug | 29 | 23 | 5783 | 582.4022 | 578.0836 | 614.9316 | 0.01243% | 0.01177% | 0.01223% | 0.01073% | 1696 | 0.01086% | 0.0108% |  | 10.6567 | 23.5159 | 25.4683 |  | 5783 | 571.7456 | 554.5677 | 589.4633 |  | 5783 | 0.01245% | 0.01177% | 0.01221% | 0.01165% | 0.0118% | 0.01273% |  | 5783 | 0.01177% | 0.01221% | 5783 | 23 | 0.01072% | 3474 | 0.01083% | 0.01078% |  | 5783 | 0.0118% | 0.01273% | 0.01226% |  | 5783 | 1696 | 0.01078% | 0.01027%
| Aug | 30 | 0 | 5784 | 568.7693 | 571.4645 | 601.7847 | 0.01214% | 0.01164% | 0.01197% | 0.01073% | 3346 | 0.01086% | 0.0108% |  | 10.6577 | 23.5152 | 25.4669 |  | 5784 | 558.1116 | 547.9493 | 576.3177 |  | 5784 | 0.01215% | 0.01163% | 0.01193% | 0.01165% | 0.0118% | 0.01273% |  | 5784 | 0.01163% | 0.01193% | 5784 | 8548 | 0.01072% | 1926 | 0.01083% | 0.01078% |  | 5784 | 0.0118% | 0.01273% | 0.01226% |  | 5784 | 3346 | 0.01078% | 0.01192%
| Aug | 30 | 1 | 5785 | 558.485 | 565.6461 | 595.5769 | 0.01192% | 0.01152% | 0.01184% | 0.01073% | 451 | 0.01086% | 0.01079% |  | 10.6588 | 23.5146 | 25.4656 |  | 5785 | 547.8262 | 542.1315 | 570.1114 |  | 5785 | 0.01193% | 0.01151% | 0.01181% | 0.01165% | 0.0118% | 0.01273% |  | 5785 | 0.01151% | 0.01181% | 5785 | 6146 | 0.01072% | 8677 | 0.01083% | 0.01078% |  | 5785 | 0.0118% | 0.01273% | 0.01226% |  | 5785 | 451 | 0.01078% | 0.009305%
| Aug | 30 | 2 | 5786 | 547.7077 | 565.7392 | 596.4115 | 0.01169% | 0.01152% | 0.01186% | 0.01073% | 6884 | 0.01086% | 0.01079% |  | 10.6598 | 23.5139 | 25.4642 |  | 5786 | 537.0479 | 542.2253 | 570.9473 |  | 5786 | 0.01169% | 0.01151% | 0.01182% | 0.01165% | 0.0118% | 0.01273% |  | 5786 | 0.01151% | 0.01182% | 5786 | 3219 | 0.01072% | 8551 | 0.01083% | 0.01078% |  | 5786 | 0.0118% | 0.01273% | 0.01226% |  | 5786 | 6884 | 0.01078% | 0.01195%
| Aug | 30 | 3 | 5787 | 549.368 | 564.6499 | 606.0044 | 0.01173% | 0.0115% | 0.01205% | 0.01073% | 8672 | 0.01086% | 0.01079% |  | 10.6609 | 23.5132 | 25.4628 |  | 5787 | 538.7071 | 541.1368 | 580.5416 |  | 5787 | 0.01173% | 0.01149% | 0.01202% | 0.01165% | 0.0118% | 0.01273% |  | 5787 | 0.01149% | 0.01202% | 5787 | 6175 | 0.01072% | 8696 | 0.01083% | 0.01078% |  | 5787 | 0.0118% | 0.01273% | 0.01226% |  | 5787 | 8672 | 0.01078% | 0.01105%
| Aug | 30 | 4 | 5788 | 549.9769 | 564.2683 | 605.8731 | 0.01174% | 0.01149% | 0.01205% | 0.01073% | 6828 | 0.01086% | 0.01079% |  | 10.662 | 23.5125 | 25.4615 |  | 5788 | 539.3149 | 540.7557 | 580.4117 |  | 5788 | 0.01174% | 0.01148% | 0.01202% | 0.01165% | 0.0118% | 0.01273% |  | 5788 | 0.01148% | 0.01202% | 5788 | 6761 | 0.01072% | 8212 | 0.01083% | 0.01078% |  | 5788 | 0.0118% | 0.01273% | 0.01226% |  | 5788 | 6828 | 0.01078% | 0.01195%
| Aug | 30 | 5 | 5789 | 560.5971 | 573.1868 | 614.2001 | 0.01196% | 0.01167% | 0.01221% | 0.01073% | 48 | 0.01086% | 0.01079% |  | 10.663 | 23.5118 | 25.4601 |  | 5789 | 549.9341 | 549.6749 | 588.74 |  | 5789 | 0.01197% | 0.01167% | 0.01219% | 0.01165% | 0.0118% | 0.01273% |  | 5789 | 0.01167% | 0.01219% | 5789 | 983 | 0.01072% | 8354 | 0.01083% | 0.01078% |  | 5789 | 0.0118% | 0.01273% | 0.01226% |  | 5789 | 48 | 0.01078% | 0.009139%
| Aug | 30 | 6 | 5790 | 576.3343 | 590.2139 | 624.7777 | 0.0123% | 0.01202% | 0.01242% | 0.01073% | 253 | 0.01086% | 0.01079% |  | 10.6641 | 23.5112 | 25.4588 |  | 5790 | 565.6702 | 566.7027 | 599.3189 |  | 5790 | 0.01231% | 0.01203% | 0.01241% | 0.01166% | 0.0118% | 0.01272% |  | 5790 | 0.01203% | 0.01241% | 5790 | 2758 | 0.01072% | 7888 | 0.01083% | 0.01078% |  | 5790 | 0.0118% | 0.01272% | 0.01226% |  | 5790 | 253 | 0.01078% | 0.009212%
| Aug | 30 | 7 | 5791 | 583.6391 | 594.7662 | 639.3124 | 0.01246% | 0.01211% | 0.01271% | 0.01073% | 1999 | 0.01086% | 0.01079% |  | 10.6652 | 23.5105 | 25.4574 |  | 5791 | 572.9739 | 571.2557 | 613.855 |  | 5791 | 0.01247% | 0.01212% | 0.01271% | 0.01166% | 0.0118% | 0.01272% |  | 5791 | 0.01212% | 0.01271% | 5791 | 6287 | 0.01072% | 6914 | 0.01083% | 0.01078% |  | 5791 | 0.0118% | 0.01272% | 0.01226% |  | 5791 | 1999 | 0.01078% | 0.01052%
| Aug | 30 | 8 | 5792 | 593.3238 | 597.3822 | 645.2201 | 0.01266% | 0.01216% | 0.01283% | 0.01073% | 8040 | 0.01086% | 0.01079% |  | 10.6662 | 23.5098 | 25.456 |  | 5792 | 582.6576 | 573.8724 | 619.764 |  | 5792 | 0.01268% | 0.01218% | 0.01283% | 0.01166% | 0.0118% | 0.01272% |  | 5792 | 0.01218% | 0.01283% | 5792 | 8563 | 0.01072% | 7451 | 0.01083% | 0.01077% |  | 5792 | 0.0118% | 0.01272% | 0.01226% |  | 5792 | 8040 | 0.01077% | 0.01154%
| Aug | 30 | 9 | 5793 | 602.3225 | 605.3418 | 654.7567 | 0.01286% | 0.01233% | 0.01302% | 0.01073% | 1779 | 0.01086% | 0.01079% |  | 10.6673 | 23.5092 | 25.4547 |  | 5793 | 591.6552 | 581.8327 | 629.302 |  | 5793 | 0.01288% | 0.01235% | 0.01303% | 0.01166% | 0.0118% | 0.01272% |  | 5793 | 0.01235% | 0.01303% | 5793 | 2953 | 0.01072% | 471 | 0.01083% | 0.01077% |  | 5793 | 0.0118% | 0.01272% | 0.01226% |  | 5793 | 1779 | 0.01077% | 0.01033%
| Aug | 30 | 10 | 5794 | 614.3693 | 608.4512 | 665.7562 | 0.01311% | 0.01239% | 0.01324% | 0.01073% | 2817 | 0.01086% | 0.01079% |  | 10.6684 | 23.5085 | 25.4533 |  | 5794 | 603.7009 | 584.9427 | 640.3029 |  | 5794 | 0.01314% | 0.01242% | 0.01326% | 0.01166% | 0.0118% | 0.01272% |  | 5794 | 0.01242% | 0.01326% | 5794 | 5837 | 0.01072% | 108 | 0.01083% | 0.01077% |  | 5794 | 0.0118% | 0.01272% | 0.01226% |  | 5794 | 2817 | 0.01077% | 0.01135%
| Aug | 30 | 11 | 5795 | 624.6649 | 612.6312 | 681.5006 | 0.01333% | 0.01248% | 0.01355% | 0.01073% | 6445 | 0.01086% | 0.01079% |  | 10.6694 | 23.5078 | 25.452 |  | 5795 | 613.9954 | 589.1234 | 656.0486 |  | 5795 | 0.01337% | 0.0125% | 0.01359% | 0.01166% | 0.0118% | 0.01272% |  | 5795 | 0.0125% | 0.01359% | 5795 | 1562 | 0.01072% | 7075 | 0.01083% | 0.01077% |  | 5795 | 0.0118% | 0.01272% | 0.01226% |  | 5795 | 6445 | 0.01077% | 0.01202%
| Aug | 30 | 12 | 5796 | 635.4887 | 620.0136 | 692.8189 | 0.01356% | 0.01263% | 0.01378% | 0.01073% | 7558 | 0.01086% | 0.01079% |  | 10.6705 | 23.5071 | 25.4506 |  | 5796 | 624.8182 | 596.5065 | 667.3683 |  | 5796 | 0.0136% | 0.01266% | 0.01382% | 0.01166% | 0.0118% | 0.01272% |  | 5796 | 0.01266% | 0.01382% | 5796 | 8021 | 0.01072% | 7623 | 0.01083% | 0.01077% |  | 5796 | 0.0118% | 0.01272% | 0.01226% |  | 5796 | 7558 | 0.01077% | 0.0118%
| Aug | 30 | 13 | 5797 | 655.0504 | 628.3177 | 709.2573 | 0.01398% | 0.01279% | 0.0141% | 0.01073% | 2048 | 0.01086% | 0.01079% |  | 10.6716 | 23.5065 | 25.4493 |  | 5797 | 644.3788 | 604.8112 | 683.808 |  | 5797 | 0.01403% | 0.01284% | 0.01416% | 0.01166% | 0.01179% | 0.01272% |  | 5797 | 0.01284% | 0.01416% | 5797 | 435 | 0.01072% | 6225 | 0.01083% | 0.01077% |  | 5797 | 0.01179% | 0.01272% | 0.01226% |  | 5797 | 2048 | 0.01077% | 0.01056%
| Aug | 30 | 14 | 5798 | 671.5079 | 632.116 | 721.7853 | 0.01433% | 0.01287% | 0.01435% | 0.01073% | 7615 | 0.01086% | 0.01079% |  | 10.6726 | 23.5058 | 25.4479 |  | 5798 | 660.8353 | 608.6102 | 696.3373 |  | 5798 | 0.01439% | 0.01292% | 0.01442% | 0.01167% | 0.01179% | 0.01272% |  | 5798 | 0.01292% | 0.01442% | 5798 | 6914 | 0.01072% | 7624 | 0.01083% | 0.01077% |  | 5798 | 0.01179% | 0.01272% | 0.01226% |  | 5798 | 7615 | 0.01077% | 0.01178%
| Aug | 30 | 15 | 5799 | 681.1917 | 634.6109 | 729.7465 | 0.01454% | 0.01292% | 0.01451% | 0.01073% | 5346 | 0.01086% | 0.01079% |  | 10.6737 | 23.5051 | 25.4466 |  | 5799 | 670.518 | 611.1058 | 704.3 |  | 5799 | 0.0146% | 0.01297% | 0.01458% | 0.01167% | 0.01179% | 0.01272% |  | 5799 | 0.01297% | 0.01458% | 5799 | 422 | 0.01072% | 5836 | 0.01083% | 0.01077% |  | 5799 | 0.01179% | 0.01272% | 0.01226% |  | 5799 | 5346 | 0.01077% | 0.01251%
| Aug | 30 | 16 | 5800 | 672.0674 | 634.704 | 728.6869 | 0.01434% | 0.01292% | 0.01449% | 0.01073% | 7644 | 0.01086% | 0.01079% |  | 10.6748 | 23.5045 | 25.4452 |  | 5800 | 661.3927 | 611.1996 | 703.2417 |  | 5800 | 0.0144% | 0.01297% | 0.01456% | 0.01167% | 0.01179% | 0.01272% |  | 5800 | 0.01297% | 0.01456% | 5800 | 1979 | 0.01072% | 7464 | 0.01083% | 0.01077% |  | 5800 | 0.01179% | 0.01272% | 0.01226% |  | 5800 | 7644 | 0.01077% | 0.01177%
| Aug | 30 | 17 | 5801 | 656.8632 | 629.6304 | 723.5669 | 0.01402% | 0.01282% | 0.01439% | 0.01073% | 6533 | 0.01086% | 0.01079% |  | 10.6758 | 23.5038 | 25.4439 |  | 5801 | 646.1873 | 606.1265 | 698.1231 |  | 5801 | 0.01407% | 0.01286% | 0.01446% | 0.01167% | 0.01179% | 0.01272% |  | 5801 | 0.01286% | 0.01446% | 5801 | 2783 | 0.01072% | 6594 | 0.01083% | 0.01077% |  | 5801 | 0.01179% | 0.01272% | 0.01226% |  | 5801 | 6533 | 0.01077% | 0.012%
| Aug | 30 | 18 | 5802 | 635.627 | 622.7134 | 702.1118 | 0.01357% | 0.01268% | 0.01396% | 0.01073% | 6451 | 0.01085% | 0.01079% |  | 10.6769 | 23.5032 | 25.4425 |  | 5802 | 624.9501 | 599.2102 | 676.6693 |  | 5802 | 0.0136% | 0.01272% | 0.01401% | 0.01167% | 0.01179% | 0.01272% |  | 5802 | 0.01272% | 0.01401% | 5802 | 8740 | 0.01072% | 1752 | 0.01083% | 0.01077% |  | 5802 | 0.01179% | 0.01272% | 0.01225% |  | 5802 | 6451 | 0.01077% | 0.01202%
| Aug | 30 | 19 | 5803 | 623.7611 | 611.0765 | 686.0955 | 0.01331% | 0.01244% | 0.01364% | 0.01073% | 7583 | 0.01085% | 0.01079% |  | 10.678 | 23.5025 | 25.4412 |  | 5803 | 613.0831 | 587.574 | 660.6543 |  | 5803 | 0.01335% | 0.01247% | 0.01368% | 0.01167% | 0.01179% | 0.01272% |  | 5803 | 0.01247% | 0.01368% | 5803 | 8280 | 0.01072% | 3346 | 0.01083% | 0.01077% |  | 5803 | 0.01179% | 0.01272% | 0.01225% |  | 5803 | 7583 | 0.01077% | 0.01179%
| Aug | 30 | 20 | 5804 | 616.6289 | 606.4683 | 672.7892 | 0.01316% | 0.01235% | 0.01338% | 0.01073% | 478 | 0.01085% | 0.01079% |  | 10.6791 | 23.5018 | 25.4398 |  | 5804 | 605.9498 | 582.9665 | 647.3493 |  | 5804 | 0.01319% | 0.01237% | 0.01341% | 0.01167% | 0.01179% | 0.01272% |  | 5804 | 0.01237% | 0.01341% | 5804 | 3357 | 0.01072% | 6102 | 0.01083% | 0.01077% |  | 5804 | 0.01179% | 0.01272% | 0.01225% |  | 5804 | 478 | 0.01077% | 0.00932%
| Aug | 30 | 21 | 5805 | 600.8909 | 587.9517 | 654.2035 | 0.01282% | 0.01197% | 0.01301% | 0.01073% | 1359 | 0.01085% | 0.01079% |  | 10.6801 | 23.5012 | 25.4385 |  | 5805 | 590.2108 | 564.4505 | 628.765 |  | 5805 | 0.01285% | 0.01198% | 0.01302% | 0.01167% | 0.01179% | 0.01271% |  | 5805 | 0.01198% | 0.01302% | 5805 | 2230 | 0.01072% | 5310 | 0.01083% | 0.01077% |  | 5805 | 0.01179% | 0.01271% | 0.01225% |  | 5805 | 1359 | 0.01077% | 0.009987%
| Aug | 30 | 22 | 5806 | 580.0404 | 571.2504 | 632.7014 | 0.01238% | 0.01163% | 0.01258% | 0.01073% | 782 | 0.01085% | 0.01079% |  | 10.6812 | 23.5005 | 25.4371 |  | 5806 | 569.3592 | 547.7499 | 607.2643 |  | 5806 | 0.01239% | 0.01163% | 0.01258% | 0.01167% | 0.01179% | 0.01271% |  | 5806 | 0.01163% | 0.01258% | 5806 | 6584 | 0.01072% | 7317 | 0.01083% | 0.01077% |  | 5806 | 0.01179% | 0.01271% | 0.01225% |  | 5806 | 782 | 0.01077% | 0.009515%
| Aug | 30 | 23 | 5807 | 564.7777 | 558.0774 | 615.5692 | 0.01205% | 0.01136% | 0.01224% | 0.01073% | 141 | 0.01085% | 0.01079% |  | 10.6823 | 23.4998 | 25.4358 |  | 5807 | 554.0954 | 534.5776 | 590.1334 |  | 5807 | 0.01206% | 0.01135% | 0.01222% | 0.01168% | 0.01179% | 0.01271% |  | 5807 | 0.01135% | 0.01222% | 5807 | 8622 | 0.01072% | 49 | 0.01082% | 0.01077% |  | 5807 | 0.01179% | 0.01271% | 0.01225% |  | 5807 | 141 | 0.01077% | 0.009171%
| Aug | 31 | 0 | 5808 | 551.8408 | 551.4397 | 604.0446 | 0.01178% | 0.01123% | 0.01201% | 0.01072% | 450 | 0.01085% | 0.01079% |  | 10.6833 | 23.4992 | 25.4344 |  | 5808 | 541.1575 | 527.9406 | 578.6101 |  | 5808 | 0.01178% | 0.01121% | 0.01198% | 0.01168% | 0.01179% | 0.01271% |  | 5808 | 0.01121% | 0.01198% | 5808 | 6850 | 0.01072% | 1778 | 0.01082% | 0.01077% |  | 5808 | 0.01179% | 0.01271% | 0.01225% |  | 5808 | 450 | 0.01077% | 0.009304%
| Aug | 31 | 1 | 5809 | 548.4287 | 545.2582 | 593.9828 | 0.01171% | 0.0111% | 0.01181% | 0.01072% | 6297 | 0.01085% | 0.01079% |  | 10.6844 | 23.4985 | 25.4331 |  | 5809 | 537.7443 | 521.7597 | 568.5497 |  | 5809 | 0.01171% | 0.01107% | 0.01177% | 0.01168% | 0.01179% | 0.01271% |  | 5809 | 0.01107% | 0.01177% | 5809 | 2276 | 0.01071% | 7960 | 0.01082% | 0.01077% |  | 5809 | 0.01179% | 0.01271% | 0.01225% |  | 5809 | 6297 | 0.01077% | 0.01205%
| Aug | 31 | 2 | 5810 | 542.5989 | 541.0038 | 588.7784 | 0.01158% | 0.01102% | 0.01171% | 0.01072% | 7772 | 0.01085% | 0.01079% |  | 10.6855 | 23.4979 | 25.4317 |  | 5810 | 531.9134 | 517.5059 | 563.3467 |  | 5810 | 0.01158% | 0.01098% | 0.01167% | 0.01168% | 0.01179% | 0.01271% |  | 5810 | 0.01098% | 0.01167% | 5810 | 7841 | 0.01071% | 7870 | 0.01082% | 0.01077% |  | 5810 | 0.01179% | 0.01271% | 0.01225% |  | 5810 | 7772 | 0.01077% | 0.0117%
| Aug | 31 | 3 | 5811 | 546.1165 | 542.363 | 583.996 | 0.01166% | 0.01104% | 0.01161% | 0.01072% | 4243 | 0.01085% | 0.01079% |  | 10.6866 | 23.4972 | 25.4304 |  | 5811 | 535.43 | 518.8658 | 558.5656 |  | 5811 | 0.01166% | 0.01101% | 0.01157% | 0.01168% | 0.01179% | 0.01271% |  | 5811 | 0.01101% | 0.01157% | 5811 | 6212 | 0.01071% | 4517 | 0.01082% | 0.01077% |  | 5811 | 0.01179% | 0.01271% | 0.01225% |  | 5811 | 4243 | 0.01077% | 0.01262%
| Aug | 31 | 4 | 5812 | 548.3346 | 543.508 | 582.2612 | 0.0117% | 0.01107% | 0.01158% | 0.01072% | 6860 | 0.01085% | 0.01079% |  | 10.6876 | 23.4965 | 25.4291 |  | 5812 | 537.647 | 520.0115 | 556.8322 |  | 5812 | 0.0117% | 0.01104% | 0.01153% | 0.01168% | 0.01179% | 0.01271% |  | 5812 | 0.01104% | 0.01153% | 5812 | 2460 | 0.01071% | 3434 | 0.01082% | 0.01077% |  | 5812 | 0.01179% | 0.01271% | 0.01225% |  | 5812 | 6860 | 0.01077% | 0.01195%
| Aug | 31 | 5 | 5813 | 558.2455 | 550.2481 | 584.3617 | 0.01191% | 0.0112% | 0.01162% | 0.01072% | 7598 | 0.01085% | 0.01079% |  | 10.6887 | 23.4959 | 25.4277 |  | 5813 | 547.5568 | 526.7522 | 558.934 |  | 5813 | 0.01192% | 0.01118% | 0.01157% | 0.01168% | 0.01179% | 0.01271% |  | 5813 | 0.01118% | 0.01157% | 5813 | 1974 | 0.01071% | 8654 | 0.01082% | 0.01077% |  | 5813 | 0.01179% | 0.01271% | 0.01225% |  | 5813 | 7598 | 0.01077% | 0.01178%
| Aug | 31 | 6 | 5814 | 562.8278 | 562.2946 | 579.3543 | 0.01201% | 0.01145% | 0.01152% | 0.01072% | 689 | 0.01085% | 0.01079% |  | 10.6898 | 23.4952 | 25.4264 |  | 5814 | 552.138 | 538.7994 | 553.9279 |  | 5814 | 0.01202% | 0.01144% | 0.01147% | 0.01168% | 0.01179% | 0.01271% |  | 5814 | 0.01144% | 0.01147% | 5814 | 474 | 0.01071% | 8553 | 0.01082% | 0.01077% |  | 5814 | 0.01179% | 0.01271% | 0.01225% |  | 5814 | 689 | 0.01077% | 0.009451%
| Aug | 31 | 7 | 5815 | 557.2501 | 574.8346 | 585.9371 | 0.01189% | 0.01171% | 0.01165% | 0.01072% | 6940 | 0.01085% | 0.01079% |  | 10.6908 | 23.4946 | 25.425 |  | 5815 | 546.5593 | 551.34 | 560.5121 |  | 5815 | 0.0119% | 0.0117% | 0.01161% | 0.01169% | 0.01179% | 0.01271% |  | 5815 | 0.0117% | 0.01161% | 5815 | 1636 | 0.01071% | 804 | 0.01082% | 0.01077% |  | 5815 | 0.01179% | 0.01271% | 0.01225% |  | 5815 | 6940 | 0.01077% | 0.01194%
| Aug | 31 | 8 | 5816 | 572.3806 | 580.6996 | 600.3593 | 0.01222% | 0.01183% | 0.01194% | 0.01072% | 6806 | 0.01085% | 0.01079% |  | 10.6919 | 23.4939 | 25.4237 |  | 5816 | 561.6886 | 557.2056 | 574.9356 |  | 5816 | 0.01223% | 0.01183% | 0.01191% | 0.01169% | 0.01179% | 0.01271% |  | 5816 | 0.01183% | 0.01191% | 5816 | 3153 | 0.01071% | 6156 | 0.01082% | 0.01077% |  | 5816 | 0.01179% | 0.01271% | 0.01225% |  | 5816 | 6806 | 0.01077% | 0.01196%
| Aug | 31 | 9 | 5817 | 585.6254 | 591.2007 | 613.5531 | 0.0125% | 0.01204% | 0.0122% | 0.01072% | 7737 | 0.01085% | 0.01079% |  | 10.693 | 23.4933 | 25.4224 |  | 5817 | 574.9324 | 567.7074 | 588.1307 |  | 5817 | 0.01252% | 0.01205% | 0.01218% | 0.01169% | 0.01179% | 0.01271% |  | 5817 | 0.01205% | 0.01218% | 5817 | 315 | 0.01071% | 407 | 0.01082% | 0.01077% |  | 5817 | 0.01179% | 0.01271% | 0.01225% |  | 5817 | 7737 | 0.01077% | 0.01172%
| Aug | 31 | 10 | 5818 | 594.7035 | 597.3543 | 628.9318 | 0.01269% | 0.01216% | 0.01251% | 0.01072% | 7787 | 0.01085% | 0.01079% |  | 10.6941 | 23.4926 | 25.421 |  | 5818 | 584.0095 | 573.8616 | 603.5108 |  | 5818 | 0.01271% | 0.01218% | 0.0125% | 0.01169% | 0.01179% | 0.01271% |  | 5818 | 0.01218% | 0.0125% | 5818 | 6167 | 0.01071% | 604 | 0.01082% | 0.01077% |  | 5818 | 0.01179% | 0.01271% | 0.01225% |  | 5818 | 7787 | 0.01077% | 0.0117%
| Aug | 31 | 11 | 5819 | 615.8039 | 603.6661 | 640.9347 | 0.01314% | 0.01229% | 0.01274% | 0.01072% | 139 | 0.01085% | 0.01078% |  | 10.6951 | 23.492 | 25.4197 |  | 5819 | 605.1088 | 580.1741 | 615.515 |  | 5819 | 0.01317% | 0.01231% | 0.01275% | 0.01169% | 0.01179% | 0.01271% |  | 5819 | 0.01231% | 0.01275% | 5819 | 6004 | 0.01071% | 1750 | 0.01082% | 0.01077% |  | 5819 | 0.01179% | 0.01271% | 0.01225% |  | 5819 | 139 | 0.01077% | 0.00917%
| Aug | 31 | 12 | 5820 | 641.355 | 609.5777 | 655.7132 | 0.01369% | 0.01241% | 0.01304% | 0.01072% | 7981 | 0.01085% | 0.01078% |  | 10.6962 | 23.4913 | 25.4183 |  | 5820 | 630.6588 | 586.0863 | 630.2949 |  | 5820 | 0.01373% | 0.01244% | 0.01305% | 0.01169% | 0.01179% | 0.0127% |  | 5820 | 0.01244% | 0.01305% | 5820 | 7822 | 0.01071% | 3240 | 0.01082% | 0.01077% |  | 5820 | 0.01179% | 0.0127% | 0.01225% |  | 5820 | 7981 | 0.01077% | 0.01158%
| Aug | 31 | 13 | 5821 | 657.6076 | 615.1354 | 666.2626 | 0.01404% | 0.01253% | 0.01325% | 0.01072% | 3240 | 0.01085% | 0.01078% |  | 10.6973 | 23.4907 | 25.417 |  | 5821 | 646.9103 | 591.6448 | 640.8456 |  | 5821 | 0.01408% | 0.01256% | 0.01327% | 0.01169% | 0.01179% | 0.0127% |  | 5821 | 0.01256% | 0.01327% | 5821 | 8044 | 0.01071% | 462 | 0.01082% | 0.01077% |  | 5821 | 0.01179% | 0.0127% | 0.01225% |  | 5821 | 3240 | 0.01077% | 0.01182%
| Aug | 31 | 14 | 5822 | 666.4622 | 618.9337 | 677.5903 | 0.01422% | 0.0126% | 0.01347% | 0.01072% | 6307 | 0.01085% | 0.01078% |  | 10.6984 | 23.49 | 25.4157 |  | 5822 | 655.7638 | 595.4437 | 652.1746 |  | 5822 | 0.01427% | 0.01264% | 0.01351% | 0.01169% | 0.01179% | 0.0127% |  | 5822 | 0.01264% | 0.01351% | 5822 | 7741 | 0.01071% | 6250 | 0.01082% | 0.01077% |  | 5822 | 0.01179% | 0.0127% | 0.01224% |  | 5822 | 6307 | 0.01077% | 0.01205%
| Aug | 31 | 15 | 5823 | 676.4518 | 622.7134 | 684.3325 | 0.01444% | 0.01268% | 0.01361% | 0.01072% | 2733 | 0.01085% | 0.01078% |  | 10.6994 | 23.4894 | 25.4143 |  | 5823 | 665.7523 | 599.224 | 658.9182 |  | 5823 | 0.01449% | 0.01272% | 0.01365% | 0.01169% | 0.01179% | 0.0127% |  | 5823 | 0.01272% | 0.01365% | 5823 | 6911 | 0.01071% | 3173 | 0.01082% | 0.01077% |  | 5823 | 0.01179% | 0.0127% | 0.01224% |  | 5823 | 2733 | 0.01077% | 0.01126%
| Aug | 31 | 16 | 5824 | 684.1423 | 626.0927 | 687.2676 | 0.0146% | 0.01275% | 0.01367% | 0.01072% | 8707 | 0.01085% | 0.01078% |  | 10.7005 | 23.4887 | 25.413 |  | 5824 | 673.4418 | 602.604 | 661.8546 |  | 5824 | 0.01466% | 0.01279% | 0.01371% | 0.0117% | 0.01179% | 0.0127% |  | 5824 | 0.01279% | 0.01371% | 5824 | 3165 | 0.01071% | 7316 | 0.01082% | 0.01077% |  | 5824 | 0.01179% | 0.0127% | 0.01224% |  | 5824 | 8707 | 0.01077% | 0.01102%
| Aug | 31 | 17 | 5825 | 671.9877 | 622.2479 | 675.4335 | 0.01434% | 0.01267% | 0.01343% | 0.01072% | 6077 | 0.01085% | 0.01078% |  | 10.7016 | 23.4881 | 25.4116 |  | 5825 | 661.2861 | 598.7598 | 650.0219 |  | 5825 | 0.01439% | 0.01271% | 0.01346% | 0.0117% | 0.01179% | 0.0127% |  | 5825 | 0.01271% | 0.01346% | 5825 | 8008 | 0.01071% | 8632 | 0.01082% | 0.01076% |  | 5825 | 0.01179% | 0.0127% | 0.01224% |  | 5825 | 6077 | 0.01076% | 0.01213%
| Aug | 31 | 18 | 5826 | 654.0432 | 613.497 | 655.385 | 0.01396% | 0.01249% | 0.01303% | 0.01072% | 7394 | 0.01085% | 0.01078% |  | 10.7027 | 23.4874 | 25.4103 |  | 5826 | 643.3405 | 590.0095 | 629.9747 |  | 5826 | 0.014% | 0.01252% | 0.01305% | 0.0117% | 0.01179% | 0.0127% |  | 5826 | 0.01252% | 0.01305% | 5826 | 6900 | 0.01071% | 8170 | 0.01082% | 0.01076% |  | 5826 | 0.01179% | 0.0127% | 0.01224% |  | 5826 | 7394 | 0.01076% | 0.01185%
| Aug | 31 | 19 | 5827 | 638.8572 | 600.203 | 634.4081 | 0.01364% | 0.01222% | 0.01261% | 0.01072% | 8732 | 0.01085% | 0.01078% |  | 10.7038 | 23.4868 | 25.409 |  | 5827 | 628.1534 | 576.7162 | 608.9991 |  | 5827 | 0.01367% | 0.01224% | 0.01261% | 0.0117% | 0.01179% | 0.0127% |  | 5827 | 0.01224% | 0.01261% | 5827 | 1102 | 0.01071% | 6233 | 0.01082% | 0.01076% |  | 5827 | 0.01179% | 0.0127% | 0.01224% |  | 5827 | 8732 | 0.01076% | 0.011%
| Aug | 31 | 20 | 5828 | 634.4385 | 592.8019 | 626.5781 | 0.01354% | 0.01207% | 0.01246% | 0.01072% | 7487 | 0.01084% | 0.01078% |  | 10.7048 | 23.4861 | 25.4076 |  | 5828 | 623.7336 | 569.3158 | 601.1705 |  | 5828 | 0.01358% | 0.01208% | 0.01245% | 0.0117% | 0.01178% | 0.0127% |  | 5828 | 0.01208% | 0.01245% | 5828 | 5902 | 0.01071% | 8700 | 0.01082% | 0.01076% |  | 5828 | 0.01178% | 0.0127% | 0.01224% |  | 5828 | 7487 | 0.01076% | 0.01182%
| Aug | 31 | 21 | 5829 | 615.8695 | 577.8508 | 611.6401 | 0.01314% | 0.01177% | 0.01216% | 0.01072% | 6492 | 0.01084% | 0.01078% |  | 10.7059 | 23.4855 | 25.4063 |  | 5829 | 605.1636 | 554.3653 | 586.2338 |  | 5829 | 0.01317% | 0.01177% | 0.01214% | 0.0117% | 0.01178% | 0.0127% |  | 5829 | 0.01177% | 0.01214% | 5829 | 8005 | 0.01071% | 6155 | 0.01082% | 0.01076% |  | 5829 | 0.01178% | 0.0127% | 0.01224% |  | 5829 | 6492 | 0.01076% | 0.01201%
| Aug | 31 | 22 | 5830 | 593.2264 | 564.2403 | 594.536 | 0.01266% | 0.01149% | 0.01182% | 0.01072% | 7006 | 0.01084% | 0.01078% |  | 10.707 | 23.4849 | 25.405 |  | 5830 | 582.5194 | 540.7555 | 569.1311 |  | 5830 | 0.01268% | 0.01148% | 0.01179% | 0.0117% | 0.01178% | 0.0127% |  | 5830 | 0.01148% | 0.01179% | 5830 | 556 | 0.01071% | 8744 | 0.01082% | 0.01076% |  | 5830 | 0.01178% | 0.0127% | 0.01224% |  | 5830 | 7006 | 0.01076% | 0.01193%
| Aug | 31 | 23 | 5831 | 575.3848 | 550.1737 | 579.5793 | 0.01228% | 0.0112% | 0.01152% | 0.01072% | 6450 | 0.01084% | 0.01078% |  | 10.7081 | 23.4842 | 25.4036 |  | 5831 | 564.6767 | 526.6894 | 554.1757 |  | 5831 | 0.01229% | 0.01118% | 0.01148% | 0.0117% | 0.01178% | 0.0127% |  | 5831 | 0.01118% | 0.01148% | 5831 | 7037 | 0.01071% | 603 | 0.01082% | 0.01076% |  | 5831 | 0.01178% | 0.0127% | 0.01224% |  | 5831 | 6450 | 0.01076% | 0.01202%
| Sep | 1 | 0 | 5832 | 561.7524 | 541.3669 | 566.3293 | 0.01199% | 0.01102% | 0.01126% | 0.01072% | 3173 | 0.01084% | 0.01078% |  | 10.7091 | 23.4836 | 25.4023 |  | 5832 | 551.0433 | 517.8833 | 540.927 |  | 5832 | 0.012% | 0.01099% | 0.0112% | 0.01171% | 0.01178% | 0.0127% |  | 5832 | 0.01099% | 0.0112% | 5832 | 7028 | 0.01071% | 576 | 0.01082% | 0.01076% |  | 5832 | 0.01178% | 0.0127% | 0.01224% |  | 5832 | 3173 | 0.01076% | 0.01174%
| Sep | 1 | 1 | 5833 | 553.782 | 534.7478 | 560.1497 | 0.01182% | 0.01089% | 0.01114% | 0.01072% | 266 | 0.01084% | 0.01078% |  | 10.7102 | 23.4829 | 25.401 |  | 5833 | 543.0718 | 511.2649 | 534.7487 |  | 5833 | 0.01182% | 0.01085% | 0.01107% | 0.01171% | 0.01178% | 0.0127% |  | 5833 | 0.01085% | 0.01107% | 5833 | 773 | 0.01071% | 7500 | 0.01082% | 0.01076% |  | 5833 | 0.01178% | 0.0127% | 0.01224% |  | 5833 | 266 | 0.01076% | 0.009217%
| Sep | 1 | 2 | 5834 | 549.8587 | 529.4134 | 555.7893 | 0.01174% | 0.01078% | 0.01105% | 0.01072% | 8236 | 0.01084% | 0.01078% |  | 10.7113 | 23.4823 | 25.3996 |  | 5834 | 539.1474 | 505.9311 | 530.3896 |  | 5834 | 0.01174% | 0.01074% | 0.01098% | 0.01171% | 0.01178% | 0.0127% |  | 5834 | 0.01074% | 0.01098% | 5834 | 8368 | 0.01071% | 219 | 0.01082% | 0.01076% |  | 5834 | 0.01178% | 0.0127% | 0.01224% |  | 5834 | 8236 | 0.01076% | 0.0114%
| Sep | 1 | 3 | 5835 | 551.015 | 526.7788 | 550.8568 | 0.01176% | 0.01073% | 0.01095% | 0.01072% | 6158 | 0.01084% | 0.01078% |  | 10.7124 | 23.4817 | 25.3983 |  | 5835 | 540.3026 | 503.2972 | 525.4585 |  | 5835 | 0.01176% | 0.01068% | 0.01088% | 0.01171% | 0.01178% | 0.01269% |  | 5835 | 0.01068% | 0.01088% | 5835 | 479 | 0.01071% | 8005 | 0.01082% | 0.01076% |  | 5835 | 0.01178% | 0.01269% | 0.01224% |  | 5835 | 6158 | 0.01076% | 0.0121%
| Sep | 1 | 4 | 5836 | 551.8837 | 526.5833 | 548.2125 | 0.01178% | 0.01072% | 0.0109% | 0.01072% | 3455 | 0.01084% | 0.01078% |  | 10.7135 | 23.481 | 25.397 |  | 5836 | 541.1703 | 503.1023 | 522.8155 |  | 5836 | 0.01178% | 0.01068% | 0.01083% | 0.01171% | 0.01178% | 0.01269% |  | 5836 | 0.01068% | 0.01083% | 5836 | 6374 | 0.01071% | 497 | 0.01082% | 0.01076% |  | 5836 | 0.01178% | 0.01269% | 0.01224% |  | 5836 | 3455 | 0.01076% | 0.01203%
| Sep | 1 | 5 | 5837 | 558.7852 | 528.557 | 549.5909 | 0.01193% | 0.01076% | 0.01093% | 0.01072% | 6159 | 0.01084% | 0.01078% |  | 10.7145 | 23.4804 | 25.3957 |  | 5837 | 548.0706 | 505.0766 | 524.1953 |  | 5837 | 0.01193% | 0.01072% | 0.01086% | 0.01171% | 0.01178% | 0.01269% |  | 5837 | 0.01072% | 0.01086% | 5837 | 1940 | 0.01071% | 8724 | 0.01082% | 0.01076% |  | 5837 | 0.01178% | 0.01269% | 0.01224% |  | 5837 | 6159 | 0.01076% | 0.0121%
| Sep | 1 | 6 | 5838 | 569.2099 | 529.4786 | 544.1615 | 0.01215% | 0.01078% | 0.01082% | 0.01072% | 5360 | 0.01084% | 0.01078% |  | 10.7156 | 23.4798 | 25.3943 |  | 5838 | 558.4943 | 505.9989 | 518.7672 |  | 5838 | 0.01216% | 0.01074% | 0.01074% | 0.01171% | 0.01178% | 0.01269% |  | 5838 | 0.01074% | 0.01074% | 5838 | 1926 | 0.01071% | 5856 | 0.01082% | 0.01076% |  | 5838 | 0.01178% | 0.01269% | 0.01224% |  | 5838 | 5360 | 0.01076% | 0.0125%
| Sep | 1 | 7 | 5839 | 575.8918 | 539.8494 | 552.7979 | 0.01229% | 0.01099% | 0.01099% | 0.01072% | 6540 | 0.01084% | 0.01078% |  | 10.7167 | 23.4791 | 25.393 |  | 5839 | 565.1751 | 516.3703 | 527.4049 |  | 5839 | 0.0123% | 0.01096% | 0.01092% | 0.01171% | 0.01178% | 0.01269% |  | 5839 | 0.01096% | 0.01092% | 5839 | 6124 | 0.0107% | 1574 | 0.01082% | 0.01076% |  | 5839 | 0.01178% | 0.01269% | 0.01224% |  | 5839 | 6540 | 0.01076% | 0.012%
| Sep | 1 | 8 | 5840 | 584.9092 | 548.4886 | 569.7707 | 0.01248% | 0.01117% | 0.01133% | 0.01071% | 6619 | 0.01084% | 0.01078% |  | 10.7178 | 23.4785 | 25.3917 |  | 5840 | 574.1914 | 525.0102 | 544.3791 |  | 5840 | 0.0125% | 0.01114% | 0.01127% | 0.01171% | 0.01178% | 0.01269% |  | 5840 | 0.01114% | 0.01127% | 5840 | 6098 | 0.0107% | 7422 | 0.01082% | 0.01076% |  | 5840 | 0.01178% | 0.01269% | 0.01224% |  | 5840 | 6619 | 0.01076% | 0.01198%
| Sep | 1 | 9 | 5841 | 599.1766 | 555.2753 | 581.9518 | 0.01279% | 0.01131% | 0.01157% | 0.01071% | 452 | 0.01084% | 0.01078% |  | 10.7189 | 23.4778 | 25.3903 |  | 5841 | 588.4577 | 531.7974 | 556.5614 |  | 5841 | 0.01281% | 0.01129% | 0.01153% | 0.01172% | 0.01178% | 0.01269% |  | 5841 | 0.01129% | 0.01153% | 5841 | 6003 | 0.0107% | 6274 | 0.01082% | 0.01076% |  | 5841 | 0.01178% | 0.01269% | 0.01224% |  | 5841 | 452 | 0.01076% | 0.009305%
| Sep | 1 | 10 | 5842 | 611.5465 | 556.9696 | 592.0229 | 0.01305% | 0.01134% | 0.01177% | 0.01071% | 7386 | 0.01084% | 0.01078% |  | 10.72 | 23.4772 | 25.389 |  | 5842 | 600.8266 | 533.4924 | 566.6339 |  | 5842 | 0.01308% | 0.01132% | 0.01173% | 0.01172% | 0.01178% | 0.01269% |  | 5842 | 0.01132% | 0.01173% | 5842 | 8477 | 0.0107% | 8726 | 0.01082% | 0.01076% |  | 5842 | 0.01178% | 0.01269% | 0.01223% |  | 5842 | 7386 | 0.01076% | 0.01185%
| Sep | 1 | 11 | 5843 | 617.909 | 557.5189 | 610.9368 | 0.01319% | 0.01135% | 0.01215% | 0.01071% | 6545 | 0.01084% | 0.01078% |  | 10.721 | 23.4766 | 25.3877 |  | 5843 | 607.1879 | 534.0423 | 585.5492 |  | 5843 | 0.01322% | 0.01133% | 0.01213% | 0.01172% | 0.01178% | 0.01269% |  | 5843 | 0.01133% | 0.01213% | 5843 | 575 | 0.0107% | 6259 | 0.01082% | 0.01076% |  | 5843 | 0.01178% | 0.01269% | 0.01223% |  | 5843 | 6545 | 0.01076% | 0.012%
| Sep | 1 | 12 | 5844 | 636.7944 | 563.6073 | 625.9779 | 0.01359% | 0.01148% | 0.01245% | 0.01071% | 6851 | 0.01084% | 0.01078% |  | 10.7221 | 23.476 | 25.3864 |  | 5844 | 626.0723 | 540.1313 | 600.5916 |  | 5844 | 0.01363% | 0.01146% | 0.01244% | 0.01172% | 0.01178% | 0.01269% |  | 5844 | 0.01146% | 0.01244% | 5844 | 2249 | 0.0107% | 579 | 0.01082% | 0.01076% |  | 5844 | 0.01178% | 0.01269% | 0.01223% |  | 5844 | 6851 | 0.01076% | 0.01195%
| Sep | 1 | 13 | 5845 | 657.113 | 567.9734 | 639.3874 | 0.01402% | 0.01157% | 0.01271% | 0.01071% | 6935 | 0.01084% | 0.01078% |  | 10.7232 | 23.4753 | 25.385 |  | 5845 | 646.3898 | 544.4981 | 614.0024 |  | 5845 | 0.01407% | 0.01156% | 0.01272% | 0.01172% | 0.01178% | 0.01269% |  | 5845 | 0.01156% | 0.01272% | 5845 | 6099 | 0.0107% | 6306 | 0.01082% | 0.01076% |  | 5845 | 0.01178% | 0.01269% | 0.01223% |  | 5845 | 6935 | 0.01076% | 0.01194%
| Sep | 1 | 14 | 5846 | 672.0084 | 568.2527 | 648.7647 | 0.01434% | 0.01157% | 0.0129% | 0.01071% | 7348 | 0.01084% | 0.01078% |  | 10.7243 | 23.4747 | 25.3837 |  | 5846 | 661.2841 | 544.778 | 623.3809 |  | 5846 | 0.01439% | 0.01156% | 0.01291% | 0.01172% | 0.01178% | 0.01269% |  | 5846 | 0.01156% | 0.01291% | 5846 | 2248 | 0.0107% | 6157 | 0.01081% | 0.01076% |  | 5846 | 0.01178% | 0.01269% | 0.01223% |  | 5846 | 7348 | 0.01076% | 0.01186%
| Sep | 1 | 15 | 5847 | 681.7049 | 571.1573 | 653.969 | 0.01455% | 0.01163% | 0.013% | 0.01071% | 8655 | 0.01084% | 0.01078% |  | 10.7254 | 23.4741 | 25.3824 |  | 5847 | 670.9795 | 547.6832 | 628.5866 |  | 5847 | 0.01461% | 0.01162% | 0.01302% | 0.01172% | 0.01178% | 0.01269% |  | 5847 | 0.01162% | 0.01302% | 5847 | 1955 | 0.0107% | 685 | 0.01081% | 0.01076% |  | 5847 | 0.01178% | 0.01269% | 0.01223% |  | 5847 | 8655 | 0.01076% | 0.01106%
| Sep | 1 | 16 | 5848 | 687.3519 | 569.5468 | 651.5684 | 0.01467% | 0.0116% | 0.01296% | 0.01071% | 127 | 0.01084% | 0.01078% |  | 10.7265 | 23.4734 | 25.3811 |  | 5848 | 676.6254 | 546.0733 | 626.1874 |  | 5848 | 0.01473% | 0.01159% | 0.01297% | 0.01172% | 0.01178% | 0.01269% |  | 5848 | 0.01159% | 0.01297% | 5848 | 6074 | 0.0107% | 6982 | 0.01081% | 0.01076% |  | 5848 | 0.01178% | 0.01269% | 0.01223% |  | 5848 | 127 | 0.01076% | 0.009166%
| Sep | 1 | 17 | 5849 | 672.5194 | 564.1379 | 639.1155 | 0.01435% | 0.01149% | 0.01271% | 0.01071% | 314 | 0.01084% | 0.01078% |  | 10.7275 | 23.4728 | 25.3798 |  | 5849 | 661.7919 | 540.6651 | 613.7357 |  | 5849 | 0.01441% | 0.01148% | 0.01271% | 0.01173% | 0.01178% | 0.01269% |  | 5849 | 0.01148% | 0.01271% | 5849 | 304 | 0.0107% | 7715 | 0.01081% | 0.01076% |  | 5849 | 0.01178% | 0.01269% | 0.01223% |  | 5849 | 314 | 0.01076% | 0.009237%
| Sep | 1 | 18 | 5850 | 646.2979 | 558.2636 | 623.4273 | 0.01379% | 0.01137% | 0.0124% | 0.01071% | 2782 | 0.01084% | 0.01078% |  | 10.7286 | 23.4722 | 25.3784 |  | 5850 | 635.5693 | 534.7914 | 598.0489 |  | 5850 | 0.01384% | 0.01135% | 0.01238% | 0.01173% | 0.01178% | 0.01268% |  | 5850 | 0.01135% | 0.01238% | 5850 | 120 | 0.0107% | 5499 | 0.01081% | 0.01076% |  | 5850 | 0.01178% | 0.01268% | 0.01223% |  | 5850 | 2782 | 0.01076% | 0.01132%
| Sep | 1 | 19 | 5851 | 626.7001 | 544.3459 | 610.3836 | 0.01338% | 0.01108% | 0.01214% | 0.01071% | 784 | 0.01084% | 0.01077% |  | 10.7297 | 23.4716 | 25.3771 |  | 5851 | 615.9704 | 520.8743 | 585.0065 |  | 5851 | 0.01341% | 0.01106% | 0.01211% | 0.01173% | 0.01178% | 0.01268% |  | 5851 | 0.01106% | 0.01211% | 5851 | 6912 | 0.0107% | 8353 | 0.01081% | 0.01075% |  | 5851 | 0.01178% | 0.01268% | 0.01223% |  | 5851 | 784 | 0.01075% | 0.009516%
| Sep | 1 | 20 | 5852 | 613.57 | 539.4119 | 602.2441 | 0.0131% | 0.01098% | 0.01198% | 0.01071% | 768 | 0.01084% | 0.01077% |  | 10.7308 | 23.4709 | 25.3758 |  | 5852 | 602.8392 | 515.9409 | 576.8683 |  | 5852 | 0.01312% | 0.01095% | 0.01195% | 0.01173% | 0.01178% | 0.01268% |  | 5852 | 0.01095% | 0.01195% | 5852 | 721 | 0.0107% | 6516 | 0.01081% | 0.01075% |  | 5852 | 0.01178% | 0.01268% | 0.01223% |  | 5852 | 768 | 0.01075% | 0.009505%
| Sep | 1 | 21 | 5853 | 596.8352 | 530.0651 | 588.3752 | 0.01274% | 0.01079% | 0.0117% | 0.01071% | 8152 | 0.01084% | 0.01077% |  | 10.7319 | 23.4703 | 25.3745 |  | 5853 | 586.1033 | 506.5948 | 563.0007 |  | 5853 | 0.01276% | 0.01075% | 0.01166% | 0.01173% | 0.01178% | 0.01268% |  | 5853 | 0.01075% | 0.01166% | 5853 | 1082 | 0.01069% | 771 | 0.01081% | 0.01075% |  | 5853 | 0.01178% | 0.01268% | 0.01223% |  | 5853 | 8152 | 0.01075% | 0.01146%
| Sep | 1 | 22 | 5854 | 580.3076 | 517.3204 | 571.2336 | 0.01239% | 0.01053% | 0.01136% | 0.01071% | 6517 | 0.01084% | 0.01077% |  | 10.733 | 23.4697 | 25.3732 |  | 5854 | 569.5746 | 493.8507 | 545.8604 |  | 5854 | 0.0124% | 0.01048% | 0.0113% | 0.01173% | 0.01178% | 0.01268% |  | 5854 | 0.01048% | 0.0113% | 5854 | 314 | 0.01069% | 7877 | 0.01081% | 0.01075% |  | 5854 | 0.01178% | 0.01268% | 0.01223% |  | 5854 | 6517 | 0.01075% | 0.012%
| Sep | 1 | 23 | 5855 | 565.3363 | 504.8922 | 558.1336 | 0.01207% | 0.01028% | 0.0111% | 0.01071% | 6889 | 0.01084% | 0.01077% |  | 10.7341 | 23.4691 | 25.3718 |  | 5855 | 554.6022 | 481.4231 | 532.7617 |  | 5855 | 0.01207% | 0.01022% | 0.01103% | 0.01173% | 0.01178% | 0.01268% |  | 5855 | 0.01022% | 0.01103% | 5855 | 8564 | 0.01069% | 242 | 0.01081% | 0.01075% |  | 5855 | 0.01178% | 0.01268% | 0.01223% |  | 5855 | 6889 | 0.01075% | 0.01195%
| Sep | 2 | 0 | 5856 | 551.357 | 497.1467 | 547.6967 | 0.01177% | 0.01012% | 0.01089% | 0.01071% | 7074 | 0.01084% | 0.01077% |  | 10.7351 | 23.4684 | 25.3705 |  | 5856 | 540.6218 | 473.6782 | 522.3262 |  | 5856 | 0.01177% | 0.01005% | 0.01082% | 0.01173% | 0.01178% | 0.01268% |  | 5856 | 0.01005% | 0.01082% | 5856 | 8375 | 0.01069% | 8127 | 0.01081% | 0.01075% |  | 5856 | 0.01178% | 0.01268% | 0.01223% |  | 5856 | 7074 | 0.01075% | 0.01192%
| Sep | 2 | 1 | 5857 | 540.4203 | 493.9814 | 535.8439 | 0.01153% | 0.01006% | 0.01066% | 0.01071% | 3552 | 0.01083% | 0.01077% |  | 10.7362 | 23.4678 | 25.3692 |  | 5857 | 529.684 | 470.5136 | 510.4747 |  | 5857 | 0.01153% | 0.009987% | 0.01057% | 0.01173% | 0.01178% | 0.01268% |  | 5857 | 0.009987% | 0.01057% | 5857 | 7027 | 0.01069% | 1724 | 0.01081% | 0.01075% |  | 5857 | 0.01178% | 0.01268% | 0.01223% |  | 5857 | 3552 | 0.01075% | 0.01212%
| Sep | 2 | 2 | 5858 | 533.6671 | 491.8682 | 528.9704 | 0.01139% | 0.01002% | 0.01052% | 0.01071% | 6260 | 0.01083% | 0.01077% |  | 10.7373 | 23.4672 | 25.3679 |  | 5858 | 522.9298 | 468.401 | 503.6025 |  | 5858 | 0.01138% | 0.009942% | 0.01043% | 0.01174% | 0.01178% | 0.01268% |  | 5858 | 0.009942% | 0.01043% | 5858 | 2247 | 0.01069% | 7565 | 0.01081% | 0.01075% |  | 5858 | 0.01178% | 0.01268% | 0.01223% |  | 5858 | 6260 | 0.01075% | 0.01207%
| Sep | 2 | 3 | 5859 | 529.2575 | 491.5982 | 525.3789 | 0.0113% | 0.01001% | 0.01045% | 0.01071% | 7412 | 0.01083% | 0.01077% |  | 10.7384 | 23.4666 | 25.3666 |  | 5859 | 518.5191 | 468.1316 | 500.0123 |  | 5859 | 0.01129% | 0.009936% | 0.01035% | 0.01174% | 0.01177% | 0.01268% |  | 5859 | 0.009936% | 0.01035% | 5859 | 6075 | 0.01069% | 5666 | 0.01081% | 0.01075% |  | 5859 | 0.01177% | 0.01268% | 0.01223% |  | 5859 | 7412 | 0.01075% | 0.01185%
| Sep | 2 | 4 | 5860 | 530.6937 | 492.7246 | 528.7641 | 0.01133% | 0.01003% | 0.01051% | 0.01071% | 8112 | 0.01083% | 0.01077% |  | 10.7395 | 23.466 | 25.3653 |  | 5860 | 519.9542 | 469.2587 | 503.3988 |  | 5860 | 0.01132% | 0.00996% | 0.01042% | 0.01174% | 0.01177% | 0.01268% |  | 5860 | 0.00996% | 0.01042% | 5860 | 351 | 0.01069% | 6912 | 0.01081% | 0.01075% |  | 5860 | 0.01177% | 0.01268% | 0.01223% |  | 5860 | 8112 | 0.01075% | 0.01149%
| Sep | 2 | 5 | 5861 | 535.3062 | 493.9814 | 535.6094 | 0.01142% | 0.01006% | 0.01065% | 0.01071% | 1644 | 0.01083% | 0.01077% |  | 10.7406 | 23.4653 | 25.3639 |  | 5861 | 524.5656 | 470.5161 | 510.2455 |  | 5861 | 0.01142% | 0.009987% | 0.01057% | 0.01174% | 0.01177% | 0.01268% |  | 5861 | 0.009987% | 0.01057% | 5861 | 6459 | 0.01069% | 641 | 0.01081% | 0.01075% |  | 5861 | 0.01177% | 0.01268% | 0.01223% |  | 5861 | 1644 | 0.01075% | 0.01022%
| Sep | 2 | 6 | 5862 | 533.1594 | 492.5198 | 535.9658 | 0.01138% | 0.01003% | 0.01066% | 0.01071% | 6202 | 0.01083% | 0.01077% |  | 10.7417 | 23.4647 | 25.3626 |  | 5862 | 522.4177 | 469.0551 | 510.6032 |  | 5862 | 0.01137% | 0.009956% | 0.01057% | 0.01174% | 0.01177% | 0.01268% |  | 5862 | 0.009956% | 0.01057% | 5862 | 2549 | 0.01069% | 7773 | 0.01081% | 0.01075% |  | 5862 | 0.01177% | 0.01268% | 0.01223% |  | 5862 | 6202 | 0.01075% | 0.01208%
| Sep | 2 | 7 | 5863 | 538.368 | 498.8782 | 549.2815 | 0.01149% | 0.01016% | 0.01092% | 0.01071% | 5667 | 0.01083% | 0.01077% |  | 10.7428 | 23.4641 | 25.3613 |  | 5863 | 527.6252 | 475.4141 | 523.9202 |  | 5863 | 0.01149% | 0.01009% | 0.01085% | 0.01174% | 0.01177% | 0.01268% |  | 5863 | 0.01009% | 0.01085% | 5863 | 988 | 0.01069% | 1805 | 0.01081% | 0.01075% |  | 5863 | 0.01177% | 0.01268% | 0.01222% |  | 5863 | 5667 | 0.01075% | 0.01233%
| Sep | 2 | 8 | 5864 | 545.1178 | 508.4763 | 569.6488 | 0.01163% | 0.01035% | 0.01133% | 0.01071% | 8745 | 0.01083% | 0.01077% |  | 10.7439 | 23.4635 | 25.36 |  | 5864 | 534.3739 | 485.0129 | 544.2888 |  | 5864 | 0.01163% | 0.01029% | 0.01127% | 0.01174% | 0.01177% | 0.01268% |  | 5864 | 0.01029% | 0.01127% | 5864 | 1059 | 0.01069% | 6544 | 0.01081% | 0.01075% |  | 5864 | 0.01177% | 0.01268% | 0.01222% |  | 5864 | 8745 | 0.01075% | 0.01099%
| Sep | 2 | 9 | 5865 | 554.7216 | 519.927 | 587.7469 | 0.01184% | 0.01059% | 0.01169% | 0.01071% | 1213 | 0.01083% | 0.01077% |  | 10.7449 | 23.4629 | 25.3587 |  | 5865 | 543.9767 | 496.4642 | 562.3882 |  | 5865 | 0.01184% | 0.01054% | 0.01165% | 0.01174% | 0.01177% | 0.01267% |  | 5865 | 0.01054% | 0.01165% | 5865 | 6597 | 0.01069% | 791 | 0.01081% | 0.01075% |  | 5865 | 0.01177% | 0.01267% | 0.01222% |  | 5865 | 1213 | 0.01075% | 0.00986%
| Sep | 2 | 10 | 5866 | 566.7728 | 525.8758 | 604.7479 | 0.0121% | 0.01071% | 0.01203% | 0.01071% | 8576 | 0.01083% | 0.01077% |  | 10.746 | 23.4623 | 25.3574 |  | 5866 | 556.0268 | 502.4136 | 579.3905 |  | 5866 | 0.0121% | 0.01066% | 0.012% | 0.01175% | 0.01177% | 0.01267% |  | 5866 | 0.01066% | 0.012% | 5866 | 6806 | 0.01069% | 52 | 0.01081% | 0.01075% |  | 5866 | 0.01177% | 0.01267% | 0.01222% |  | 5866 | 8576 | 0.01075% | 0.01112%
| Sep | 2 | 11 | 5867 | 582.9245 | 531.1822 | 619.0482 | 0.01244% | 0.01082% | 0.01231% | 0.01071% | 7722 | 0.01083% | 0.01077% |  | 10.7471 | 23.4616 | 25.3561 |  | 5867 | 572.1773 | 507.7206 | 593.6921 |  | 5867 | 0.01246% | 0.01078% | 0.01229% | 0.01175% | 0.01177% | 0.01267% |  | 5867 | 0.01078% | 0.01229% | 5867 | 687 | 0.01069% | 6706 | 0.01081% | 0.01075% |  | 5867 | 0.01177% | 0.01267% | 0.01222% |  | 5867 | 7722 | 0.01075% | 0.01173%
| Sep | 2 | 12 | 5868 | 602.0424 | 543.778 | 633.8267 | 0.01285% | 0.01107% | 0.0126% | 0.01071% | 1902 | 0.01083% | 0.01077% |  | 10.7482 | 23.461 | 25.3548 |  | 5868 | 591.2942 | 520.317 | 608.4719 |  | 5868 | 0.01287% | 0.01104% | 0.0126% | 0.01175% | 0.01177% | 0.01267% |  | 5868 | 0.01104% | 0.0126% | 5868 | 8640 | 0.01069% | 6257 | 0.01081% | 0.01075% |  | 5868 | 0.01177% | 0.01267% | 0.01222% |  | 5868 | 1902 | 0.01075% | 0.01044%
| Sep | 2 | 13 | 5869 | 620.0253 | 550.183 | 647.1893 | 0.01323% | 0.0112% | 0.01287% | 0.01071% | 7413 | 0.01083% | 0.01077% |  | 10.7493 | 23.4604 | 25.3534 |  | 5869 | 609.276 | 526.7225 | 621.8358 |  | 5869 | 0.01326% | 0.01118% | 0.01288% | 0.01175% | 0.01177% | 0.01267% |  | 5869 | 0.01118% | 0.01288% | 5869 | 2250 | 0.01069% | 6273 | 0.01081% | 0.01075% |  | 5869 | 0.01177% | 0.01267% | 0.01222% |  | 5869 | 7413 | 0.01075% | 0.01185%
| Sep | 2 | 14 | 5870 | 631.872 | 555.0705 | 661.7615 | 0.01349% | 0.0113% | 0.01316% | 0.01071% | 8178 | 0.01083% | 0.01077% |  | 10.7504 | 23.4598 | 25.3521 |  | 5870 | 621.1216 | 531.6107 | 636.4094 |  | 5870 | 0.01352% | 0.01128% | 0.01318% | 0.01175% | 0.01177% | 0.01267% |  | 5870 | 0.01128% | 0.01318% | 5870 | 480 | 0.01069% | 6224 | 0.01081% | 0.01075% |  | 5870 | 0.01177% | 0.01267% | 0.01222% |  | 5870 | 8178 | 0.01075% | 0.01145%
| Sep | 2 | 15 | 5871 | 638.3188 | 561.1868 | 673.2955 | 0.01362% | 0.01143% | 0.01339% | 0.01071% | 443 | 0.01083% | 0.01077% |  | 10.7515 | 23.4592 | 25.3508 |  | 5871 | 627.5673 | 537.7276 | 647.9447 |  | 5871 | 0.01366% | 0.01141% | 0.01342% | 0.01175% | 0.01177% | 0.01267% |  | 5871 | 0.01141% | 0.01342% | 5871 | 173 | 0.01069% | 2789 | 0.01081% | 0.01075% |  | 5871 | 0.01177% | 0.01267% | 0.01222% |  | 5871 | 443 | 0.01075% | 0.0093%
| Sep | 2 | 16 | 5872 | 640.7296 | 562.695 | 679.3438 | 0.01368% | 0.01146% | 0.01351% | 0.01071% | 8577 | 0.01083% | 0.01077% |  | 10.7526 | 23.4586 | 25.3495 |  | 5872 | 629.977 | 539.2364 | 653.9943 |  | 5872 | 0.01371% | 0.01145% | 0.01354% | 0.01175% | 0.01177% | 0.01267% |  | 5872 | 0.01145% | 0.01354% | 5872 | 1459 | 0.01069% | 6521 | 0.01081% | 0.01075% |  | 5872 | 0.01177% | 0.01267% | 0.01222% |  | 5872 | 8577 | 0.01075% | 0.01112%
| Sep | 2 | 17 | 5873 | 630.1182 | 563.5887 | 672.0202 | 0.01345% | 0.01148% | 0.01336% | 0.01071% | 8115 | 0.01083% | 0.01077% |  | 10.7537 | 23.458 | 25.3482 |  | 5873 | 619.3646 | 540.1307 | 646.672 |  | 5873 | 0.01348% | 0.01146% | 0.01339% | 0.01175% | 0.01177% | 0.01267% |  | 5873 | 0.01146% | 0.01339% | 5873 | 3125 | 0.01069% | 6272 | 0.0108% | 0.01075% |  | 5873 | 0.01177% | 0.01267% | 0.01222% |  | 5873 | 8115 | 0.01075% | 0.01149%
| Sep | 2 | 18 | 5874 | 607.5323 | 560.0883 | 654.2691 | 0.01297% | 0.01141% | 0.01301% | 0.01071% | 8258 | 0.01083% | 0.01077% |  | 10.7548 | 23.4574 | 25.3469 |  | 5874 | 596.7775 | 536.6309 | 628.9222 |  | 5874 | 0.01299% | 0.01139% | 0.01302% | 0.01176% | 0.01177% | 0.01267% |  | 5874 | 0.01139% | 0.01302% | 5874 | 7828 | 0.01069% | 240 | 0.0108% | 0.01075% |  | 5874 | 0.01177% | 0.01267% | 0.01222% |  | 5874 | 8258 | 0.01075% | 0.01138%
| Sep | 2 | 19 | 5875 | 592.1558 | 551.0953 | 639.8094 | 0.01264% | 0.01122% | 0.01272% | 0.01071% | 1626 | 0.01083% | 0.01077% |  | 10.7559 | 23.4568 | 25.3456 |  | 5875 | 581.3999 | 527.6385 | 614.4638 |  | 5875 | 0.01266% | 0.0112% | 0.01272% | 0.01176% | 0.01177% | 0.01267% |  | 5875 | 0.0112% | 0.01272% | 5875 | 6807 | 0.01069% | 1998 | 0.0108% | 0.01075% |  | 5875 | 0.01177% | 0.01267% | 0.01222% |  | 5875 | 1626 | 0.01075% | 0.01021%
| Sep | 2 | 20 | 5876 | 584.785 | 548.6469 | 631.8293 | 0.01248% | 0.01117% | 0.01256% | 0.0107% | 5342 | 0.01083% | 0.01077% |  | 10.757 | 23.4562 | 25.3443 |  | 5876 | 574.028 | 525.1907 | 606.4851 |  | 5876 | 0.0125% | 0.01115% | 0.01256% | 0.01176% | 0.01177% | 0.01267% |  | 5876 | 0.01115% | 0.01256% | 5876 | 6583 | 0.01069% | 7605 | 0.0108% | 0.01075% |  | 5876 | 0.01177% | 0.01267% | 0.01222% |  | 5876 | 5342 | 0.01075% | 0.01251%
| Sep | 2 | 21 | 5877 | 568.6596 | 537.7361 | 613.4031 | 0.01214% | 0.01095% | 0.0122% | 0.0107% | 6561 | 0.01083% | 0.01077% |  | 10.7581 | 23.4555 | 25.343 |  | 5877 | 557.9015 | 514.2806 | 588.0601 |  | 5877 | 0.01214% | 0.01092% | 0.01218% | 0.01176% | 0.01177% | 0.01267% |  | 5877 | 0.01092% | 0.01218% | 5877 | 8547 | 0.01069% | 8672 | 0.0108% | 0.01075% |  | 5877 | 0.01177% | 0.01267% | 0.01222% |  | 5877 | 6561 | 0.01075% | 0.01199%
| Sep | 2 | 22 | 5878 | 553.1803 | 517.5159 | 588.8159 | 0.01181% | 0.01054% | 0.01171% | 0.0107% | 3259 | 0.01083% | 0.01077% |  | 10.7591 | 23.4549 | 25.3417 |  | 5878 | 542.4212 | 494.0609 | 563.4742 |  | 5878 | 0.01181% | 0.01049% | 0.01167% | 0.01176% | 0.01177% | 0.01267% |  | 5878 | 0.01049% | 0.01167% | 5878 | 1438 | 0.01069% | 2828 | 0.0108% | 0.01075% |  | 5878 | 0.01177% | 0.01267% | 0.01222% |  | 5878 | 3259 | 0.01075% | 0.01184%
| Sep | 2 | 23 | 5879 | 540.8752 | 504.7246 | 575.0408 | 0.01154% | 0.01028% | 0.01143% | 0.0107% | 7024 | 0.01083% | 0.01077% |  | 10.7602 | 23.4543 | 25.3404 |  | 5879 | 530.115 | 481.2703 | 549.7004 |  | 5879 | 0.01154% | 0.01021% | 0.01138% | 0.01176% | 0.01177% | 0.01267% |  | 5879 | 0.01021% | 0.01138% | 5879 | 1962 | 0.01069% | 6834 | 0.0108% | 0.01075% |  | 5879 | 0.01177% | 0.01267% | 0.01222% |  | 5879 | 7024 | 0.01075% | 0.01193%
| Sep | 3 | 0 | 5880 | 527.16 | 496.0854 | 562.5315 | 0.01125% | 0.0101% | 0.01119% | 0.0107% | 7614 | 0.01083% | 0.01076% |  | 10.7613 | 23.4537 | 25.3391 |  | 5880 | 516.3987 | 472.6316 | 537.1924 |  | 5880 | 0.01124% | 0.01003% | 0.01112% | 0.01176% | 0.01177% | 0.01266% |  | 5880 | 0.01003% | 0.01112% | 5880 | 6567 | 0.01069% | 8040 | 0.0108% | 0.01075% |  | 5880 | 0.01177% | 0.01266% | 0.01222% |  | 5880 | 7614 | 0.01075% | 0.01178%
| Sep | 3 | 1 | 5881 | 521.2351 | 490.5928 | 557.3647 | 0.01112% | 0.00999% | 0.01108% | 0.0107% | 7045 | 0.01083% | 0.01076% |  | 10.7624 | 23.4531 | 25.3378 |  | 5881 | 510.4726 | 467.1396 | 532.0269 |  | 5881 | 0.01111% | 0.009915% | 0.01102% | 0.01176% | 0.01177% | 0.01266% |  | 5881 | 0.009915% | 0.01102% | 5881 | 656 | 0.01069% | 6543 | 0.0108% | 0.01075% |  | 5881 | 0.01177% | 0.01266% | 0.01222% |  | 5881 | 7045 | 0.01075% | 0.01192%
| Sep | 3 | 2 | 5882 | 519.53 | 485.668 | 554.6734 | 0.01109% | 0.00989% | 0.01103% | 0.0107% | 773 | 0.01083% | 0.01076% |  | 10.7635 | 23.4525 | 25.3365 |  | 5882 | 508.7665 | 462.2155 | 529.3369 |  | 5882 | 0.01107% | 0.00981% | 0.01096% | 0.01176% | 0.01177% | 0.01266% |  | 5882 | 0.00981% | 0.01096% | 5882 | 2244 | 0.01069% | 255 | 0.0108% | 0.01074% |  | 5882 | 0.01177% | 0.01266% | 0.01222% |  | 5882 | 773 | 0.01074% | 0.009508%
| Sep | 3 | 3 | 5883 | 512.5159 | 486.5711 | 553.1449 | 0.01094% | 0.009908% | 0.011% | 0.0107% | 114 | 0.01083% | 0.01076% |  | 10.7646 | 23.4519 | 25.3352 |  | 5883 | 501.7512 | 463.1191 | 527.8097 |  | 5883 | 0.01092% | 0.00983% | 0.01093% | 0.01177% | 0.01177% | 0.01266% |  | 5883 | 0.00983% | 0.01093% | 5883 | 313 | 0.01069% | 529 | 0.0108% | 0.01074% |  | 5883 | 0.01177% | 0.01266% | 0.01222% |  | 5883 | 114 | 0.01074% | 0.009161%
| Sep | 3 | 4 | 5884 | 512.1306 | 488.8519 | 554.242 | 0.01093% | 0.009955% | 0.01102% | 0.0107% | 6491 | 0.01083% | 0.01076% |  | 10.7657 | 23.4513 | 25.3339 |  | 5884 | 501.3649 | 465.4006 | 528.9082 |  | 5884 | 0.01091% | 0.009878% | 0.01095% | 0.01177% | 0.01177% | 0.01266% |  | 5884 | 0.009878% | 0.01095% | 5884 | 2871 | 0.01069% | 6717 | 0.0108% | 0.01074% |  | 5884 | 0.01177% | 0.01266% | 0.01221% |  | 5884 | 6491 | 0.01074% | 0.01201%
| Sep | 3 | 5 | 5885 | 515.1391 | 493.2274 | 567.0138 | 0.01099% | 0.01004% | 0.01127% | 0.0107% | 6634 | 0.01082% | 0.01076% |  | 10.7668 | 23.4507 | 25.3326 |  | 5885 | 504.3723 | 469.7766 | 541.6813 |  | 5885 | 0.01098% | 0.009971% | 0.01122% | 0.01177% | 0.01177% | 0.01266% |  | 5885 | 0.009971% | 0.01122% | 5885 | 1139 | 0.01069% | 7023 | 0.0108% | 0.01074% |  | 5885 | 0.01177% | 0.01266% | 0.01221% |  | 5885 | 6634 | 0.01074% | 0.01198%
| Sep | 3 | 6 | 5886 | 512.5366 | 495.983 | 578.5947 | 0.01094% | 0.0101% | 0.01151% | 0.0107% | 440 | 0.01082% | 0.01076% |  | 10.7679 | 23.4501 | 25.3313 |  | 5886 | 501.7687 | 472.5328 | 553.2635 |  | 5886 | 0.01092% | 0.01003% | 0.01146% | 0.01177% | 0.01177% | 0.01266% |  | 5886 | 0.01003% | 0.01146% | 5886 | 240 | 0.01069% | 3455 | 0.0108% | 0.01074% |  | 5886 | 0.01177% | 0.01266% | 0.01221% |  | 5886 | 440 | 0.01074% | 0.009299%
| Sep | 3 | 7 | 5887 | 517.3255 | 505.4414 | 592.3605 | 0.01104% | 0.01029% | 0.01178% | 0.0107% | 5500 | 0.01082% | 0.01076% |  | 10.769 | 23.4495 | 25.33 |  | 5887 | 506.5565 | 481.9919 | 567.0306 |  | 5887 | 0.01103% | 0.01023% | 0.01174% | 0.01177% | 0.01177% | 0.01266% |  | 5887 | 0.01023% | 0.01174% | 5887 | 3386 | 0.01069% | 2798 | 0.0108% | 0.01074% |  | 5887 | 0.01177% | 0.01266% | 0.01221% |  | 5887 | 5500 | 0.01074% | 0.01242%
| Sep | 3 | 8 | 5888 | 527.6933 | 522.1986 | 599.4966 | 0.01126% | 0.01063% | 0.01192% | 0.0107% | 6154 | 0.01082% | 0.01076% |  | 10.7701 | 23.4489 | 25.3287 |  | 5888 | 516.9232 | 498.7496 | 574.1679 |  | 5888 | 0.01125% | 0.01059% | 0.01189% | 0.01177% | 0.01177% | 0.01266% |  | 5888 | 0.01059% | 0.01189% | 5888 | 6120 | 0.01069% | 3259 | 0.0108% | 0.01074% |  | 5888 | 0.01177% | 0.01266% | 0.01221% |  | 5888 | 6154 | 0.01074% | 0.0121%
| Sep | 3 | 9 | 5889 | 541.735 | 536.8611 | 609.6991 | 0.01156% | 0.01093% | 0.01212% | 0.0107% | 1358 | 0.01082% | 0.01076% |  | 10.7712 | 23.4483 | 25.3274 |  | 5889 | 530.9637 | 513.4127 | 584.3717 |  | 5889 | 0.01156% | 0.0109% | 0.0121% | 0.01177% | 0.01177% | 0.01266% |  | 5889 | 0.0109% | 0.0121% | 5889 | 1022 | 0.01068% | 6884 | 0.0108% | 0.01074% |  | 5889 | 0.01177% | 0.01266% | 0.01221% |  | 5889 | 1358 | 0.01074% | 0.009986%
| Sep | 3 | 10 | 5890 | 553.749 | 550.695 | 616.732 | 0.01182% | 0.01121% | 0.01226% | 0.0107% | 453 | 0.01082% | 0.01076% |  | 10.7723 | 23.4477 | 25.3261 |  | 5890 | 542.9766 | 527.2472 | 591.4059 |  | 5890 | 0.01182% | 0.01119% | 0.01225% | 0.01177% | 0.01177% | 0.01266% |  | 5890 | 0.01119% | 0.01225% | 5890 | 722 | 0.01068% | 7558 | 0.0108% | 0.01074% |  | 5890 | 0.01177% | 0.01266% | 0.01221% |  | 5890 | 453 | 0.01074% | 0.009306%
| Sep | 3 | 11 | 5891 | 565.8797 | 562.5274 | 628.2191 | 0.01208% | 0.01146% | 0.01249% | 0.0107% | 8678 | 0.01082% | 0.01076% |  | 10.7734 | 23.4472 | 25.3248 |  | 5891 | 555.1063 | 539.0802 | 602.8943 |  | 5891 | 0.01208% | 0.01144% | 0.01248% | 0.01178% | 0.01177% | 0.01266% |  | 5891 | 0.01144% | 0.01248% | 5891 | 385 | 0.01068% | 7615 | 0.0108% | 0.01074% |  | 5891 | 0.01177% | 0.01266% | 0.01221% |  | 5891 | 8678 | 0.01074% | 0.01104%
| Sep | 3 | 12 | 5892 | 580.6142 | 573.7919 | 642.5944 | 0.01239% | 0.01168% | 0.01278% | 0.0107% | 243 | 0.01082% | 0.01076% |  | 10.7745 | 23.4466 | 25.3235 |  | 5892 | 569.8397 | 550.3453 | 617.2709 |  | 5892 | 0.0124% | 0.01168% | 0.01278% | 0.01178% | 0.01176% | 0.01266% |  | 5892 | 0.01168% | 0.01278% | 5892 | 7899 | 0.01068% | 6828 | 0.0108% | 0.01074% |  | 5892 | 0.01176% | 0.01266% | 0.01221% |  | 5892 | 243 | 0.01074% | 0.009208%
| Sep | 3 | 13 | 5893 | 599.4163 | 580.7275 | 660.6175 | 0.01279% | 0.01183% | 0.01314% | 0.0107% | 3517 | 0.01082% | 0.01076% |  | 10.7756 | 23.446 | 25.3222 |  | 5893 | 588.6407 | 557.2815 | 635.2953 |  | 5893 | 0.01281% | 0.01183% | 0.01316% | 0.01178% | 0.01176% | 0.01266% |  | 5893 | 0.01183% | 0.01316% | 5893 | 504 | 0.01068% | 7644 | 0.0108% | 0.01074% |  | 5893 | 0.01176% | 0.01266% | 0.01221% |  | 5893 | 3517 | 0.01074% | 0.01209%
| Sep | 3 | 14 | 5894 | 609.0735 | 589.4133 | 675.0491 | 0.013% | 0.012% | 0.01342% | 0.0107% | 6251 | 0.01082% | 0.01076% |  | 10.7767 | 23.4454 | 25.3209 |  | 5894 | 598.2968 | 565.9679 | 649.7282 |  | 5894 | 0.01302% | 0.01201% | 0.01345% | 0.01178% | 0.01176% | 0.01266% |  | 5894 | 0.01201% | 0.01345% | 5894 | 6244 | 0.01068% | 1728 | 0.0108% | 0.01074% |  | 5894 | 0.01176% | 0.01266% | 0.01221% |  | 5894 | 6251 | 0.01074% | 0.01207%
| Sep | 3 | 15 | 5895 | 618.2033 | 595.0828 | 687.7271 | 0.01319% | 0.01212% | 0.01368% | 0.0107% | 6119 | 0.01082% | 0.01076% |  | 10.7778 | 23.4448 | 25.3196 |  | 5895 | 607.4255 | 571.638 | 662.4075 |  | 5895 | 0.01322% | 0.01213% | 0.01372% | 0.01178% | 0.01176% | 0.01266% |  | 5895 | 0.01213% | 0.01372% | 5895 | 6006 | 0.01068% | 254 | 0.0108% | 0.01074% |  | 5895 | 0.01176% | 0.01266% | 0.01221% |  | 5895 | 6119 | 0.01074% | 0.01211%
| Sep | 3 | 16 | 5896 | 617.6654 | 596.3582 | 696.0072 | 0.01318% | 0.01214% | 0.01384% | 0.0107% | 7204 | 0.01082% | 0.01076% |  | 10.7789 | 23.4442 | 25.3183 |  | 5896 | 606.8864 | 572.914 | 670.6889 |  | 5896 | 0.01321% | 0.01216% | 0.01389% | 0.01178% | 0.01176% | 0.01265% |  | 5896 | 0.01216% | 0.01389% | 5896 | 635 | 0.01068% | 7583 | 0.0108% | 0.01074% |  | 5896 | 0.01176% | 0.01265% | 0.01221% |  | 5896 | 7204 | 0.01074% | 0.0119%
| Sep | 3 | 17 | 5897 | 607.9133 | 591.1728 | 693.1753 | 0.01297% | 0.01204% | 0.01378% | 0.0107% | 5838 | 0.01082% | 0.01076% |  | 10.78 | 23.4436 | 25.317 |  | 5897 | 597.1333 | 567.7292 | 667.8583 |  | 5897 | 0.013% | 0.01205% | 0.01383% | 0.01178% | 0.01176% | 0.01265% |  | 5897 | 0.01205% | 0.01383% | 5897 | 6147 | 0.01068% | 1597 | 0.0108% | 0.01074% |  | 5897 | 0.01176% | 0.01265% | 0.01221% |  | 5897 | 5838 | 0.01074% | 0.01224%
| Sep | 3 | 18 | 5898 | 590.1582 | 578.9214 | 674.2239 | 0.0126% | 0.01179% | 0.01341% | 0.0107% | 6913 | 0.01082% | 0.01076% |  | 10.7811 | 23.443 | 25.3157 |  | 5898 | 579.3771 | 555.4784 | 648.9082 |  | 5898 | 0.01261% | 0.01179% | 0.01344% | 0.01178% | 0.01176% | 0.01265% |  | 5898 | 0.01179% | 0.01344% | 5898 | 1785 | 0.01068% | 1751 | 0.0108% | 0.01074% |  | 5898 | 0.01176% | 0.01265% | 0.01221% |  | 5898 | 6913 | 0.01074% | 0.01194%
| Sep | 3 | 19 | 5899 | 579.7952 | 568.1317 | 661.4802 | 0.01237% | 0.01157% | 0.01315% | 0.0107% | 7650 | 0.01082% | 0.01076% |  | 10.7822 | 23.4424 | 25.3144 |  | 5899 | 569.013 | 544.6893 | 636.1658 |  | 5899 | 0.01239% | 0.01156% | 0.01317% | 0.01179% | 0.01176% | 0.01265% |  | 5899 | 0.01156% | 0.01317% | 5899 | 5835 | 0.01068% | 7772 | 0.0108% | 0.01074% |  | 5899 | 0.01176% | 0.01265% | 0.01221% |  | 5899 | 7650 | 0.01074% | 0.01176%
| Sep | 3 | 20 | 5900 | 568.7443 | 565.162 | 656.3602 | 0.01214% | 0.01151% | 0.01305% | 0.0107% | 7771 | 0.01082% | 0.01076% |  | 10.7833 | 23.4418 | 25.3131 |  | 5900 | 557.961 | 541.7201 | 631.0471 |  | 5900 | 0.01215% | 0.0115% | 0.01307% | 0.01179% | 0.01176% | 0.01265% |  | 5900 | 0.0115% | 0.01307% | 5900 | 800 | 0.01068% | 277 | 0.01079% | 0.01074% |  | 5900 | 0.01176% | 0.01265% | 0.01221% |  | 5900 | 7771 | 0.01074% | 0.01171%
| Sep | 3 | 21 | 5901 | 553.0087 | 547.7718 | 638.731 | 0.0118% | 0.01115% | 0.0127% | 0.0107% | 7779 | 0.01082% | 0.01076% |  | 10.7844 | 23.4412 | 25.3118 |  | 5901 | 542.2243 | 524.3306 | 613.4192 |  | 5901 | 0.0118% | 0.01113% | 0.0127% | 0.01179% | 0.01176% | 0.01265% |  | 5901 | 0.01113% | 0.0127% | 5901 | 552 | 0.01068% | 156 | 0.01079% | 0.01074% |  | 5901 | 0.01176% | 0.01265% | 0.01221% |  | 5901 | 7779 | 0.01074% | 0.0117%
| Sep | 3 | 22 | 5902 | 536.9839 | 527.9518 | 615.2035 | 0.01146% | 0.01075% | 0.01223% | 0.0107% | 6605 | 0.01082% | 0.01076% |  | 10.7855 | 23.4407 | 25.3105 |  | 5902 | 526.1984 | 504.5112 | 589.8929 |  | 5902 | 0.01145% | 0.01071% | 0.01222% | 0.01179% | 0.01176% | 0.01265% |  | 5902 | 0.01071% | 0.01222% | 5902 | 7973 | 0.01068% | 479 | 0.01079% | 0.01074% |  | 5902 | 0.01176% | 0.01265% | 0.01221% |  | 5902 | 6605 | 0.01074% | 0.01199%
| Sep | 3 | 23 | 5903 | 523.6334 | 515.9519 | 600.7719 | 0.01118% | 0.01051% | 0.01195% | 0.0107% | 8041 | 0.01082% | 0.01076% |  | 10.7866 | 23.4401 | 25.3093 |  | 5903 | 512.8468 | 492.5118 | 575.4627 |  | 5903 | 0.01116% | 0.01045% | 0.01192% | 0.01179% | 0.01176% | 0.01265% |  | 5903 | 0.01045% | 0.01192% | 5903 | 6795 | 0.01068% | 797 | 0.01079% | 0.01074% |  | 5903 | 0.01176% | 0.01265% | 0.01221% |  | 5903 | 8041 | 0.01074% | 0.01154%
| Sep | 4 | 0 | 5904 | 511.5233 | 507.5454 | 587.3906 | 0.01092% | 0.01034% | 0.01168% | 0.0107% | 8259 | 0.01082% | 0.01076% |  | 10.7877 | 23.4395 | 25.308 |  | 5904 | 500.7356 | 484.1059 | 562.0826 |  | 5904 | 0.0109% | 0.01028% | 0.01164% | 0.01179% | 0.01176% | 0.01265% |  | 5904 | 0.01028% | 0.01164% | 5904 | 7232 | 0.01068% | 6445 | 0.01079% | 0.01074% |  | 5904 | 0.01176% | 0.01265% | 0.01221% |  | 5904 | 8259 | 0.01074% | 0.01138%
| Sep | 4 | 1 | 5905 | 503.4197 | 502.751 | 579.7294 | 0.01074% | 0.01024% | 0.01153% | 0.0107% | 6612 | 0.01082% | 0.01076% |  | 10.7888 | 23.4389 | 25.3067 |  | 5905 | 492.6309 | 479.3121 | 554.4227 |  | 5905 | 0.01072% | 0.01017% | 0.01148% | 0.01179% | 0.01176% | 0.01265% |  | 5905 | 0.01017% | 0.01148% | 5905 | 303 | 0.01068% | 5983 | 0.01079% | 0.01074% |  | 5905 | 0.01176% | 0.01265% | 0.0122% |  | 5905 | 6612 | 0.01074% | 0.01199%
| Sep | 4 | 2 | 5906 | 499.8815 | 500.0792 | 575.9504 | 0.01067% | 0.01018% | 0.01145% | 0.0107% | 8627 | 0.01082% | 0.01076% |  | 10.7899 | 23.4383 | 25.3054 |  | 5906 | 489.0916 | 476.6408 | 550.645 |  | 5906 | 0.01065% | 0.01012% | 0.0114% | 0.01179% | 0.01176% | 0.01265% |  | 5906 | 0.01012% | 0.0114% | 5906 | 2120 | 0.01068% | 7598 | 0.01079% | 0.01074% |  | 5906 | 0.01176% | 0.01265% | 0.0122% |  | 5906 | 8627 | 0.01074% | 0.01108%
| Sep | 4 | 3 | 5907 | 498.306 | 500.9636 | 573.7467 | 0.01064% | 0.0102% | 0.01141% | 0.0107% | 622 | 0.01082% | 0.01076% |  | 10.791 | 23.4377 | 25.3041 |  | 5907 | 487.5149 | 477.5258 | 548.4426 |  | 5907 | 0.01061% | 0.01014% | 0.01136% | 0.01179% | 0.01176% | 0.01265% |  | 5907 | 0.01014% | 0.01136% | 5907 | 2650 | 0.01068% | 6533 | 0.01079% | 0.01074% |  | 5907 | 0.01176% | 0.01265% | 0.0122% |  | 5907 | 622 | 0.01074% | 0.009407%
| Sep | 4 | 4 | 5908 | 501.2504 | 504.2778 | 571.5337 | 0.0107% | 0.01027% | 0.01136% | 0.0107% | 810 | 0.01082% | 0.01076% |  | 10.7921 | 23.4372 | 25.3028 |  | 5908 | 490.4583 | 480.8406 | 546.2309 |  | 5908 | 0.01068% | 0.01021% | 0.01131% | 0.0118% | 0.01176% | 0.01265% |  | 5908 | 0.01021% | 0.01131% | 5908 | 589 | 0.01068% | 218 | 0.01079% | 0.01074% |  | 5908 | 0.01176% | 0.01265% | 0.0122% |  | 5908 | 810 | 0.01074% | 0.009535%
| Sep | 4 | 5 | 5909 | 505.7476 | 515.0023 | 582.777 | 0.01079% | 0.01049% | 0.01159% | 0.0107% | 148 | 0.01082% | 0.01076% |  | 10.7932 | 23.4366 | 25.3015 |  | 5909 | 494.9544 | 491.5657 | 557.4755 |  | 5909 | 0.01077% | 0.01043% | 0.01154% | 0.0118% | 0.01176% | 0.01265% |  | 5909 | 0.01043% | 0.01154% | 5909 | 2444 | 0.01068% | 493 | 0.01079% | 0.01074% |  | 5909 | 0.01176% | 0.01265% | 0.0122% |  | 5909 | 148 | 0.01074% | 0.009173%
| Sep | 4 | 6 | 5910 | 502.7713 | 531.4708 | 597.9306 | 0.01073% | 0.01082% | 0.01189% | 0.0107% | 6989 | 0.01082% | 0.01076% |  | 10.7943 | 23.436 | 25.3002 |  | 5910 | 491.977 | 508.0348 | 572.6304 |  | 5910 | 0.01071% | 0.01078% | 0.01186% | 0.0118% | 0.01176% | 0.01265% |  | 5910 | 0.01078% | 0.01186% | 5910 | 8057 | 0.01068% | 7981 | 0.01079% | 0.01074% |  | 5910 | 0.01176% | 0.01265% | 0.0122% |  | 5910 | 6989 | 0.01074% | 0.01193%
| Sep | 4 | 7 | 5911 | 510.4151 | 542.875 | 609.5115 | 0.01089% | 0.01105% | 0.01212% | 0.0107% | 138 | 0.01082% | 0.01076% |  | 10.7955 | 23.4354 | 25.299 |  | 5911 | 499.6197 | 519.4396 | 584.2125 |  | 5911 | 0.01088% | 0.01103% | 0.0121% | 0.0118% | 0.01176% | 0.01264% |  | 5911 | 0.01103% | 0.0121% | 5911 | 6805 | 0.01068% | 7787 | 0.01079% | 0.01074% |  | 5911 | 0.01176% | 0.01264% | 0.0122% |  | 5911 | 138 | 0.01074% | 0.00917%
| Sep | 4 | 8 | 5912 | 525.8403 | 548.3676 | 618.0917 | 0.01122% | 0.01117% | 0.01229% | 0.0107% | 6271 | 0.01082% | 0.01076% |  | 10.7966 | 23.4348 | 25.2977 |  | 5912 | 515.0438 | 524.9328 | 592.794 |  | 5912 | 0.01121% | 0.01114% | 0.01228% | 0.0118% | 0.01176% | 0.01264% |  | 5912 | 0.01114% | 0.01228% | 5912 | 1058 | 0.01068% | 7737 | 0.01079% | 0.01074% |  | 5912 | 0.01176% | 0.01264% | 0.0122% |  | 5912 | 6271 | 0.01074% | 0.01206%
| Sep | 4 | 9 | 5913 | 542.6792 | 558.5429 | 627.1314 | 0.01158% | 0.01137% | 0.01247% | 0.0107% | 6223 | 0.01082% | 0.01076% |  | 10.7977 | 23.4343 | 25.2964 |  | 5913 | 531.8815 | 535.1086 | 601.835 |  | 5913 | 0.01158% | 0.01136% | 0.01246% | 0.0118% | 0.01176% | 0.01264% |  | 5913 | 0.01136% | 0.01246% | 5913 | 7304 | 0.01068% | 6860 | 0.01079% | 0.01074% |  | 5913 | 0.01176% | 0.01264% | 0.0122% |  | 5913 | 6223 | 0.01074% | 0.01208%
| Sep | 4 | 10 | 5914 | 559.7466 | 565.8416 | 641.0566 | 0.01195% | 0.01152% | 0.01275% | 0.01069% | 7238 | 0.01082% | 0.01076% |  | 10.7988 | 23.4337 | 25.2951 |  | 5914 | 548.9478 | 542.4079 | 615.7615 |  | 5914 | 0.01195% | 0.01151% | 0.01275% | 0.0118% | 0.01176% | 0.01264% |  | 5914 | 0.01151% | 0.01275% | 5914 | 360 | 0.01068% | 6451 | 0.01079% | 0.01073% |  | 5914 | 0.01176% | 0.01264% | 0.0122% |  | 5914 | 7238 | 0.01073% | 0.01189%
| Sep | 4 | 11 | 5915 | 576.7292 | 575.4397 | 652.4968 | 0.01231% | 0.01172% | 0.01297% | 0.01069% | 313 | 0.01082% | 0.01076% |  | 10.7999 | 23.4331 | 25.2938 |  | 5915 | 565.9293 | 552.0066 | 627.203 |  | 5915 | 0.01232% | 0.01172% | 0.01299% | 0.0118% | 0.01176% | 0.01264% |  | 5915 | 0.01172% | 0.01299% | 5915 | 5836 | 0.01068% | 602 | 0.01079% | 0.01073% |  | 5915 | 0.01176% | 0.01264% | 0.0122% |  | 5915 | 313 | 0.01073% | 0.009237%
| Sep | 4 | 12 | 5916 | 588.4962 | 586.6111 | 665.006 | 0.01256% | 0.01195% | 0.01322% | 0.01069% | 5309 | 0.01082% | 0.01075% |  | 10.801 | 23.4325 | 25.2925 |  | 5916 | 577.6952 | 563.1786 | 639.7135 |  | 5916 | 0.01258% | 0.01195% | 0.01325% | 0.01181% | 0.01176% | 0.01264% |  | 5916 | 0.01195% | 0.01325% | 5916 | 2626 | 0.01068% | 203 | 0.01079% | 0.01073% |  | 5916 | 0.01176% | 0.01264% | 0.0122% |  | 5916 | 5309 | 0.01073% | 0.01252%
| Sep | 4 | 13 | 5917 | 603.5288 | 595.1014 | 675.1522 | 0.01288% | 0.01212% | 0.01343% | 0.01069% | 7481 | 0.01082% | 0.01075% |  | 10.8021 | 23.432 | 25.2913 |  | 5917 | 592.7267 | 571.6694 | 649.861 |  | 5917 | 0.0129% | 0.01213% | 0.01346% | 0.01181% | 0.01176% | 0.01264% |  | 5917 | 0.01213% | 0.01346% | 5917 | 1538 | 0.01068% | 8707 | 0.01079% | 0.01073% |  | 5917 | 0.01176% | 0.01264% | 0.0122% |  | 5917 | 7481 | 0.01073% | 0.01182%
| Sep | 4 | 14 | 5918 | 612.0872 | 606.5055 | 684.1075 | 0.01306% | 0.01235% | 0.0136% | 0.01069% | 3435 | 0.01082% | 0.01075% |  | 10.8032 | 23.4314 | 25.29 |  | 5918 | 601.284 | 583.0741 | 658.8175 |  | 5918 | 0.01309% | 0.01238% | 0.01364% | 0.01181% | 0.01176% | 0.01264% |  | 5918 | 0.01238% | 0.01364% | 5918 | 1081 | 0.01068% | 6940 | 0.01079% | 0.01073% |  | 5918 | 0.01176% | 0.01264% | 0.0122% |  | 5918 | 3435 | 0.01073% | 0.01201%
| Sep | 4 | 15 | 5919 | 622.1008 | 611.933 | 694.6944 | 0.01328% | 0.01246% | 0.01381% | 0.01069% | 7710 | 0.01081% | 0.01075% |  | 10.8043 | 23.4308 | 25.2887 |  | 5919 | 611.2965 | 588.5022 | 669.4057 |  | 5919 | 0.01331% | 0.01249% | 0.01386% | 0.01181% | 0.01176% | 0.01264% |  | 5919 | 0.01249% | 0.01386% | 5919 | 2275 | 0.01068% | 1786 | 0.01079% | 0.01073% |  | 5919 | 0.01176% | 0.01264% | 0.0122% |  | 5919 | 7710 | 0.01073% | 0.01174%
| Sep | 4 | 16 | 5920 | 618.3691 | 610.5086 | 702.1774 | 0.0132% | 0.01243% | 0.01396% | 0.01069% | 7391 | 0.01081% | 0.01075% |  | 10.8054 | 23.4302 | 25.2874 |  | 5920 | 607.5637 | 587.0784 | 676.89 |  | 5920 | 0.01323% | 0.01246% | 0.01402% | 0.01181% | 0.01176% | 0.01264% |  | 5920 | 0.01246% | 0.01402% | 5920 | 425 | 0.01068% | 8732 | 0.01079% | 0.01073% |  | 5920 | 0.01176% | 0.01264% | 0.0122% |  | 5920 | 7391 | 0.01073% | 0.01185%
| Sep | 4 | 17 | 5921 | 612.4285 | 607.9485 | 701.5585 | 0.01307% | 0.01238% | 0.01395% | 0.01069% | 7315 | 0.01081% | 0.01075% |  | 10.8065 | 23.4297 | 25.2861 |  | 5921 | 601.6219 | 584.5188 | 676.2724 |  | 5921 | 0.0131% | 0.01241% | 0.014% | 0.01181% | 0.01176% | 0.01264% |  | 5921 | 0.01241% | 0.014% | 5921 | 483 | 0.01068% | 78 | 0.01079% | 0.01073% |  | 5921 | 0.01176% | 0.01264% | 0.0122% |  | 5921 | 7315 | 0.01073% | 0.01187%
| Sep | 4 | 18 | 5922 | 598.1541 | 603.6382 | 681.5287 | 0.01277% | 0.01229% | 0.01355% | 0.01069% | 220 | 0.01081% | 0.01075% |  | 10.8076 | 23.4291 | 25.2849 |  | 5922 | 587.3465 | 580.2091 | 656.2439 |  | 5922 | 0.01279% | 0.01231% | 0.01359% | 0.01181% | 0.01176% | 0.01264% |  | 5922 | 0.01231% | 0.01359% | 5922 | 6622 | 0.01068% | 6806 | 0.01079% | 0.01073% |  | 5922 | 0.01176% | 0.01264% | 0.0122% |  | 5922 | 220 | 0.01073% | 0.0092%
| Sep | 4 | 19 | 5923 | 590.758 | 604.2712 | 667.5567 | 0.01261% | 0.01231% | 0.01327% | 0.01069% | 7160 | 0.01081% | 0.01075% |  | 10.8087 | 23.4285 | 25.2836 |  | 5923 | 579.9492 | 580.8427 | 642.2731 |  | 5923 | 0.01262% | 0.01233% | 0.0133% | 0.01181% | 0.01176% | 0.01264% |  | 5923 | 0.01233% | 0.0133% | 5923 | 1433 | 0.01068% | 805 | 0.01079% | 0.01073% |  | 5923 | 0.01176% | 0.01264% | 0.0122% |  | 5923 | 7160 | 0.01073% | 0.01191%
| Sep | 4 | 20 | 5924 | 583.8534 | 598.1642 | 657.9262 | 0.01246% | 0.01218% | 0.01308% | 0.01069% | 5501 | 0.01081% | 0.01075% |  | 10.8099 | 23.428 | 25.2823 |  | 5924 | 573.0435 | 574.7362 | 632.6439 |  | 5924 | 0.01247% | 0.0122% | 0.0131% | 0.01182% | 0.01176% | 0.01264% |  | 5924 | 0.0122% | 0.0131% | 5924 | 2271 | 0.01068% | 6297 | 0.01079% | 0.01073% |  | 5924 | 0.01176% | 0.01264% | 0.0122% |  | 5924 | 5501 | 0.01073% | 0.01242%
| Sep | 4 | 21 | 5925 | 564.3616 | 581.314 | 637.1275 | 0.01205% | 0.01184% | 0.01267% | 0.01069% | 6587 | 0.01081% | 0.01075% |  | 10.811 | 23.4274 | 25.281 |  | 5925 | 553.5506 | 557.8866 | 611.8465 |  | 5925 | 0.01205% | 0.01184% | 0.01267% | 0.01182% | 0.01176% | 0.01264% |  | 5925 | 0.01184% | 0.01267% | 5925 | 8400 | 0.01067% | 430 | 0.01079% | 0.01073% |  | 5925 | 0.01176% | 0.01264% | 0.0122% |  | 5925 | 6587 | 0.01073% | 0.01199%
| Sep | 4 | 22 | 5926 | 545.5229 | 562.937 | 613.0092 | 0.01164% | 0.01146% | 0.01219% | 0.01069% | 7774 | 0.01081% | 0.01075% |  | 10.8121 | 23.4268 | 25.2798 |  | 5926 | 534.7108 | 539.5102 | 587.7295 |  | 5926 | 0.01164% | 0.01145% | 0.01217% | 0.01182% | 0.01175% | 0.01264% |  | 5926 | 0.01145% | 0.01217% | 5926 | 7006 | 0.01067% | 3168 | 0.01079% | 0.01073% |  | 5926 | 0.01175% | 0.01264% | 0.0122% |  | 5926 | 7774 | 0.01073% | 0.0117%
| Sep | 4 | 23 | 5927 | 528.976 | 549.4941 | 594.1797 | 0.01129% | 0.01119% | 0.01181% | 0.01069% | 6520 | 0.01081% | 0.01075% |  | 10.8132 | 23.4263 | 25.2785 |  | 5927 | 518.1628 | 526.0678 | 568.9012 |  | 5927 | 0.01128% | 0.01117% | 0.01178% | 0.01182% | 0.01175% | 0.01263% |  | 5927 | 0.01117% | 0.01178% | 5927 | 1492 | 0.01067% | 3552 | 0.01079% | 0.01073% |  | 5927 | 0.01175% | 0.01263% | 0.01219% |  | 5927 | 6520 | 0.01073% | 0.012%
| Sep | 5 | 0 | 5928 | 519.4677 | 540.65 | 580.3577 | 0.01109% | 0.01101% | 0.01154% | 0.01069% | 6818 | 0.01081% | 0.01075% |  | 10.8143 | 23.4257 | 25.2772 |  | 5928 | 508.6534 | 517.2243 | 555.0805 |  | 5928 | 0.01107% | 0.01098% | 0.01149% | 0.01182% | 0.01175% | 0.01263% |  | 5928 | 0.01098% | 0.01149% | 5928 | 7467 | 0.01067% | 7394 | 0.01079% | 0.01073% |  | 5928 | 0.01175% | 0.01263% | 0.01219% |  | 5928 | 6818 | 0.01073% | 0.01195%
| Sep | 5 | 1 | 5929 | 513.6908 | 538.5926 | 572.2557 | 0.01096% | 0.01097% | 0.01138% | 0.01069% | 6258 | 0.01081% | 0.01075% |  | 10.8154 | 23.4251 | 25.2759 |  | 5929 | 502.8754 | 515.1675 | 546.9798 |  | 5929 | 0.01095% | 0.01093% | 0.01133% | 0.01182% | 0.01175% | 0.01263% |  | 5929 | 0.01093% | 0.01133% | 5929 | 850 | 0.01067% | 8236 | 0.01079% | 0.01073% |  | 5929 | 0.01175% | 0.01263% | 0.01219% |  | 5929 | 6258 | 0.01073% | 0.01207%
| Sep | 5 | 2 | 5930 | 510.222 | 536.6097 | 573.8311 | 0.01089% | 0.01093% | 0.01141% | 0.01069% | 7264 | 0.01081% | 0.01075% |  | 10.8165 | 23.4246 | 25.2747 |  | 5930 | 499.4055 | 513.1851 | 548.5564 |  | 5930 | 0.01087% | 0.01089% | 0.01136% | 0.01182% | 0.01175% | 0.01263% |  | 5930 | 0.01089% | 0.01136% | 5930 | 6373 | 0.01067% | 1140 | 0.01079% | 0.01073% |  | 5930 | 0.01175% | 0.01263% | 0.01219% |  | 5930 | 7264 | 0.01073% | 0.01188%
| Sep | 5 | 3 | 5931 | 511.274 | 537.4476 | 571.1398 | 0.01091% | 0.01094% | 0.01136% | 0.01069% | 3556 | 0.01081% | 0.01075% |  | 10.8176 | 23.424 | 25.2734 |  | 5931 | 500.4563 | 514.0235 | 545.8664 |  | 5931 | 0.01089% | 0.01091% | 0.0113% | 0.01182% | 0.01175% | 0.01263% |  | 5931 | 0.01091% | 0.0113% | 5931 | 6813 | 0.01067% | 7487 | 0.01079% | 0.01073% |  | 5931 | 0.01175% | 0.01263% | 0.01219% |  | 5931 | 3556 | 0.01073% | 0.01213%
| Sep | 5 | 4 | 5932 | 517.6843 | 542.5864 | 572.5933 | 0.01105% | 0.01105% | 0.01139% | 0.01069% | 7321 | 0.01081% | 0.01075% |  | 10.8187 | 23.4234 | 25.2721 |  | 5932 | 506.8656 | 519.163 | 547.3212 |  | 5932 | 0.01103% | 0.01102% | 0.01133% | 0.01183% | 0.01175% | 0.01263% |  | 5932 | 0.01102% | 0.01133% | 5932 | 2033 | 0.01067% | 7006 | 0.01078% | 0.01073% |  | 5932 | 0.01175% | 0.01263% | 0.01219% |  | 5932 | 7321 | 0.01073% | 0.01187%
| Sep | 5 | 5 | 5933 | 525.03 | 551.6446 | 580.3577 | 0.01121% | 0.01123% | 0.01154% | 0.01069% | 3168 | 0.01081% | 0.01075% |  | 10.8199 | 23.4229 | 25.2708 |  | 5933 | 514.2102 | 528.2217 | 555.0868 |  | 5933 | 0.01119% | 0.01121% | 0.01149% | 0.01183% | 0.01175% | 0.01263% |  | 5933 | 0.01121% | 0.01149% | 5933 | 2245 | 0.01067% | 8655 | 0.01078% | 0.01073% |  | 5933 | 0.01175% | 0.01263% | 0.01219% |  | 5933 | 3168 | 0.01073% | 0.01174%
| Sep | 5 | 6 | 5934 | 540.3511 | 566.4746 | 594.9955 | 0.01153% | 0.01154% | 0.01183% | 0.01069% | 7589 | 0.01081% | 0.01075% |  | 10.821 | 23.4223 | 25.2696 |  | 5934 | 529.5301 | 543.0523 | 569.726 |  | 5934 | 0.01153% | 0.01153% | 0.0118% | 0.01183% | 0.01175% | 0.01263% |  | 5934 | 0.01153% | 0.0118% | 5934 | 1468 | 0.01067% | 2731 | 0.01078% | 0.01073% |  | 5934 | 0.01175% | 0.01263% | 0.01219% |  | 5934 | 7589 | 0.01073% | 0.01179%
| Sep | 5 | 7 | 5935 | 549.397 | 576.2217 | 602.788 | 0.01173% | 0.01173% | 0.01199% | 0.01069% | 528 | 0.01081% | 0.01075% |  | 10.8221 | 23.4218 | 25.2683 |  | 5935 | 538.575 | 552.7999 | 577.5197 |  | 5935 | 0.01172% | 0.01173% | 0.01196% | 0.01183% | 0.01175% | 0.01263% |  | 5935 | 0.01173% | 0.01196% | 5935 | 6874 | 0.01067% | 70 | 0.01078% | 0.01073% |  | 5935 | 0.01175% | 0.01263% | 0.01219% |  | 5935 | 528 | 0.01073% | 0.009349%
| Sep | 5 | 8 | 5936 | 553.9946 | 578.5397 | 610.8337 | 0.01182% | 0.01178% | 0.01215% | 0.01069% | 8194 | 0.01081% | 0.01075% |  | 10.8232 | 23.4212 | 25.267 |  | 5936 | 543.1714 | 555.1185 | 585.5667 |  | 5936 | 0.01182% | 0.01178% | 0.01213% | 0.01183% | 0.01175% | 0.01263% |  | 5936 | 0.01178% | 0.01213% | 5936 | 3532 | 0.01067% | 6307 | 0.01078% | 0.01073% |  | 5936 | 0.01175% | 0.01263% | 0.01219% |  | 5936 | 8194 | 0.01073% | 0.01143%
| Sep | 5 | 9 | 5937 | 561.9473 | 585.3636 | 618.3542 | 0.01199% | 0.01192% | 0.0123% | 0.01069% | 783 | 0.01081% | 0.01075% |  | 10.8243 | 23.4206 | 25.2658 |  | 5937 | 551.123 | 561.943 | 593.0885 |  | 5937 | 0.012% | 0.01193% | 0.01228% | 0.01183% | 0.01175% | 0.01263% |  | 5937 | 0.01193% | 0.01228% | 5937 | 786 | 0.01067% | 6492 | 0.01078% | 0.01073% |  | 5937 | 0.01175% | 0.01263% | 0.01219% |  | 5937 | 783 | 0.01073% | 0.009516%
| Sep | 5 | 10 | 5938 | 575.578 | 590.4466 | 627.9941 | 0.01228% | 0.01202% | 0.01249% | 0.01069% | 7240 | 0.01081% | 0.01075% |  | 10.8254 | 23.4201 | 25.2645 |  | 5938 | 564.7526 | 567.0265 | 602.7296 |  | 5938 | 0.01229% | 0.01204% | 0.01248% | 0.01183% | 0.01175% | 0.01263% |  | 5938 | 0.01204% | 0.01248% | 5938 | 3152 | 0.01067% | 770 | 0.01078% | 0.01073% |  | 5938 | 0.01175% | 0.01263% | 0.01219% |  | 5938 | 7240 | 0.01073% | 0.01189%
| Sep | 5 | 11 | 5939 | 585.8684 | 601.4691 | 638.9185 | 0.0125% | 0.01225% | 0.0127% | 0.01069% | 575 | 0.01081% | 0.01075% |  | 10.8265 | 23.4195 | 25.2632 |  | 5939 | 575.0418 | 578.0496 | 613.6553 |  | 5939 | 0.01252% | 0.01227% | 0.01271% | 0.01183% | 0.01175% | 0.01263% |  | 5939 | 0.01227% | 0.01271% | 5939 | 6408 | 0.01067% | 157 | 0.01078% | 0.01073% |  | 5939 | 0.01175% | 0.01263% | 0.01219% |  | 5939 | 575 | 0.01073% | 0.009377%
| Sep | 5 | 12 | 5940 | 595.4154 | 606.7476 | 653.9128 | 0.01271% | 0.01236% | 0.013% | 0.01069% | 8747 | 0.01081% | 0.01075% |  | 10.8277 | 23.419 | 25.2619 |  | 5940 | 584.5878 | 583.3286 | 628.6508 |  | 5940 | 0.01273% | 0.01238% | 0.01302% | 0.01183% | 0.01175% | 0.01263% |  | 5940 | 0.01238% | 0.01302% | 5940 | 2196 | 0.01067% | 116 | 0.01078% | 0.01073% |  | 5940 | 0.01175% | 0.01263% | 0.01219% |  | 5940 | 8747 | 0.01073% | 0.01098%
| Sep | 5 | 13 | 5941 | 605.3627 | 618.2448 | 667.1065 | 0.01292% | 0.01259% | 0.01327% | 0.01069% | 7522 | 0.0108% | 0.01075% |  | 10.8288 | 23.4184 | 25.2607 |  | 5941 | 594.534 | 594.8264 | 641.8459 |  | 5941 | 0.01294% | 0.01263% | 0.01329% | 0.01184% | 0.01175% | 0.01263% |  | 5941 | 0.01263% | 0.01329% | 5941 | 8006 | 0.01067% | 8152 | 0.01078% | 0.01073% |  | 5941 | 0.01175% | 0.01263% | 0.01219% |  | 5941 | 7522 | 0.01073% | 0.01181%
| Sep | 5 | 14 | 5942 | 616.0219 | 631.7157 | 683.9762 | 0.01315% | 0.01286% | 0.0136% | 0.01069% | 8554 | 0.0108% | 0.01075% |  | 10.8299 | 23.4179 | 25.2594 |  | 5942 | 605.192 | 608.2978 | 658.7168 |  | 5942 | 0.01317% | 0.01291% | 0.01364% | 0.01184% | 0.01175% | 0.01262% |  | 5942 | 0.01291% | 0.01364% | 5942 | 387 | 0.01067% | 6450 | 0.01078% | 0.01073% |  | 5942 | 0.01175% | 0.01262% | 0.01219% |  | 5942 | 8554 | 0.01073% | 0.01114%
| Sep | 5 | 15 | 5943 | 624.771 | 645.1772 | 695.6227 | 0.01333% | 0.01314% | 0.01383% | 0.01069% | 216 | 0.0108% | 0.01075% |  | 10.831 | 23.4173 | 25.2581 |  | 5943 | 613.94 | 621.7599 | 670.3646 |  | 5943 | 0.01336% | 0.0132% | 0.01388% | 0.01184% | 0.01175% | 0.01262% |  | 5943 | 0.0132% | 0.01388% | 5943 | 324 | 0.01067% | 7386 | 0.01078% | 0.01073% |  | 5943 | 0.01175% | 0.01262% | 0.01219% |  | 5943 | 216 | 0.01073% | 0.009198%
| Sep | 5 | 16 | 5944 | 625.658 | 650.344 | 702.7213 | 0.01335% | 0.01324% | 0.01397% | 0.01069% | 6234 | 0.0108% | 0.01074% |  | 10.8321 | 23.4167 | 25.2569 |  | 5944 | 614.8259 | 626.9273 | 677.4644 |  | 5944 | 0.01338% | 0.01331% | 0.01403% | 0.01184% | 0.01175% | 0.01262% |  | 5944 | 0.01331% | 0.01403% | 5944 | 8017 | 0.01067% | 7348 | 0.01078% | 0.01072% |  | 5944 | 0.01175% | 0.01262% | 0.01219% |  | 5944 | 6234 | 0.01072% | 0.01207%
| Sep | 5 | 17 | 5945 | 621.6578 | 641.2672 | 690.9341 | 0.01327% | 0.01306% | 0.01374% | 0.01069% | 264 | 0.0108% | 0.01074% |  | 10.8332 | 23.4162 | 25.2556 |  | 5945 | 610.8245 | 617.8511 | 665.6785 |  | 5945 | 0.0133% | 0.01311% | 0.01379% | 0.01184% | 0.01175% | 0.01262% |  | 5945 | 0.01311% | 0.01379% | 5945 | 2205 | 0.01067% | 91 | 0.01078% | 0.01072% |  | 5945 | 0.01175% | 0.01262% | 0.01219% |  | 5945 | 264 | 0.01072% | 0.009217%
| Sep | 5 | 18 | 5946 | 612.0404 | 632.8142 | 672.7141 | 0.01306% | 0.01289% | 0.01338% | 0.01069% | 7076 | 0.0108% | 0.01074% |  | 10.8343 | 23.4156 | 25.2544 |  | 5946 | 601.206 | 609.3986 | 647.4598 |  | 5946 | 0.01309% | 0.01293% | 0.01341% | 0.01184% | 0.01175% | 0.01262% |  | 5946 | 0.01293% | 0.01341% | 5946 | 8331 | 0.01067% | 1120 | 0.01078% | 0.01072% |  | 5946 | 0.01175% | 0.01262% | 0.01219% |  | 5946 | 7076 | 0.01072% | 0.01192%
| Sep | 5 | 19 | 5947 | 606.3242 | 623.8026 | 665.8594 | 0.01294% | 0.0127% | 0.01324% | 0.01069% | 7159 | 0.0108% | 0.01074% |  | 10.8355 | 23.4151 | 25.2531 |  | 5947 | 595.4888 | 600.3875 | 640.6063 |  | 5947 | 0.01296% | 0.01274% | 0.01327% | 0.01184% | 0.01175% | 0.01262% |  | 5947 | 0.01274% | 0.01327% | 5947 | 1046 | 0.01067% | 6851 | 0.01078% | 0.01072% |  | 5947 | 0.01175% | 0.01262% | 0.01219% |  | 5947 | 7159 | 0.01072% | 0.01191%
| Sep | 5 | 20 | 5948 | 595.0283 | 617.0067 | 657.6918 | 0.0127% | 0.01256% | 0.01308% | 0.01069% | 8661 | 0.0108% | 0.01074% |  | 10.8366 | 23.4145 | 25.2518 |  | 5948 | 584.1918 | 593.5921 | 632.44 |  | 5948 | 0.01272% | 0.0126% | 0.0131% | 0.01184% | 0.01175% | 0.01262% |  | 5948 | 0.0126% | 0.0131% | 5948 | 3178 | 0.01067% | 551 | 0.01078% | 0.01072% |  | 5948 | 0.01175% | 0.01262% | 0.01218% |  | 5948 | 8661 | 0.01072% | 0.01105%
| Sep | 5 | 21 | 5949 | 578.6691 | 597.2984 | 637.9621 | 0.01235% | 0.01216% | 0.01269% | 0.01069% | 8685 | 0.0108% | 0.01074% |  | 10.8377 | 23.414 | 25.2506 |  | 5949 | 567.8314 | 573.8844 | 612.7115 |  | 5949 | 0.01236% | 0.01218% | 0.01269% | 0.01185% | 0.01175% | 0.01262% |  | 5949 | 0.01218% | 0.01269% | 5949 | 7825 | 0.01067% | 6935 | 0.01078% | 0.01072% |  | 5949 | 0.01175% | 0.01262% | 0.01218% |  | 5949 | 8685 | 0.01072% | 0.01103%
| Sep | 5 | 22 | 5950 | 557.4435 | 577.9812 | 616.807 | 0.0119% | 0.01177% | 0.01226% | 0.01069% | 3271 | 0.0108% | 0.01074% |  | 10.8388 | 23.4134 | 25.2493 |  | 5950 | 546.6047 | 554.5677 | 591.5577 |  | 5950 | 0.0119% | 0.01177% | 0.01225% | 0.01185% | 0.01175% | 0.01262% |  | 5950 | 0.01177% | 0.01225% | 5950 | 1928 | 0.01067% | 6619 | 0.01078% | 0.01072% |  | 5950 | 0.01175% | 0.01262% | 0.01218% |  | 5950 | 3271 | 0.01072% | 0.01185%
| Sep | 5 | 23 | 5951 | 543.7963 | 561.0937 | 598.3432 | 0.01161% | 0.01143% | 0.0119% | 0.01068% | 605 | 0.0108% | 0.01074% |  | 10.8399 | 23.4129 | 25.248 |  | 5951 | 532.9563 | 537.6808 | 573.0952 |  | 5951 | 0.0116% | 0.01141% | 0.01187% | 0.01185% | 0.01175% | 0.01262% |  | 5951 | 0.01141% | 0.01187% | 5951 | 8510 | 0.01067% | 241 | 0.01078% | 0.01072% |  | 5951 | 0.01175% | 0.01262% | 0.01218% |  | 5951 | 605 | 0.01072% | 0.009396%
| Sep | 6 | 0 | 5952 | 534.4016 | 554.5119 | 589.5567 | 0.01141% | 0.01129% | 0.01172% | 0.01068% | 2828 | 0.0108% | 0.01074% |  | 10.8411 | 23.4124 | 25.2468 |  | 5952 | 523.5605 | 531.0995 | 564.31 |  | 5952 | 0.0114% | 0.01127% | 0.01169% | 0.01185% | 0.01175% | 0.01262% |  | 5952 | 0.01127% | 0.01169% | 5952 | 197 | 0.01067% | 8112 | 0.01078% | 0.01072% |  | 5952 | 0.01175% | 0.01262% | 0.01218% |  | 5952 | 2828 | 0.01072% | 0.01137%
| Sep | 6 | 1 | 5953 | 526.6144 | 548.7121 | 590.4851 | 0.01124% | 0.01117% | 0.01174% | 0.01068% | 5671 | 0.0108% | 0.01074% |  | 10.8422 | 23.4118 | 25.2455 |  | 5953 | 515.7722 | 525.3003 | 565.2396 |  | 5953 | 0.01123% | 0.01115% | 0.01171% | 0.01185% | 0.01175% | 0.01262% |  | 5953 | 0.01115% | 0.01171% | 5953 | 8283 | 0.01067% | 8745 | 0.01078% | 0.01072% |  | 5953 | 0.01175% | 0.01262% | 0.01218% |  | 5953 | 5671 | 0.01072% | 0.01232%
| Sep | 6 | 2 | 5954 | 523.353 | 546.785 | 588.7409 | 0.01117% | 0.01113% | 0.01171% | 0.01068% | 2789 | 0.0108% | 0.01074% |  | 10.8433 | 23.4113 | 25.2443 |  | 5954 | 512.5097 | 523.3737 | 563.4967 |  | 5954 | 0.01116% | 0.01111% | 0.01167% | 0.01185% | 0.01175% | 0.01262% |  | 5954 | 0.01111% | 0.01167% | 5954 | 2553 | 0.01067% | 6540 | 0.01078% | 0.01072% |  | 5954 | 0.01175% | 0.01262% | 0.01218% |  | 5954 | 2789 | 0.01072% | 0.01132%
| Sep | 6 | 3 | 5955 | 522.425 | 549.4289 | 588.4783 | 0.01115% | 0.01119% | 0.0117% | 0.01068% | 6446 | 0.0108% | 0.01074% |  | 10.8444 | 23.4107 | 25.243 |  | 5955 | 511.5806 | 526.0182 | 563.2353 |  | 5955 | 0.01114% | 0.01116% | 0.01166% | 0.01185% | 0.01175% | 0.01262% |  | 5955 | 0.01116% | 0.01166% | 5955 | 8641 | 0.01067% | 6545 | 0.01078% | 0.01072% |  | 5955 | 0.01175% | 0.01262% | 0.01218% |  | 5955 | 6446 | 0.01072% | 0.01202%
| Sep | 6 | 4 | 5956 | 523.5738 | 550.4343 | 590.1381 | 0.01117% | 0.01121% | 0.01173% | 0.01068% | 6859 | 0.0108% | 0.01074% |  | 10.8455 | 23.4102 | 25.2417 |  | 5956 | 512.7283 | 527.0242 | 564.8964 |  | 5956 | 0.01116% | 0.01119% | 0.0117% | 0.01185% | 0.01175% | 0.01262% |  | 5956 | 0.01119% | 0.0117% | 5956 | 1498 | 0.01067% | 8576 | 0.01078% | 0.01072% |  | 5956 | 0.01175% | 0.01262% | 0.01218% |  | 5956 | 6859 | 0.01072% | 0.01195%
| Sep | 6 | 5 | 5957 | 533.9083 | 562.6019 | 604.7666 | 0.0114% | 0.01146% | 0.01203% | 0.01068% | 6597 | 0.0108% | 0.01074% |  | 10.8467 | 23.4096 | 25.2405 |  | 5957 | 523.0616 | 539.1922 | 579.5261 |  | 5957 | 0.01139% | 0.01144% | 0.012% | 0.01186% | 0.01175% | 0.01262% |  | 5957 | 0.01144% | 0.012% | 5957 | 1761 | 0.01067% | 113 | 0.01078% | 0.01072% |  | 5957 | 0.01175% | 0.01262% | 0.01218% |  | 5957 | 6597 | 0.01072% | 0.01199%
| Sep | 6 | 6 | 5958 | 548.1477 | 575.9331 | 617.5009 | 0.0117% | 0.01173% | 0.01228% | 0.01068% | 8680 | 0.0108% | 0.01074% |  | 10.8478 | 23.4091 | 25.2392 |  | 5958 | 537.3 | 552.524 | 592.2617 |  | 5958 | 0.0117% | 0.01173% | 0.01226% | 0.01186% | 0.01175% | 0.01261% |  | 5958 | 0.01173% | 0.01226% | 5958 | 678 | 0.01067% | 6077 | 0.01078% | 0.01072% |  | 5958 | 0.01175% | 0.01261% | 0.01218% |  | 5958 | 8680 | 0.01072% | 0.01104%
| Sep | 6 | 7 | 5959 | 544.3235 | 579.0238 | 623.1366 | 0.01162% | 0.01179% | 0.01239% | 0.01068% | 7491 | 0.0108% | 0.01074% |  | 10.8489 | 23.4085 | 25.238 |  | 5959 | 533.4746 | 555.6153 | 597.8987 |  | 5959 | 0.01161% | 0.01179% | 0.01238% | 0.01186% | 0.01175% | 0.01261% |  | 5959 | 0.01179% | 0.01238% | 5959 | 3533 | 0.01067% | 3517 | 0.01077% | 0.01072% |  | 5959 | 0.01175% | 0.01261% | 0.01218% |  | 5959 | 7491 | 0.01072% | 0.01182%
| Sep | 6 | 8 | 5960 | 547.0381 | 584.6375 | 623.418 | 0.01168% | 0.01191% | 0.0124% | 0.01068% | 6493 | 0.0108% | 0.01074% |  | 10.85 | 23.408 | 25.2367 |  | 5960 | 536.1881 | 561.2295 | 598.1812 |  | 5960 | 0.01167% | 0.01191% | 0.01239% | 0.01186% | 0.01175% | 0.01261% |  | 5960 | 0.01191% | 0.01239% | 5960 | 1057 | 0.01067% | 6889 | 0.01077% | 0.01072% |  | 5960 | 0.01175% | 0.01261% | 0.01218% |  | 5960 | 6493 | 0.01072% | 0.01201%
| Sep | 6 | 9 | 5961 | 554.7089 | 590.9866 | 625.9404 | 0.01184% | 0.01203% | 0.01245% | 0.01068% | 8192 | 0.0108% | 0.01074% |  | 10.8511 | 23.4075 | 25.2355 |  | 5961 | 543.8577 | 567.5791 | 600.705 |  | 5961 | 0.01184% | 0.01205% | 0.01244% | 0.01186% | 0.01175% | 0.01261% |  | 5961 | 0.01205% | 0.01244% | 5961 | 613 | 0.01067% | 7074 | 0.01077% | 0.01072% |  | 5961 | 0.01175% | 0.01261% | 0.01218% |  | 5961 | 8192 | 0.01072% | 0.01144%
| Sep | 6 | 10 | 5962 | 561.8232 | 600.836 | 630.4696 | 0.01199% | 0.01224% | 0.01254% | 0.01068% | 6837 | 0.0108% | 0.01074% |  | 10.8523 | 23.4069 | 25.2342 |  | 5962 | 550.971 | 577.4291 | 605.2354 |  | 5962 | 0.01199% | 0.01226% | 0.01253% | 0.01186% | 0.01174% | 0.01261% |  | 5962 | 0.01226% | 0.01253% | 5962 | 960 | 0.01067% | 8577 | 0.01077% | 0.01072% |  | 5962 | 0.01174% | 0.01261% | 0.01218% |  | 5962 | 6837 | 0.01072% | 0.01195%
| Sep | 6 | 11 | 5963 | 570.1945 | 608.9074 | 634.8957 | 0.01217% | 0.0124% | 0.01262% | 0.01068% | 7540 | 0.0108% | 0.01074% |  | 10.8534 | 23.4064 | 25.2329 |  | 5963 | 559.3411 | 585.501 | 609.6628 |  | 5963 | 0.01218% | 0.01243% | 0.01263% | 0.01186% | 0.01174% | 0.01261% |  | 5963 | 0.01243% | 0.01263% | 5963 | 8613 | 0.01067% | 8178 | 0.01077% | 0.01072% |  | 5963 | 0.01174% | 0.01261% | 0.01218% |  | 5963 | 7540 | 0.01072% | 0.01181%
| Sep | 6 | 12 | 5964 | 594.0578 | 618.2448 | 633.2641 | 0.01268% | 0.01259% | 0.01259% | 0.01068% | 3535 | 0.0108% | 0.01074% |  | 10.8545 | 23.4058 | 25.2317 |  | 5964 | 583.2033 | 594.839 | 608.0324 |  | 5964 | 0.0127% | 0.01263% | 0.01259% | 0.01186% | 0.01174% | 0.01261% |  | 5964 | 0.01263% | 0.01259% | 5964 | 7834 | 0.01067% | 3435 | 0.01077% | 0.01072% |  | 5964 | 0.01174% | 0.01261% | 0.01218% |  | 5964 | 3535 | 0.01072% | 0.01211%
| Sep | 6 | 13 | 5965 | 612.2224 | 628.6156 | 635.8522 | 0.01307% | 0.0128% | 0.01264% | 0.01068% | 8158 | 0.0108% | 0.01074% |  | 10.8556 | 23.4053 | 25.2304 |  | 5965 | 601.3668 | 605.2103 | 610.6217 |  | 5965 | 0.01309% | 0.01285% | 0.01265% | 0.01187% | 0.01174% | 0.01261% |  | 5965 | 0.01285% | 0.01265% | 5965 | 7948 | 0.01067% | 8115 | 0.01077% | 0.01072% |  | 5965 | 0.01174% | 0.01261% | 0.01218% |  | 5965 | 8158 | 0.01072% | 0.01146%
| Sep | 6 | 14 | 5966 | 622.5687 | 643.0454 | 640.869 | 0.01329% | 0.01309% | 0.01274% | 0.01068% | 8746 | 0.0108% | 0.01074% |  | 10.8568 | 23.4048 | 25.2292 |  | 5966 | 611.712 | 619.6406 | 615.6398 |  | 5966 | 0.01332% | 0.01315% | 0.01275% | 0.01187% | 0.01174% | 0.01261% |  | 5966 | 0.01315% | 0.01275% | 5966 | 7658 | 0.01066% | 8258 | 0.01077% | 0.01072% |  | 5966 | 0.01174% | 0.01261% | 0.01218% |  | 5966 | 8746 | 0.01072% | 0.01099%
| Sep | 6 | 15 | 5967 | 633.62 | 658.2571 | 644.2167 | 0.01352% | 0.0134% | 0.01281% | 0.01068% | 6542 | 0.0108% | 0.01074% |  | 10.8579 | 23.4042 | 25.2279 |  | 5967 | 622.7621 | 634.8529 | 618.9888 |  | 5967 | 0.01356% | 0.01347% | 0.01282% | 0.01187% | 0.01174% | 0.01261% |  | 5967 | 0.01347% | 0.01282% | 5967 | 2995 | 0.01066% | 7412 | 0.01077% | 0.01072% |  | 5967 | 0.01174% | 0.01261% | 0.01218% |  | 5967 | 6542 | 0.01072% | 0.012%
| Sep | 6 | 16 | 5968 | 635.2061 | 663.1446 | 646.1015 | 0.01356% | 0.0135% | 0.01285% | 0.01068% | 5688 | 0.0108% | 0.01074% |  | 10.859 | 23.4037 | 25.2267 |  | 5968 | 624.3471 | 639.7409 | 620.8748 |  | 5968 | 0.01359% | 0.01358% | 0.01286% | 0.01187% | 0.01174% | 0.01261% |  | 5968 | 0.01358% | 0.01286% | 5968 | 5866 | 0.01066% | 424 | 0.01077% | 0.01072% |  | 5968 | 0.01174% | 0.01261% | 0.01218% |  | 5968 | 5688 | 0.01072% | 0.01231%
| Sep | 6 | 17 | 5969 | 631.6353 | 653.9747 | 641.6004 | 0.01348% | 0.01332% | 0.01276% | 0.01068% | 7548 | 0.0108% | 0.01074% |  | 10.8601 | 23.4032 | 25.2254 |  | 5969 | 620.7752 | 630.5716 | 616.375 |  | 5969 | 0.01351% | 0.01338% | 0.01276% | 0.01187% | 0.01174% | 0.01261% |  | 5969 | 0.01338% | 0.01276% | 5969 | 8451 | 0.01066% | 6517 | 0.01077% | 0.01072% |  | 5969 | 0.01174% | 0.01261% | 0.01218% |  | 5969 | 7548 | 0.01072% | 0.0118%
| Sep | 6 | 18 | 5970 | 619.9537 | 637.2269 | 633.0484 | 0.01323% | 0.01298% | 0.01259% | 0.01068% | 3260 | 0.0108% | 0.01074% |  | 10.8613 | 23.4026 | 25.2242 |  | 5970 | 609.0925 | 613.8243 | 607.8242 |  | 5970 | 0.01326% | 0.01303% | 0.01259% | 0.01187% | 0.01174% | 0.01261% |  | 5970 | 0.01303% | 0.01259% | 5970 | 2034 | 0.01066% | 7722 | 0.01077% | 0.01072% |  | 5970 | 0.01174% | 0.01261% | 0.01218% |  | 5970 | 3260 | 0.01072% | 0.01184%
| Sep | 6 | 19 | 5971 | 610.402 | 628.7273 | 624.215 | 0.01303% | 0.0128% | 0.01241% | 0.01068% | 6541 | 0.0108% | 0.01074% |  | 10.8624 | 23.4021 | 25.2229 |  | 5971 | 599.5396 | 605.3252 | 598.9921 |  | 5971 | 0.01305% | 0.01285% | 0.0124% | 0.01187% | 0.01174% | 0.01261% |  | 5971 | 0.01285% | 0.0124% | 5971 | 7029 | 0.01066% | 6158 | 0.01077% | 0.01072% |  | 5971 | 0.01174% | 0.01261% | 0.01217% |  | 5971 | 6541 | 0.01072% | 0.012%
| Sep | 6 | 20 | 5972 | 602.1014 | 622.4434 | 615.3723 | 0.01285% | 0.01268% | 0.01224% | 0.01068% | 7139 | 0.0108% | 0.01074% |  | 10.8635 | 23.4016 | 25.2217 |  | 5972 | 591.2379 | 599.0418 | 590.1506 |  | 5972 | 0.01287% | 0.01271% | 0.01222% | 0.01187% | 0.01174% | 0.01261% |  | 5972 | 0.01271% | 0.01222% | 5972 | 8748 | 0.01066% | 51 | 0.01077% | 0.01072% |  | 5972 | 0.01174% | 0.01261% | 0.01217% |  | 5972 | 7139 | 0.01072% | 0.01191%
| Sep | 6 | 21 | 5973 | 582.1421 | 601.5529 | 601.8503 | 0.01242% | 0.01225% | 0.01197% | 0.01068% | 1725 | 0.0108% | 0.01074% |  | 10.8646 | 23.401 | 25.2204 |  | 5973 | 571.2775 | 578.1518 | 576.6299 |  | 5973 | 0.01244% | 0.01227% | 0.01194% | 0.01188% | 0.01174% | 0.01261% |  | 5973 | 0.01227% | 0.01194% | 5973 | 2927 | 0.01066% | 3271 | 0.01077% | 0.01072% |  | 5973 | 0.01174% | 0.01261% | 0.01217% |  | 5973 | 1725 | 0.01072% | 0.01029%
| Sep | 6 | 22 | 5974 | 560.3513 | 583.4459 | 584.1179 | 0.01196% | 0.01188% | 0.01161% | 0.01068% | 6519 | 0.01079% | 0.01074% |  | 10.8658 | 23.4005 | 25.2192 |  | 5974 | 549.4856 | 560.0453 | 558.8987 |  | 5974 | 0.01196% | 0.01189% | 0.01157% | 0.01188% | 0.01174% | 0.0126% |  | 5974 | 0.01189% | 0.01157% | 5974 | 1561 | 0.01066% | 6159 | 0.01077% | 0.01072% |  | 5974 | 0.01174% | 0.0126% | 0.01217% |  | 5974 | 6519 | 0.01072% | 0.012%
| Sep | 6 | 23 | 5975 | 542.6131 | 563.086 | 567.3327 | 0.01158% | 0.01147% | 0.01128% | 0.01068% | 2798 | 0.01079% | 0.01074% |  | 10.8669 | 23.4 | 25.2179 |  | 5975 | 531.7462 | 539.686 | 542.1147 |  | 5975 | 0.01158% | 0.01145% | 0.01123% | 0.01188% | 0.01174% | 0.0126% |  | 5975 | 0.01145% | 0.01123% | 5975 | 6835 | 0.01066% | 7413 | 0.01077% | 0.01072% |  | 5975 | 0.01174% | 0.0126% | 0.01217% |  | 5975 | 2798 | 0.01072% | 0.01133%
| Sep | 7 | 0 | 5976 | 532.2947 | 556.2993 | 556.3988 | 0.01136% | 0.01133% | 0.01106% | 0.01068% | 131 | 0.01079% | 0.01074% |  | 10.868 | 23.3995 | 25.2167 |  | 5976 | 521.4267 | 532.8999 | 531.1821 |  | 5976 | 0.01135% | 0.01131% | 0.011% | 0.01188% | 0.01174% | 0.0126% |  | 5976 | 0.01131% | 0.011% | 5976 | 1808 | 0.01066% | 2818 | 0.01077% | 0.01072% |  | 5976 | 0.01174% | 0.0126% | 0.01217% |  | 5976 | 131 | 0.01072% | 0.009167%
| Sep | 7 | 1 | 5977 | 524.7735 | 551.0581 | 548.6626 | 0.0112% | 0.01122% | 0.01091% | 0.01068% | 600 | 0.01079% | 0.01074% |  | 10.8691 | 23.3989 | 25.2154 |  | 5977 | 513.9043 | 527.6591 | 523.4471 |  | 5977 | 0.01119% | 0.0112% | 0.01084% | 0.01188% | 0.01174% | 0.0126% |  | 5977 | 0.0112% | 0.01084% | 5977 | 6760 | 0.01066% | 422 | 0.01077% | 0.01072% |  | 5977 | 0.01174% | 0.0126% | 0.01217% |  | 5977 | 600 | 0.01072% | 0.009393%
| Sep | 7 | 2 | 5978 | 518.7149 | 547.1108 | 542.6705 | 0.01107% | 0.01114% | 0.01079% | 0.01068% | 7521 | 0.01079% | 0.01074% |  | 10.8703 | 23.3984 | 25.2142 |  | 5978 | 507.8446 | 523.7124 | 517.4563 |  | 5978 | 0.01105% | 0.01112% | 0.01072% | 0.01188% | 0.01174% | 0.0126% |  | 5978 | 0.01112% | 0.01072% | 5978 | 1056 | 0.01066% | 4243 | 0.01077% | 0.01072% |  | 5978 | 0.01174% | 0.0126% | 0.01217% |  | 5978 | 7521 | 0.01072% | 0.01181%
| Sep | 7 | 3 | 5979 | 520.8456 | 546.2078 | 539.6135 | 0.01112% | 0.01112% | 0.01073% | 0.01068% | 6160 | 0.01079% | 0.01074% |  | 10.8714 | 23.3979 | 25.213 |  | 5979 | 509.9742 | 522.8099 | 514.4006 |  | 5979 | 0.0111% | 0.0111% | 0.01065% | 0.01188% | 0.01174% | 0.0126% |  | 5979 | 0.0111% | 0.01065% | 5979 | 2204 | 0.01066% | 2803 | 0.01077% | 0.01071% |  | 5979 | 0.01174% | 0.0126% | 0.01217% |  | 5979 | 6160 | 0.01071% | 0.0121%
| Sep | 7 | 4 | 5980 | 522.6536 | 552.8362 | 536.6409 | 0.01115% | 0.01126% | 0.01067% | 0.01068% | 7138 | 0.01079% | 0.01074% |  | 10.8725 | 23.3974 | 25.2117 |  | 5980 | 511.7811 | 529.4388 | 511.4292 |  | 5980 | 0.01114% | 0.01124% | 0.01059% | 0.01188% | 0.01174% | 0.0126% |  | 5980 | 0.01124% | 0.01059% | 5980 | 7230 | 0.01066% | 481 | 0.01077% | 0.01071% |  | 5980 | 0.01174% | 0.0126% | 0.01217% |  | 5980 | 7138 | 0.01071% | 0.01191%
| Sep | 7 | 5 | 5981 | 535.6495 | 561.5871 | 540.6263 | 0.01143% | 0.01144% | 0.01075% | 0.01068% | 7047 | 0.01079% | 0.01074% |  | 10.8736 | 23.3968 | 25.2105 |  | 5981 | 524.7759 | 538.1903 | 515.4158 |  | 5981 | 0.01142% | 0.01142% | 0.01067% | 0.01189% | 0.01174% | 0.0126% |  | 5981 | 0.01142% | 0.01067% | 5981 | 2647 | 0.01066% | 160 | 0.01077% | 0.01071% |  | 5981 | 0.01174% | 0.0126% | 0.01217% |  | 5981 | 7047 | 0.01071% | 0.01192%
| Sep | 7 | 6 | 5982 | 550.3188 | 572.321 | 538.3288 | 0.01175% | 0.01165% | 0.0107% | 0.01068% | 563 | 0.01079% | 0.01074% |  | 10.8748 | 23.3963 | 25.2092 |  | 5982 | 539.444 | 548.9247 | 513.1196 |  | 5982 | 0.01174% | 0.01165% | 0.01063% | 0.01189% | 0.01174% | 0.0126% |  | 5982 | 0.01165% | 0.01063% | 5982 | 2236 | 0.01066% | 7614 | 0.01077% | 0.01071% |  | 5982 | 0.01174% | 0.0126% | 0.01217% |  | 5982 | 563 | 0.01071% | 0.00937%
| Sep | 7 | 7 | 5983 | 554.7691 | 578.2791 | 546.4214 | 0.01184% | 0.01178% | 0.01087% | 0.01068% | 569 | 0.01079% | 0.01074% |  | 10.8759 | 23.3958 | 25.208 |  | 5983 | 543.8932 | 554.8833 | 521.2134 |  | 5983 | 0.01184% | 0.01178% | 0.01079% | 0.01189% | 0.01174% | 0.0126% |  | 5983 | 0.01178% | 0.01079% | 5983 | 6758 | 0.01066% | 6260 | 0.01077% | 0.01071% |  | 5983 | 0.01174% | 0.0126% | 0.01217% |  | 5983 | 569 | 0.01071% | 0.009374%
| Sep | 7 | 8 | 5984 | 554.1991 | 582.5894 | 563.3942 | 0.01183% | 0.01186% | 0.0112% | 0.01068% | 7651 | 0.01079% | 0.01074% |  | 10.877 | 23.3953 | 25.2067 |  | 5984 | 543.3221 | 559.1941 | 538.1875 |  | 5984 | 0.01183% | 0.01187% | 0.01115% | 0.01189% | 0.01174% | 0.0126% |  | 5984 | 0.01187% | 0.01115% | 5984 | 2093 | 0.01066% | 3260 | 0.01077% | 0.01071% |  | 5984 | 0.01174% | 0.0126% | 0.01217% |  | 5984 | 7651 | 0.01071% | 0.01176%
| Sep | 7 | 9 | 5985 | 559.9038 | 590.1953 | 575.2002 | 0.01195% | 0.01202% | 0.01144% | 0.01068% | 7492 | 0.01079% | 0.01073% |  | 10.8782 | 23.3947 | 25.2055 |  | 5985 | 549.0257 | 566.8005 | 549.9947 |  | 5985 | 0.01195% | 0.01203% | 0.01139% | 0.01189% | 0.01174% | 0.0126% |  | 5985 | 0.01203% | 0.01139% | 5985 | 191 | 0.01066% | 5346 | 0.01077% | 0.01071% |  | 5985 | 0.01174% | 0.0126% | 0.01217% |  | 5985 | 7492 | 0.01071% | 0.01182%
| Sep | 7 | 10 | 5986 | 562.7768 | 600.054 | 583.6491 | 0.01201% | 0.01222% | 0.01161% | 0.01068% | 1828 | 0.01079% | 0.01073% |  | 10.8793 | 23.3942 | 25.2043 |  | 5986 | 551.8975 | 576.6598 | 558.4448 |  | 5986 | 0.01201% | 0.01224% | 0.01156% | 0.01189% | 0.01174% | 0.0126% |  | 5986 | 0.01224% | 0.01156% | 5986 | 7823 | 0.01066% | 7024 | 0.01077% | 0.01071% |  | 5986 | 0.01174% | 0.0126% | 0.01217% |  | 5986 | 1828 | 0.01071% | 0.01037%
| Sep | 7 | 11 | 5987 | 570.9311 | 609.4008 | 592.6887 | 0.01219% | 0.01241% | 0.01179% | 0.01068% | 7052 | 0.01079% | 0.01073% |  | 10.8804 | 23.3937 | 25.203 |  | 5987 | 560.0507 | 586.0071 | 567.4857 |  | 5987 | 0.01219% | 0.01244% | 0.01175% | 0.01189% | 0.01174% | 0.0126% |  | 5987 | 0.01244% | 0.01175% | 5987 | 8546 | 0.01066% | 8678 | 0.01077% | 0.01071% |  | 5987 | 0.01174% | 0.0126% | 0.01217% |  | 5987 | 7052 | 0.01071% | 0.01192%
| Sep | 7 | 12 | 5988 | 576.9959 | 621.8104 | 605.1605 | 0.01231% | 0.01266% | 0.01203% | 0.01068% | 7599 | 0.01079% | 0.01073% |  | 10.8816 | 23.3932 | 25.2018 |  | 5988 | 566.1144 | 598.4172 | 579.9587 |  | 5988 | 0.01232% | 0.0127% | 0.01201% | 0.01189% | 0.01174% | 0.0126% |  | 5988 | 0.0127% | 0.01201% | 5988 | 2872 | 0.01066% | 6202 | 0.01077% | 0.01071% |  | 5988 | 0.01174% | 0.0126% | 0.01217% |  | 5988 | 7599 | 0.01071% | 0.01178%
| Sep | 7 | 13 | 5989 | 586.6863 | 637.2455 | 612.2309 | 0.01252% | 0.01298% | 0.01217% | 0.01068% | 5978 | 0.01079% | 0.01073% |  | 10.8827 | 23.3927 | 25.2005 |  | 5989 | 575.8036 | 613.8529 | 587.0304 |  | 5989 | 0.01253% | 0.01303% | 0.01216% | 0.01189% | 0.01174% | 0.0126% |  | 5989 | 0.01303% | 0.01216% | 5989 | 962 | 0.01066% | 7045 | 0.01077% | 0.01071% |  | 5989 | 0.01174% | 0.0126% | 0.01217% |  | 5989 | 5978 | 0.01071% | 0.01217%
| Sep | 7 | 14 | 5990 | 591.6507 | 651.6567 | 615.888 | 0.01263% | 0.01327% | 0.01225% | 0.01068% | 7371 | 0.01079% | 0.01073% |  | 10.8838 | 23.3921 | 25.1993 |  | 5990 | 580.7668 | 628.2645 | 590.6887 |  | 5990 | 0.01264% | 0.01333% | 0.01223% | 0.0119% | 0.01174% | 0.01259% |  | 5990 | 0.01333% | 0.01223% | 5990 | 6526 | 0.01066% | 6561 | 0.01076% | 0.01071% |  | 5990 | 0.01174% | 0.01259% | 0.01217% |  | 5990 | 7371 | 0.01071% | 0.01186%
| Sep | 7 | 15 | 5991 | 597.0039 | 660.4355 | 618.0917 | 0.01274% | 0.01345% | 0.01229% | 0.01068% | 6053 | 0.01079% | 0.01073% |  | 10.885 | 23.3916 | 25.1981 |  | 5991 | 586.1189 | 637.0439 | 592.8936 |  | 5991 | 0.01276% | 0.01352% | 0.01228% | 0.0119% | 0.01174% | 0.01259% |  | 5991 | 0.01352% | 0.01228% | 5991 | 658 | 0.01066% | 2730 | 0.01076% | 0.01071% |  | 5991 | 0.01174% | 0.01259% | 0.01217% |  | 5991 | 6053 | 0.01071% | 0.01214%
| Sep | 7 | 16 | 5992 | 603.7344 | 661.8133 | 626.3343 | 0.01289% | 0.01348% | 0.01245% | 0.01068% | 601 | 0.01079% | 0.01073% |  | 10.8861 | 23.3911 | 25.1968 |  | 5992 | 592.8483 | 638.4222 | 601.1375 |  | 5992 | 0.01291% | 0.01355% | 0.01245% | 0.0119% | 0.01174% | 0.01259% |  | 5992 | 0.01355% | 0.01245% | 5992 | 1559 | 0.01066% | 3005 | 0.01076% | 0.01071% |  | 5992 | 0.01174% | 0.01259% | 0.01217% |  | 5992 | 601 | 0.01071% | 0.009393%
| Sep | 7 | 17 | 5993 | 596.7973 | 647.0764 | 620.9705 | 0.01274% | 0.01318% | 0.01235% | 0.01068% | 6296 | 0.01079% | 0.01073% |  | 10.8872 | 23.3906 | 25.1956 |  | 5993 | 585.91 | 623.6858 | 595.7749 |  | 5993 | 0.01275% | 0.01324% | 0.01234% | 0.0119% | 0.01174% | 0.01259% |  | 5993 | 0.01324% | 0.01234% | 5993 | 3190 | 0.01066% | 2829 | 0.01076% | 0.01071% |  | 5993 | 0.01174% | 0.01259% | 0.01216% |  | 5993 | 6296 | 0.01071% | 0.01205%
| Sep | 7 | 18 | 5994 | 586.2098 | 628.597 | 611.6026 | 0.01251% | 0.0128% | 0.01216% | 0.01067% | 8638 | 0.01079% | 0.01073% |  | 10.8883 | 23.3901 | 25.1944 |  | 5994 | 575.3214 | 605.2069 | 586.4083 |  | 5994 | 0.01252% | 0.01285% | 0.01214% | 0.0119% | 0.01174% | 0.01259% |  | 5994 | 0.01285% | 0.01214% | 5994 | 2286 | 0.01066% | 2807 | 0.01076% | 0.01071% |  | 5994 | 0.01174% | 0.01259% | 0.01216% |  | 5994 | 8638 | 0.01071% | 0.01107%
| Sep | 7 | 19 | 5995 | 584.5061 | 613.8787 | 600.3124 | 0.01248% | 0.0125% | 0.01194% | 0.01067% | 6021 | 0.01079% | 0.01073% |  | 10.8895 | 23.3896 | 25.1931 |  | 5995 | 573.6166 | 590.4891 | 575.1193 |  | 5995 | 0.01249% | 0.01253% | 0.01191% | 0.0119% | 0.01174% | 0.01259% |  | 5995 | 0.01253% | 0.01191% | 5995 | 8429 | 0.01066% | 6634 | 0.01076% | 0.01071% |  | 5995 | 0.01174% | 0.01259% | 0.01216% |  | 5995 | 6021 | 0.01071% | 0.01215%
| Sep | 7 | 20 | 5996 | 578.2309 | 604.0199 | 591.3853 | 0.01234% | 0.0123% | 0.01176% | 0.01067% | 6011 | 0.01078% | 0.01073% |  | 10.8906 | 23.3891 | 25.1919 |  | 5996 | 567.3403 | 580.6308 | 566.1934 |  | 5996 | 0.01235% | 0.01232% | 0.01172% | 0.0119% | 0.01174% | 0.01259% |  | 5996 | 0.01232% | 0.01172% | 5996 | 1047 | 0.01066% | 90 | 0.01076% | 0.01071% |  | 5996 | 0.01174% | 0.01259% | 0.01216% |  | 5996 | 6011 | 0.01071% | 0.01216%
| Sep | 7 | 21 | 5997 | 563.0427 | 587.1324 | 577.3288 | 0.01202% | 0.01196% | 0.01148% | 0.01067% | 8167 | 0.01078% | 0.01073% |  | 10.8917 | 23.3885 | 25.1907 |  | 5997 | 552.1509 | 563.7439 | 552.1382 |  | 5997 | 0.01202% | 0.01197% | 0.01143% | 0.0119% | 0.01174% | 0.01259% |  | 5997 | 0.01197% | 0.01143% | 5997 | 1614 | 0.01066% | 1726 | 0.01076% | 0.01071% |  | 5997 | 0.01174% | 0.01259% | 0.01216% |  | 5997 | 8167 | 0.01071% | 0.01145%
| Sep | 7 | 22 | 5998 | 543.2186 | 570.8687 | 562.9629 | 0.01159% | 0.01162% | 0.01119% | 0.01067% | 772 | 0.01078% | 0.01073% |  | 10.8929 | 23.388 | 25.1894 |  | 5998 | 532.3257 | 547.4807 | 537.7734 |  | 5998 | 0.01159% | 0.01162% | 0.01114% | 0.01191% | 0.01174% | 0.01259% |  | 5998 | 0.01162% | 0.01114% | 5998 | 2981 | 0.01066% | 6491 | 0.01076% | 0.01071% |  | 5998 | 0.01174% | 0.01259% | 0.01216% |  | 5998 | 772 | 0.01071% | 0.009508%
| Sep | 7 | 23 | 5999 | 532.482 | 556.9975 | 549.7785 | 0.01136% | 0.01134% | 0.01093% | 0.01067% | 7030 | 0.01078% | 0.01073% |  | 10.894 | 23.3875 | 25.1882 |  | 5999 | 521.588 | 533.61 | 524.5903 |  | 5999 | 0.01135% | 0.01133% | 0.01086% | 0.01191% | 0.01174% | 0.01259% |  | 5999 | 0.01133% | 0.01086% | 5999 | 455 | 0.01066% | 8041 | 0.01076% | 0.01071% |  | 5999 | 0.01174% | 0.01259% | 0.01216% |  | 5999 | 7030 | 0.01071% | 0.01193%
| Sep | 8 | 0 | 6000 | 525.0204 | 544.8859 | 539.2572 | 0.01121% | 0.0111% | 0.01072% | 0.01067% | 6554 | 0.01078% | 0.01073% |  | 10.8952 | 23.387 | 25.187 |  | 6000 | 514.1252 | 521.4988 | 514.0702 |  | 6000 | 0.01119% | 0.01107% | 0.01065% | 0.01191% | 0.01173% | 0.01259% |  | 6000 | 0.01107% | 0.01065% | 6000 | 2045 | 0.01066% | 8627 | 0.01076% | 0.01071% |  | 6000 | 0.01173% | 0.01259% | 0.01216% |  | 6000 | 6554 | 0.01071% | 0.012%
| Sep | 8 | 1 | 6001 | 518.0995 | 538.1085 | 537.0817 | 0.01106% | 0.01096% | 0.01068% | 0.01067% | 1117 | 0.01078% | 0.01073% |  | 10.8963 | 23.3865 | 25.1857 |  | 6001 | 507.2032 | 514.722 | 511.896 |  | 6001 | 0.01104% | 0.01092% | 0.0106% | 0.01191% | 0.01173% | 0.01259% |  | 6001 | 0.01092% | 0.0106% | 6001 | 6961 | 0.01066% | 8259 | 0.01076% | 0.01071% |  | 6001 | 0.01173% | 0.01259% | 0.01216% |  | 6001 | 1117 | 0.01071% | 0.009778%
| Sep | 8 | 2 | 6002 | 514.6058 | 532.1411 | 533.4621 | 0.01098% | 0.01084% | 0.01061% | 0.01067% | 5692 | 0.01078% | 0.01073% |  | 10.8974 | 23.386 | 25.1845 |  | 6002 | 503.7084 | 508.7551 | 508.2776 |  | 6002 | 0.01096% | 0.0108% | 0.01053% | 0.01191% | 0.01173% | 0.01259% |  | 6002 | 0.0108% | 0.01053% | 6002 | 7768 | 0.01066% | 3556 | 0.01076% | 0.01071% |  | 6002 | 0.01173% | 0.01259% | 0.01216% |  | 6002 | 5692 | 0.01071% | 0.01231%
| Sep | 8 | 3 | 6003 | 513.3558 | 527.6353 | 530.5739 | 0.01096% | 0.01074% | 0.01055% | 0.01067% | 115 | 0.01078% | 0.01073% |  | 10.8986 | 23.3855 | 25.1833 |  | 6003 | 502.4573 | 504.2498 | 505.3906 |  | 6003 | 0.01094% | 0.0107% | 0.01047% | 0.01191% | 0.01173% | 0.01259% |  | 6003 | 0.0107% | 0.01047% | 6003 | 1531 | 0.01065% | 7771 | 0.01076% | 0.01071% |  | 6003 | 0.01173% | 0.01259% | 0.01216% |  | 6003 | 115 | 0.01071% | 0.009162%
| Sep | 8 | 4 | 6004 | 518.2557 | 528.0636 | 527.4606 | 0.01106% | 0.01075% | 0.01049% | 0.01067% | 8177 | 0.01078% | 0.01073% |  | 10.8997 | 23.385 | 25.182 |  | 6004 | 507.356 | 504.6786 | 502.2786 |  | 6004 | 0.01104% | 0.01071% | 0.0104% | 0.01191% | 0.01173% | 0.01259% |  | 6004 | 0.01071% | 0.0104% | 6004 | 335 | 0.01065% | 7779 | 0.01076% | 0.01071% |  | 6004 | 0.01173% | 0.01259% | 0.01216% |  | 6004 | 8177 | 0.01071% | 0.01145%
| Sep | 8 | 5 | 6005 | 527.8737 | 530.2047 | 528.1076 | 0.01127% | 0.0108% | 0.0105% | 0.01067% | 7185 | 0.01078% | 0.01073% |  | 10.9008 | 23.3845 | 25.1808 |  | 6005 | 516.9729 | 506.8203 | 502.9268 |  | 6005 | 0.01125% | 0.01076% | 0.01041% | 0.01191% | 0.01173% | 0.01259% |  | 6005 | 0.01076% | 0.01041% | 6005 | 801 | 0.01065% | 7650 | 0.01076% | 0.01071% |  | 6005 | 0.01173% | 0.01259% | 0.01216% |  | 6005 | 7185 | 0.01071% | 0.0119%
| Sep | 8 | 6 | 6006 | 545.9343 | 526.7602 | 507.1214 | 0.01165% | 0.01073% | 0.01008% | 0.01067% | 6295 | 0.01078% | 0.01073% |  | 10.902 | 23.384 | 25.1796 |  | 6006 | 535.0324 | 503.3763 | 481.9418 |  | 6006 | 0.01165% | 0.01068% | 0.00998% | 0.01192% | 0.01173% | 0.01259% |  | 6006 | 0.01068% | 0.00998% | 6006 | 6456 | 0.01065% | 7204 | 0.01076% | 0.01071% |  | 6006 | 0.01173% | 0.01259% | 0.01216% |  | 6006 | 6295 | 0.01071% | 0.01206%
| Sep | 8 | 7 | 6007 | 552.7377 | 536.5073 | 515.7484 | 0.0118% | 0.01093% | 0.01026% | 0.01067% | 256 | 0.01078% | 0.01073% |  | 10.9031 | 23.3835 | 25.1783 |  | 6007 | 541.8346 | 513.1238 | 490.5701 |  | 6007 | 0.01179% | 0.01089% | 0.01016% | 0.01192% | 0.01173% | 0.01258% |  | 6007 | 0.01089% | 0.01016% | 6007 | 3331 | 0.01065% | 14 | 0.01076% | 0.01071% |  | 6007 | 0.01173% | 0.01258% | 0.01216% |  | 6007 | 256 | 0.01071% | 0.009214%
| Sep | 8 | 8 | 6008 | 551.2379 | 554.4002 | 532.515 | 0.01176% | 0.01129% | 0.01059% | 0.01067% | 8743 | 0.01078% | 0.01073% |  | 10.9042 | 23.383 | 25.1771 |  | 6008 | 540.3336 | 531.0172 | 507.3378 |  | 6008 | 0.01176% | 0.01127% | 0.01051% | 0.01192% | 0.01173% | 0.01258% |  | 6008 | 0.01127% | 0.01051% | 6008 | 3530 | 0.01065% | 6913 | 0.01076% | 0.01071% |  | 6008 | 0.01173% | 0.01258% | 0.01216% |  | 6008 | 8743 | 0.01071% | 0.01099%
| Sep | 8 | 9 | 6009 | 557.9517 | 565.0037 | 537.9725 | 0.01191% | 0.01151% | 0.0107% | 0.01067% | 8708 | 0.01078% | 0.01072% |  | 10.9054 | 23.3825 | 25.1759 |  | 6009 | 547.0463 | 541.6212 | 512.7966 |  | 6009 | 0.01191% | 0.0115% | 0.01062% | 0.01192% | 0.01173% | 0.01258% |  | 6009 | 0.0115% | 0.01062% | 6009 | 8565 | 0.01065% | 2812 | 0.01076% | 0.01071% |  | 6009 | 0.01173% | 0.01258% | 0.01216% |  | 6009 | 8708 | 0.01071% | 0.01102%
| Sep | 8 | 10 | 6010 | 565.9311 | 569.2861 | 541.4046 | 0.01208% | 0.01159% | 0.01077% | 0.01067% | 1739 | 0.01078% | 0.01072% |  | 10.9065 | 23.382 | 25.1747 |  | 6010 | 555.0245 | 545.9041 | 516.2299 |  | 6010 | 0.01208% | 0.01159% | 0.01069% | 0.01192% | 0.01173% | 0.01258% |  | 6010 | 0.01159% | 0.01069% | 6010 | 2601 | 0.01065% | 531 | 0.01076% | 0.0107% |  | 6010 | 0.01173% | 0.01258% | 0.01216% |  | 6010 | 1739 | 0.0107% | 0.0103%
| Sep | 8 | 11 | 6011 | 573.742 | 572.8889 | 542.3611 | 0.01225% | 0.01167% | 0.01078% | 0.01067% | 7437 | 0.01078% | 0.01072% |  | 10.9077 | 23.3815 | 25.1734 |  | 6011 | 562.8343 | 549.5074 | 517.1876 |  | 6011 | 0.01225% | 0.01166% | 0.01071% | 0.01192% | 0.01173% | 0.01258% |  | 6011 | 0.01166% | 0.01071% | 6011 | 6547 | 0.01065% | 1216 | 0.01076% | 0.0107% |  | 6011 | 0.01173% | 0.01258% | 0.01216% |  | 6011 | 7437 | 0.0107% | 0.01184%
| Sep | 8 | 12 | 6012 | 584.0267 | 576.1658 | 548.2969 | 0.01246% | 0.01173% | 0.0109% | 0.01067% | 555 | 0.01078% | 0.01072% |  | 10.9088 | 23.381 | 25.1722 |  | 6012 | 573.1179 | 552.7849 | 523.1246 |  | 6012 | 0.01248% | 0.01173% | 0.01083% | 0.01192% | 0.01173% | 0.01258% |  | 6012 | 0.01173% | 0.01083% | 6012 | 1158 | 0.01065% | 6605 | 0.01076% | 0.0107% |  | 6012 | 0.01173% | 0.01258% | 0.01216% |  | 6012 | 555 | 0.0107% | 0.009365%
| Sep | 8 | 13 | 6013 | 590.1447 | 582.9897 | 554.2045 | 0.0126% | 0.01187% | 0.01102% | 0.01067% | 5691 | 0.01078% | 0.01072% |  | 10.9099 | 23.3805 | 25.171 |  | 6013 | 579.2348 | 559.6092 | 529.0335 |  | 6013 | 0.01261% | 0.01188% | 0.01096% | 0.01192% | 0.01173% | 0.01258% |  | 6013 | 0.01188% | 0.01096% | 6013 | 6785 | 0.01065% | 7710 | 0.01076% | 0.0107% |  | 6013 | 0.01173% | 0.01258% | 0.01216% |  | 6013 | 5691 | 0.0107% | 0.01231%
| Sep | 8 | 14 | 6014 | 597.1492 | 581.5467 | 558.6962 | 0.01274% | 0.01184% | 0.01111% | 0.01067% | 7065 | 0.01078% | 0.01072% |  | 10.9111 | 23.38 | 25.1698 |  | 6014 | 586.2381 | 558.1668 | 533.5265 |  | 6014 | 0.01276% | 0.01185% | 0.01105% | 0.01193% | 0.01173% | 0.01258% |  | 6014 | 0.01185% | 0.01105% | 6014 | 6638 | 0.01065% | 6989 | 0.01076% | 0.0107% |  | 6014 | 0.01173% | 0.01258% | 0.01216% |  | 6014 | 7065 | 0.0107% | 0.01192%
| Sep | 8 | 15 | 6015 | 600.119 | 574.8346 | 563.7787 | 0.01281% | 0.01171% | 0.01121% | 0.01067% | 6846 | 0.01078% | 0.01072% |  | 10.9122 | 23.3795 | 25.1685 |  | 6015 | 589.2068 | 551.4551 | 538.6101 |  | 6015 | 0.01283% | 0.0117% | 0.01115% | 0.01193% | 0.01173% | 0.01258% |  | 6015 | 0.0117% | 0.01115% | 6015 | 482 | 0.01065% | 2729 | 0.01076% | 0.0107% |  | 6015 | 0.01173% | 0.01258% | 0.01216% |  | 6015 | 6846 | 0.0107% | 0.01195%
| Sep | 8 | 16 | 6016 | 599.3751 | 568.6251 | 560.4591 | 0.01279% | 0.01158% | 0.01114% | 0.01067% | 49 | 0.01078% | 0.01072% |  | 10.9134 | 23.379 | 25.1673 |  | 6016 | 588.4617 | 545.2461 | 535.2918 |  | 6016 | 0.01281% | 0.01157% | 0.01109% | 0.01193% | 0.01173% | 0.01258% |  | 6016 | 0.01157% | 0.01109% | 6016 | 2049 | 0.01065% | 2431 | 0.01076% | 0.0107% |  | 6016 | 0.01173% | 0.01258% | 0.01215% |  | 6016 | 49 | 0.0107% | 0.00914%
| Sep | 8 | 17 | 6017 | 594.9816 | 565.7112 | 563.6474 | 0.0127% | 0.01152% | 0.01121% | 0.01067% | 1621 | 0.01078% | 0.01072% |  | 10.9145 | 23.3785 | 25.1661 |  | 6017 | 584.0671 | 542.3328 | 538.4813 |  | 6017 | 0.01271% | 0.01151% | 0.01115% | 0.01193% | 0.01173% | 0.01258% |  | 6017 | 0.01151% | 0.01115% | 6017 | 3009 | 0.01065% | 1214 | 0.01076% | 0.0107% |  | 6017 | 0.01173% | 0.01258% | 0.01215% |  | 6017 | 1621 | 0.0107% | 0.01021%
| Sep | 8 | 18 | 6018 | 585.0669 | 558.1705 | 558.7244 | 0.01249% | 0.01137% | 0.01111% | 0.01067% | 108 | 0.01078% | 0.01072% |  | 10.9156 | 23.378 | 25.1649 |  | 6018 | 574.1513 | 534.7925 | 533.5595 |  | 6018 | 0.0125% | 0.01135% | 0.01105% | 0.01193% | 0.01173% | 0.01258% |  | 6018 | 0.01135% | 0.01105% | 6018 | 1857 | 0.01065% | 6154 | 0.01075% | 0.0107% |  | 6018 | 0.01173% | 0.01258% | 0.01215% |  | 6018 | 108 | 0.0107% | 0.009159%
| Sep | 8 | 19 | 6019 | 572.7311 | 557.5654 | 555.883 | 0.01222% | 0.01135% | 0.01105% | 0.01067% | 217 | 0.01078% | 0.01072% |  | 10.9168 | 23.3775 | 25.1637 |  | 6019 | 561.8143 | 534.1879 | 530.7194 |  | 6019 | 0.01223% | 0.01134% | 0.01099% | 0.01193% | 0.01173% | 0.01258% |  | 6019 | 0.01134% | 0.01099% | 6019 | 7466 | 0.01065% | 7481 | 0.01075% | 0.0107% |  | 6019 | 0.01173% | 0.01258% | 0.01215% |  | 6019 | 217 | 0.0107% | 0.009199%
| Sep | 8 | 20 | 6020 | 562.0414 | 559.2318 | 553.6044 | 0.012% | 0.01139% | 0.01101% | 0.01067% | 3005 | 0.01078% | 0.01072% |  | 10.9179 | 23.377 | 25.1624 |  | 6020 | 551.1234 | 535.8548 | 528.4419 |  | 6020 | 0.012% | 0.01137% | 0.01094% | 0.01193% | 0.01173% | 0.01258% |  | 6020 | 0.01137% | 0.01094% | 6020 | 7400 | 0.01065% | 6612 | 0.01075% | 0.0107% |  | 6020 | 0.01173% | 0.01258% | 0.01215% |  | 6020 | 3005 | 0.0107% | 0.01156%
| Sep | 8 | 21 | 6021 | 547.7311 | 549.9782 | 542.3892 | 0.01169% | 0.0112% | 0.01079% | 0.01067% | 7520 | 0.01078% | 0.01072% |  | 10.9191 | 23.3765 | 25.1612 |  | 6021 | 536.8121 | 526.6017 | 517.228 |  | 6021 | 0.01169% | 0.01118% | 0.01071% | 0.01193% | 0.01173% | 0.01258% |  | 6021 | 0.01118% | 0.01071% | 6021 | 7991 | 0.01065% | 7238 | 0.01075% | 0.0107% |  | 6021 | 0.01173% | 0.01258% | 0.01215% |  | 6021 | 7520 | 0.0107% | 0.01181%
| Sep | 8 | 22 | 6022 | 529.0432 | 535.958 | 527.0949 | 0.01129% | 0.01091% | 0.01048% | 0.01067% | 7866 | 0.01078% | 0.01072% |  | 10.9202 | 23.376 | 25.16 |  | 6022 | 518.123 | 512.582 | 501.9349 |  | 6022 | 0.01128% | 0.01088% | 0.01039% | 0.01194% | 0.01173% | 0.01258% |  | 6022 | 0.01088% | 0.01039% | 6022 | 2420 | 0.01065% | 6251 | 0.01075% | 0.0107% |  | 6022 | 0.01173% | 0.01258% | 0.01215% |  | 6022 | 7866 | 0.0107% | 0.01165%
| Sep | 8 | 23 | 6023 | 516.8379 | 524.4328 | 518.3553 | 0.01103% | 0.01068% | 0.01031% | 0.01067% | 7616 | 0.01078% | 0.01072% |  | 10.9213 | 23.3755 | 25.1588 |  | 6023 | 505.9165 | 501.0573 | 493.1965 |  | 6023 | 0.01101% | 0.01063% | 0.01021% | 0.01194% | 0.01173% | 0.01257% |  | 6023 | 0.01063% | 0.01021% | 6023 | 592 | 0.01065% | 7391 | 0.01075% | 0.0107% |  | 6023 | 0.01173% | 0.01257% | 0.01215% |  | 6023 | 7616 | 0.0107% | 0.01178%
| Sep | 9 | 0 | 6024 | 505.7901 | 515.1978 | 509.9814 | 0.0108% | 0.01049% | 0.01014% | 0.01067% | 6249 | 0.01078% | 0.01072% |  | 10.9225 | 23.375 | 25.1576 |  | 6024 | 494.8676 | 491.8228 | 484.8239 |  | 6024 | 0.01077% | 0.01044% | 0.01004% | 0.01194% | 0.01173% | 0.01257% |  | 6024 | 0.01044% | 0.01004% | 6024 | 125 | 0.01065% | 7774 | 0.01075% | 0.0107% |  | 6024 | 0.01173% | 0.01257% | 0.01215% |  | 6024 | 6249 | 0.0107% | 0.01207%
| Sep | 9 | 1 | 6025 | 499.7927 | 513.0194 | 507.459 | 0.01067% | 0.01045% | 0.01009% | 0.01067% | 6814 | 0.01078% | 0.01072% |  | 10.9236 | 23.3745 | 25.1563 |  | 6025 | 488.8691 | 489.6448 | 482.3026 |  | 6025 | 0.01064% | 0.01039% | 0.009988% | 0.01194% | 0.01173% | 0.01257% |  | 6025 | 0.01039% | 0.009988% | 6025 | 7800 | 0.01065% | 7315 | 0.01075% | 0.0107% |  | 6025 | 0.01173% | 0.01257% | 0.01215% |  | 6025 | 6814 | 0.0107% | 0.01196%
| Sep | 9 | 2 | 6026 | 495.3387 | 510.6455 | 507.9184 | 0.01057% | 0.0104% | 0.0101% | 0.01067% | 5668 | 0.01078% | 0.01072% |  | 10.9248 | 23.374 | 25.1551 |  | 6026 | 484.414 | 487.2714 | 482.7633 |  | 6026 | 0.01054% | 0.01034% | 0.009997% | 0.01194% | 0.01173% | 0.01257% |  | 6026 | 0.01034% | 0.009997% | 6026 | 6904 | 0.01065% | 530 | 0.01075% | 0.0107% |  | 6026 | 0.01173% | 0.01257% | 0.01215% |  | 6026 | 5668 | 0.0107% | 0.01233%
| Sep | 9 | 3 | 6027 | 495.5301 | 508.5043 | 510.5253 | 0.01058% | 0.01035% | 0.01015% | 0.01067% | 5502 | 0.01078% | 0.01072% |  | 10.9259 | 23.3736 | 25.1539 |  | 6027 | 484.6041 | 485.1307 | 485.3714 |  | 6027 | 0.01055% | 0.0103% | 0.01005% | 0.01194% | 0.01173% | 0.01257% |  | 6027 | 0.0103% | 0.01005% | 6027 | 6899 | 0.01065% | 7160 | 0.01075% | 0.0107% |  | 6027 | 0.01173% | 0.01257% | 0.01215% |  | 6027 | 5502 | 0.0107% | 0.01242%
| Sep | 9 | 4 | 6028 | 492.5976 | 508.1971 | 511.7068 | 0.01051% | 0.01035% | 0.01018% | 0.01067% | 482 | 0.01077% | 0.01072% |  | 10.9271 | 23.3731 | 25.1527 |  | 6028 | 481.6705 | 484.824 | 486.5542 |  | 6028 | 0.01048% | 0.01029% | 0.01008% | 0.01194% | 0.01173% | 0.01257% |  | 6028 | 0.01029% | 0.01008% | 6028 | 6565 | 0.01065% | 423 | 0.01075% | 0.0107% |  | 6028 | 0.01173% | 0.01257% | 0.01215% |  | 6028 | 482 | 0.0107% | 0.009322%
| Sep | 9 | 5 | 6029 | 496.0931 | 510.7851 | 523.9254 | 0.01059% | 0.0104% | 0.01042% | 0.01067% | 532 | 0.01077% | 0.01072% |  | 10.9282 | 23.3726 | 25.1515 |  | 6029 | 485.1649 | 487.4125 | 498.7739 |  | 6029 | 0.01056% | 0.01035% | 0.01033% | 0.01194% | 0.01173% | 0.01257% |  | 6029 | 0.01035% | 0.01033% | 6029 | 790 | 0.01065% | 444 | 0.01075% | 0.0107% |  | 6029 | 0.01173% | 0.01257% | 0.01215% |  | 6029 | 532 | 0.0107% | 0.009351%
| Sep | 9 | 6 | 6030 | 499.5856 | 507.955 | 537.6537 | 0.01066% | 0.01034% | 0.01069% | 0.01067% | 2731 | 0.01077% | 0.01072% |  | 10.9294 | 23.3721 | 25.1503 |  | 6030 | 488.6562 | 484.5829 | 512.5034 |  | 6030 | 0.01064% | 0.01029% | 0.01061% | 0.01195% | 0.01173% | 0.01257% |  | 6030 | 0.01029% | 0.01061% | 6030 | 7921 | 0.01065% | 5667 | 0.01075% | 0.0107% |  | 6030 | 0.01173% | 0.01257% | 0.01215% |  | 6030 | 2731 | 0.0107% | 0.01126%
| Sep | 9 | 7 | 6031 | 508.2492 | 516.3894 | 550.5474 | 0.01085% | 0.01052% | 0.01095% | 0.01067% | 3243 | 0.01077% | 0.01072% |  | 10.9305 | 23.3716 | 25.149 |  | 6031 | 497.3187 | 493.0178 | 525.3984 |  | 6031 | 0.01083% | 0.01046% | 0.01088% | 0.01195% | 0.01173% | 0.01257% |  | 6031 | 0.01046% | 0.01088% | 6031 | 7997 | 0.01065% | 6119 | 0.01075% | 0.0107% |  | 6031 | 0.01173% | 0.01257% | 0.01215% |  | 6031 | 3243 | 0.0107% | 0.01182%
| Sep | 9 | 8 | 6032 | 518.5429 | 529.3948 | 562.5503 | 0.01107% | 0.01078% | 0.01119% | 0.01066% | 7012 | 0.01077% | 0.01072% |  | 10.9316 | 23.3711 | 25.1478 |  | 6032 | 507.6112 | 506.0237 | 537.4024 |  | 6032 | 0.01105% | 0.01074% | 0.01113% | 0.01195% | 0.01173% | 0.01257% |  | 6032 | 0.01074% | 0.01113% | 6032 | 7827 | 0.01065% | 8194 | 0.01075% | 0.0107% |  | 6032 | 0.01173% | 0.01257% | 0.01215% |  | 6032 | 7012 | 0.0107% | 0.01193%
| Sep | 9 | 9 | 6033 | 536.1814 | 537.8572 | 563.3192 | 0.01144% | 0.01095% | 0.0112% | 0.01066% | 5669 | 0.01077% | 0.01072% |  | 10.9328 | 23.3706 | 25.1466 |  | 6033 | 525.2486 | 514.4865 | 538.1726 |  | 6033 | 0.01143% | 0.01092% | 0.01114% | 0.01195% | 0.01173% | 0.01257% |  | 6033 | 0.01092% | 0.01114% | 6033 | 8328 | 0.01065% | 6818 | 0.01075% | 0.0107% |  | 6033 | 0.01173% | 0.01257% | 0.01215% |  | 6033 | 5669 | 0.0107% | 0.01232%
| Sep | 9 | 10 | 6034 | 544.4439 | 542.9495 | 571.8712 | 0.01162% | 0.01106% | 0.01137% | 0.01066% | 7046 | 0.01077% | 0.01072% |  | 10.9339 | 23.3702 | 25.1454 |  | 6034 | 533.51 | 519.5793 | 546.7258 |  | 6034 | 0.01161% | 0.01103% | 0.01132% | 0.01195% | 0.01173% | 0.01257% |  | 6034 | 0.01103% | 0.01132% | 6034 | 8611 | 0.01065% | 6271 | 0.01075% | 0.0107% |  | 6034 | 0.01173% | 0.01257% | 0.01215% |  | 6034 | 7046 | 0.0107% | 0.01192%
| Sep | 9 | 11 | 6035 | 550.1015 | 548.6562 | 575.3408 | 0.01174% | 0.01117% | 0.01144% | 0.01066% | 265 | 0.01077% | 0.01072% |  | 10.9351 | 23.3697 | 25.1442 |  | 6035 | 539.1664 | 525.2865 | 550.1966 |  | 6035 | 0.01174% | 0.01115% | 0.01139% | 0.01195% | 0.01173% | 0.01257% |  | 6035 | 0.01115% | 0.01139% | 6035 | 7073 | 0.01065% | 50 | 0.01075% | 0.0107% |  | 6035 | 0.01173% | 0.01257% | 0.01215% |  | 6035 | 265 | 0.0107% | 0.009217%
| Sep | 9 | 12 | 6036 | 557.7433 | 553.9533 | 583.696 | 0.0119% | 0.01128% | 0.01161% | 0.01066% | 7622 | 0.01077% | 0.01072% |  | 10.9362 | 23.3692 | 25.143 |  | 6036 | 546.8071 | 530.5841 | 558.553 |  | 6036 | 0.0119% | 0.01126% | 0.01157% | 0.01195% | 0.01173% | 0.01257% |  | 6036 | 0.01126% | 0.01157% | 6036 | 7944 | 0.01065% | 5360 | 0.01075% | 0.0107% |  | 6036 | 0.01173% | 0.01257% | 0.01215% |  | 6036 | 7622 | 0.0107% | 0.01178%
| Sep | 9 | 13 | 6037 | 561.365 | 559.148 | 590.682 | 0.01198% | 0.01139% | 0.01175% | 0.01066% | 3462 | 0.01077% | 0.01072% |  | 10.9374 | 23.3687 | 25.1418 |  | 6037 | 550.4276 | 535.7793 | 565.5402 |  | 6037 | 0.01198% | 0.01137% | 0.01171% | 0.01195% | 0.01173% | 0.01257% |  | 6037 | 0.01137% | 0.01171% | 6037 | 8448 | 0.01065% | 7264 | 0.01075% | 0.0107% |  | 6037 | 0.01173% | 0.01257% | 0.01215% |  | 6037 | 3462 | 0.0107% | 0.01204%
| Sep | 9 | 14 | 6038 | 566.0648 | 562.0898 | 595.1268 | 0.01208% | 0.01145% | 0.01183% | 0.01066% | 1926 | 0.01077% | 0.01072% |  | 10.9385 | 23.3682 | 25.1406 |  | 6038 | 555.1263 | 538.7216 | 569.9863 |  | 6038 | 0.01208% | 0.01143% | 0.0118% | 0.01196% | 0.01173% | 0.01257% |  | 6038 | 0.01143% | 0.0118% | 6038 | 1326 | 0.01065% | 3535 | 0.01075% | 0.0107% |  | 6038 | 0.01173% | 0.01257% | 0.01215% |  | 6038 | 1926 | 0.0107% | 0.01046%
| Sep | 9 | 15 | 6039 | 569.0041 | 565.0409 | 599.6091 | 0.01214% | 0.01151% | 0.01192% | 0.01066% | 3274 | 0.01077% | 0.01072% |  | 10.9397 | 23.3678 | 25.1394 |  | 6039 | 558.0644 | 541.6732 | 574.4698 |  | 6039 | 0.01215% | 0.0115% | 0.0119% | 0.01196% | 0.01173% | 0.01256% |  | 6039 | 0.0115% | 0.0119% | 6039 | 2383 | 0.01064% | 8747 | 0.01075% | 0.0107% |  | 6039 | 0.01173% | 0.01256% | 0.01215% |  | 6039 | 3274 | 0.0107% | 0.01185%
| Sep | 9 | 16 | 6040 | 566.4295 | 564.1379 | 599.9467 | 0.01209% | 0.01149% | 0.01193% | 0.01066% | 7048 | 0.01077% | 0.01072% |  | 10.9408 | 23.3673 | 25.1381 |  | 6040 | 555.4887 | 540.7706 | 574.8086 |  | 6040 | 0.01209% | 0.01148% | 0.0119% | 0.01196% | 0.01173% | 0.01256% |  | 6040 | 0.01148% | 0.0119% | 6040 | 2445 | 0.01064% | 6587 | 0.01075% | 0.0107% |  | 6040 | 0.01173% | 0.01256% | 0.01214% |  | 6040 | 7048 | 0.0107% | 0.01192%
| Sep | 9 | 17 | 6041 | 562.2546 | 560.2465 | 594.8455 | 0.012% | 0.01141% | 0.01183% | 0.01066% | 8578 | 0.01077% | 0.01072% |  | 10.942 | 23.3668 | 25.1369 |  | 6041 | 551.3127 | 536.8797 | 569.7086 |  | 6041 | 0.012% | 0.0114% | 0.0118% | 0.01196% | 0.01172% | 0.01256% |  | 6041 | 0.0114% | 0.0118% | 6041 | 6510 | 0.01064% | 7321 | 0.01075% | 0.0107% |  | 6041 | 0.01172% | 0.01256% | 0.01214% |  | 6041 | 8578 | 0.0107% | 0.01112%
| Sep | 9 | 18 | 6042 | 548.7396 | 539.0115 | 587.4 | 0.01171% | 0.01098% | 0.01168% | 0.01066% | 7034 | 0.01077% | 0.01072% |  | 10.9431 | 23.3663 | 25.1357 |  | 6042 | 537.7965 | 515.6452 | 562.2642 |  | 6042 | 0.01171% | 0.01094% | 0.01164% | 0.01196% | 0.01172% | 0.01256% |  | 6042 | 0.01094% | 0.01164% | 6042 | 3387 | 0.01064% | 6520 | 0.01075% | 0.0107% |  | 6042 | 0.01172% | 0.01256% | 0.01214% |  | 6042 | 7034 | 0.0107% | 0.01193%
| Sep | 9 | 19 | 6043 | 543.8566 | 547.3622 | 587.0155 | 0.01161% | 0.01115% | 0.01167% | 0.01066% | 7488 | 0.01077% | 0.01072% |  | 10.9443 | 23.3659 | 25.1345 |  | 6043 | 532.9124 | 523.9963 | 561.881 |  | 6043 | 0.0116% | 0.01112% | 0.01164% | 0.01196% | 0.01172% | 0.01256% |  | 6043 | 0.01112% | 0.01164% | 6043 | 2716 | 0.01064% | 6223 | 0.01075% | 0.0107% |  | 6043 | 0.01172% | 0.01256% | 0.01214% |  | 6043 | 7488 | 0.0107% | 0.01182%
| Sep | 9 | 20 | 6044 | 536.2213 | 554.7632 | 581.5017 | 0.01144% | 0.0113% | 0.01156% | 0.01066% | 5689 | 0.01077% | 0.01072% |  | 10.9454 | 23.3654 | 25.1333 |  | 6044 | 525.2759 | 531.3979 | 556.3684 |  | 6044 | 0.01143% | 0.01128% | 0.01152% | 0.01196% | 0.01172% | 0.01256% |  | 6044 | 0.01128% | 0.01152% | 6044 | 1134 | 0.01064% | 7589 | 0.01075% | 0.0107% |  | 6044 | 0.01172% | 0.01256% | 0.01214% |  | 6044 | 5689 | 0.0107% | 0.01231%
| Sep | 9 | 21 | 6045 | 523.4238 | 563.0115 | 569.7332 | 0.01117% | 0.01146% | 0.01133% | 0.01066% | 6939 | 0.01077% | 0.01072% |  | 10.9466 | 23.3649 | 25.1321 |  | 6045 | 512.4772 | 539.6466 | 544.6011 |  | 6045 | 0.01116% | 0.01145% | 0.01128% | 0.01196% | 0.01172% | 0.01256% |  | 6045 | 0.01145% | 0.01128% | 6045 | 1961 | 0.01064% | 2801 | 0.01075% | 0.0107% |  | 6045 | 0.01172% | 0.01256% | 0.01214% |  | 6045 | 6939 | 0.0107% | 0.01194%
| Sep | 9 | 22 | 6046 | 509.6211 | 565.4319 | 553.6981 | 0.01088% | 0.01151% | 0.01101% | 0.01066% | 8679 | 0.01077% | 0.01072% |  | 10.9477 | 23.3644 | 25.1309 |  | 6046 | 498.6734 | 542.0675 | 528.5672 |  | 6046 | 0.01086% | 0.01151% | 0.01095% | 0.01197% | 0.01172% | 0.01256% |  | 6046 | 0.01151% | 0.01095% | 6046 | 8582 | 0.01064% | 8554 | 0.01075% | 0.01069% |  | 6046 | 0.01172% | 0.01256% | 0.01214% |  | 6046 | 8679 | 0.01069% | 0.01104%
| Sep | 9 | 23 | 6047 | 499.0422 | 571.93 | 537.8319 | 0.01065% | 0.01165% | 0.01069% | 0.01066% | 472 | 0.01077% | 0.01072% |  | 10.9489 | 23.364 | 25.1297 |  | 6047 | 488.0933 | 548.566 | 512.7022 |  | 6047 | 0.01062% | 0.01164% | 0.01062% | 0.01197% | 0.01172% | 0.01256% |  | 6047 | 0.01164% | 0.01062% | 6047 | 623 | 0.01064% | 8661 | 0.01075% | 0.01069% |  | 6047 | 0.01172% | 0.01256% | 0.01214% |  | 6047 | 472 | 0.01069% | 0.009316%
| Sep | 10 | 0 | 6048 | 486.3877 | 561.5871 | 529.7299 | 0.01038% | 0.01144% | 0.01053% | 0.01066% | 2818 | 0.01077% | 0.01072% |  | 10.95 | 23.3635 | 25.1285 |  | 6048 | 475.4377 | 538.2236 | 504.6014 |  | 6048 | 0.01035% | 0.01142% | 0.01045% | 0.01197% | 0.01172% | 0.01256% |  | 6048 | 0.01142% | 0.01045% | 6048 | 7010 | 0.01064% | 8685 | 0.01075% | 0.01069% |  | 6048 | 0.01172% | 0.01256% | 0.01214% |  | 6048 | 2818 | 0.01069% | 0.01136%
| Sep | 10 | 1 | 6049 | 481.3777 | 558.1705 | 527.5731 | 0.01027% | 0.01137% | 0.01049% | 0.01066% | 8701 | 0.01077% | 0.01072% |  | 10.9512 | 23.363 | 25.1273 |  | 6049 | 470.4265 | 534.8075 | 502.4459 |  | 6049 | 0.01024% | 0.01135% | 0.0104% | 0.01197% | 0.01172% | 0.01256% |  | 6049 | 0.01135% | 0.0104% | 6049 | 1091 | 0.01064% | 2022 | 0.01075% | 0.01069% |  | 6049 | 0.01172% | 0.01256% | 0.01214% |  | 6049 | 8701 | 0.01069% | 0.01102%
| Sep | 10 | 2 | 6050 | 474.1824 | 552.92 | 526.3354 | 0.01012% | 0.01126% | 0.01047% | 0.01066% | 769 | 0.01077% | 0.01071% |  | 10.9523 | 23.3625 | 25.1261 |  | 6050 | 463.2301 | 529.5574 | 501.2093 |  | 6050 | 0.01008% | 0.01124% | 0.01038% | 0.01197% | 0.01172% | 0.01256% |  | 6050 | 0.01124% | 0.01038% | 6050 | 1906 | 0.01064% | 7240 | 0.01074% | 0.01069% |  | 6050 | 0.01172% | 0.01256% | 0.01214% |  | 6050 | 769 | 0.01069% | 0.009506%
| Sep | 10 | 3 | 6051 | 469.4565 | 553.1341 | 529.2892 | 0.01002% | 0.01126% | 0.01052% | 0.01066% | 7365 | 0.01077% | 0.01071% |  | 10.9535 | 23.3621 | 25.1249 |  | 6051 | 458.503 | 529.772 | 504.1643 |  | 6051 | 0.009981% | 0.01124% | 0.01044% | 0.01197% | 0.01172% | 0.01256% |  | 6051 | 0.01124% | 0.01044% | 6051 | 363 | 0.01064% | 3243 | 0.01074% | 0.01069% |  | 6051 | 0.01172% | 0.01256% | 0.01214% |  | 6051 | 7365 | 0.01069% | 0.01186%
| Sep | 10 | 4 | 6052 | 469.0894 | 552.4824 | 530.105 | 0.01001% | 0.01125% | 0.01054% | 0.01066% | 7793 | 0.01077% | 0.01071% |  | 10.9546 | 23.3616 | 25.1237 |  | 6052 | 458.1348 | 529.1208 | 504.9813 |  | 6052 | 0.009973% | 0.01123% | 0.01046% | 0.01197% | 0.01172% | 0.01256% |  | 6052 | 0.01123% | 0.01046% | 6052 | 7875 | 0.01064% | 7522 | 0.01074% | 0.01069% |  | 6052 | 0.01172% | 0.01256% | 0.01214% |  | 6052 | 7793 | 0.01069% | 0.01169%
| Sep | 10 | 5 | 6053 | 469.3311 | 533.6865 | 542.633 | 0.01002% | 0.01087% | 0.01079% | 0.01066% | 7443 | 0.01077% | 0.01071% |  | 10.9558 | 23.3611 | 25.1225 |  | 6053 | 458.3754 | 510.3254 | 517.5105 |  | 6053 | 0.009978% | 0.01083% | 0.01072% | 0.01197% | 0.01172% | 0.01256% |  | 6053 | 0.01083% | 0.01072% | 6053 | 5688 | 0.01064% | 388 | 0.01074% | 0.01069% |  | 6053 | 0.01172% | 0.01256% | 0.01214% |  | 6053 | 7443 | 0.01069% | 0.01184%
| Sep | 10 | 6 | 6054 | 468.8814 | 529.5531 | 557.1959 | 0.01001% | 0.01078% | 0.01108% | 0.01066% | 454 | 0.01077% | 0.01071% |  | 10.9569 | 23.3607 | 25.1213 |  | 6054 | 457.9245 | 506.1924 | 532.0746 |  | 6054 | 0.009968% | 0.01074% | 0.01102% | 0.01198% | 0.01172% | 0.01256% |  | 6054 | 0.01074% | 0.01102% | 6054 | 6370 | 0.01064% | 6258 | 0.01074% | 0.01069% |  | 6054 | 0.01172% | 0.01256% | 0.01214% |  | 6054 | 454 | 0.01069% | 0.009306%
| Sep | 10 | 7 | 6055 | 472.0967 | 547.6228 | 565.776 | 0.01008% | 0.01115% | 0.01125% | 0.01066% | 8725 | 0.01077% | 0.01071% |  | 10.9581 | 23.3602 | 25.1201 |  | 6055 | 461.1386 | 524.2626 | 540.656 |  | 6055 | 0.01004% | 0.01113% | 0.0112% | 0.01198% | 0.01172% | 0.01256% |  | 6055 | 0.01113% | 0.0112% | 6055 | 2072 | 0.01064% | 5838 | 0.01074% | 0.01069% |  | 6055 | 0.01172% | 0.01256% | 0.01214% |  | 6055 | 8725 | 0.01069% | 0.011%
| Sep | 10 | 8 | 6056 | 485.8392 | 560.3396 | 567.1639 | 0.01037% | 0.01141% | 0.01128% | 0.01066% | 2803 | 0.01077% | 0.01071% |  | 10.9592 | 23.3597 | 25.1189 |  | 6056 | 474.88 | 536.9799 | 542.045 |  | 6056 | 0.01034% | 0.0114% | 0.01122% | 0.01198% | 0.01172% | 0.01255% |  | 6056 | 0.0114% | 0.01122% | 6056 | 3505 | 0.01064% | 8680 | 0.01074% | 0.01069% |  | 6056 | 0.01172% | 0.01255% | 0.01214% |  | 6056 | 2803 | 0.01069% | 0.01134%
| Sep | 10 | 9 | 6057 | 497.646 | 562.816 | 570.399 | 0.01062% | 0.01146% | 0.01134% | 0.01066% | 7490 | 0.01077% | 0.01071% |  | 10.9604 | 23.3593 | 25.1177 |  | 6057 | 486.6856 | 539.4567 | 545.2813 |  | 6057 | 0.01059% | 0.01145% | 0.01129% | 0.01198% | 0.01172% | 0.01255% |  | 6057 | 0.01145% | 0.01129% | 6057 | 3015 | 0.01064% | 7159 | 0.01074% | 0.01069% |  | 6057 | 0.01172% | 0.01255% | 0.01214% |  | 6057 | 7490 | 0.01069% | 0.01182%
| Sep | 10 | 10 | 6058 | 506.6006 | 567.871 | 574.9189 | 0.01081% | 0.01156% | 0.01143% | 0.01066% | 6010 | 0.01077% | 0.01071% |  | 10.9615 | 23.3588 | 25.1165 |  | 6058 | 495.639 | 544.5122 | 549.8024 |  | 6058 | 0.01079% | 0.01156% | 0.01139% | 0.01198% | 0.01172% | 0.01255% |  | 6058 | 0.01156% | 0.01139% | 6058 | 2660 | 0.01064% | 7076 | 0.01074% | 0.01069% |  | 6058 | 0.01172% | 0.01255% | 0.01214% |  | 6058 | 6010 | 0.01069% | 0.01216%
| Sep | 10 | 11 | 6059 | 512.1583 | 576.892 | 577.4976 | 0.01093% | 0.01175% | 0.01148% | 0.01066% | 3516 | 0.01077% | 0.01071% |  | 10.9627 | 23.3583 | 25.1153 |  | 6059 | 501.1956 | 553.5336 | 552.3823 |  | 6059 | 0.01091% | 0.01175% | 0.01144% | 0.01198% | 0.01172% | 0.01255% |  | 6059 | 0.01175% | 0.01144% | 6059 | 2291 | 0.01064% | 142 | 0.01074% | 0.01069% |  | 6059 | 0.01172% | 0.01255% | 0.01214% |  | 6059 | 3516 | 0.01069% | 0.01209%
| Sep | 10 | 12 | 6060 | 521.5567 | 583.6693 | 583.6397 | 0.01113% | 0.01189% | 0.01161% | 0.01066% | 638 | 0.01076% | 0.01071% |  | 10.9638 | 23.3579 | 25.1141 |  | 6060 | 510.5928 | 560.3114 | 558.5256 |  | 6060 | 0.01111% | 0.01189% | 0.01157% | 0.01198% | 0.01172% | 0.01255% |  | 6060 | 0.01189% | 0.01157% | 6060 | 8403 | 0.01064% | 8192 | 0.01074% | 0.01069% |  | 6060 | 0.01172% | 0.01255% | 0.01214% |  | 6060 | 638 | 0.01069% | 0.009417%
| Sep | 10 | 13 | 6061 | 530.8718 | 591.3683 | 589.1723 | 0.01133% | 0.01204% | 0.01172% | 0.01066% | 8575 | 0.01076% | 0.01071% |  | 10.965 | 23.3574 | 25.1129 |  | 6061 | 519.9068 | 568.0108 | 564.0594 |  | 6061 | 0.01132% | 0.01206% | 0.01168% | 0.01198% | 0.01172% | 0.01255% |  | 6061 | 0.01206% | 0.01168% | 6061 | 340 | 0.01064% | 540 | 0.01074% | 0.01069% |  | 6061 | 0.01172% | 0.01255% | 0.01214% |  | 6061 | 8575 | 0.01069% | 0.01112%
| Sep | 10 | 14 | 6062 | 536.8205 | 593.407 | 593.092 | 0.01146% | 0.01208% | 0.01179% | 0.01066% | 6518 | 0.01076% | 0.01071% |  | 10.9662 | 23.357 | 25.1117 |  | 6062 | 525.8544 | 570.0501 | 567.9803 |  | 6062 | 0.01145% | 0.0121% | 0.01176% | 0.01199% | 0.01172% | 0.01255% |  | 6062 | 0.0121% | 0.01176% | 6062 | 1853 | 0.01064% | 3274 | 0.01074% | 0.01069% |  | 6062 | 0.01172% | 0.01255% | 0.01214% |  | 6062 | 6518 | 0.01069% | 0.012%
| Sep | 10 | 15 | 6063 | 541.9446 | 593.7608 | 600.6781 | 0.01157% | 0.01209% | 0.01194% | 0.01066% | 3345 | 0.01076% | 0.01071% |  | 10.9673 | 23.3565 | 25.1105 |  | 6063 | 530.9773 | 570.4043 | 575.5676 |  | 6063 | 0.01156% | 0.01211% | 0.01192% | 0.01199% | 0.01172% | 0.01255% |  | 6063 | 0.01211% | 0.01192% | 6063 | 7097 | 0.01064% | 8158 | 0.01074% | 0.01069% |  | 6063 | 0.01172% | 0.01255% | 0.01214% |  | 6063 | 3345 | 0.01069% | 0.01192%
| Sep | 10 | 16 | 6064 | 543.0412 | 594.5242 | 601.8128 | 0.01159% | 0.01211% | 0.01197% | 0.01066% | 2829 | 0.01076% | 0.01071% |  | 10.9685 | 23.356 | 25.1093 |  | 6064 | 532.0728 | 571.1681 | 576.7035 |  | 6064 | 0.01158% | 0.01212% | 0.01194% | 0.01199% | 0.01172% | 0.01255% |  | 6064 | 0.01212% | 0.01194% | 6064 | 987 | 0.01064% | 8746 | 0.01074% | 0.01069% |  | 6064 | 0.01172% | 0.01255% | 0.01213% |  | 6064 | 2829 | 0.01069% | 0.01137%
| Sep | 10 | 17 | 6065 | 541.8791 | 587.1417 | 601.5877 | 0.01157% | 0.01196% | 0.01196% | 0.01066% | 5307 | 0.01076% | 0.01071% |  | 10.9696 | 23.3556 | 25.1081 |  | 6065 | 530.9095 | 563.7862 | 576.4796 |  | 6065 | 0.01156% | 0.01197% | 0.01194% | 0.01199% | 0.01172% | 0.01255% |  | 6065 | 0.01197% | 0.01194% | 6065 | 1582 | 0.01064% | 2802 | 0.01074% | 0.01069% |  | 6065 | 0.01172% | 0.01255% | 0.01213% |  | 6065 | 5307 | 0.01069% | 0.01253%
| Sep | 10 | 18 | 6066 | 534.0609 | 579.8989 | 591.7416 | 0.0114% | 0.01181% | 0.01177% | 0.01066% | 6620 | 0.01076% | 0.01071% |  | 10.9708 | 23.3551 | 25.1069 |  | 6066 | 523.0901 | 556.5438 | 566.6347 |  | 6066 | 0.01139% | 0.01181% | 0.01173% | 0.01199% | 0.01172% | 0.01255% |  | 6066 | 0.01181% | 0.01173% | 6066 | 6892 | 0.01064% | 5500 | 0.01074% | 0.01069% |  | 6066 | 0.01172% | 0.01255% | 0.01213% |  | 6066 | 6620 | 0.01069% | 0.01198%
| Sep | 10 | 19 | 6067 | 530.4379 | 582.2915 | 592.2199 | 0.01132% | 0.01186% | 0.01178% | 0.01066% | 8280 | 0.01076% | 0.01071% |  | 10.9719 | 23.3547 | 25.1057 |  | 6067 | 519.466 | 558.9368 | 567.1141 |  | 6067 | 0.01131% | 0.01186% | 0.01174% | 0.01199% | 0.01172% | 0.01255% |  | 6067 | 0.01186% | 0.01174% | 6067 | 8068 | 0.01064% | 6859 | 0.01074% | 0.01069% |  | 6067 | 0.01172% | 0.01255% | 0.01213% |  | 6067 | 8280 | 0.01069% | 0.01137%
| Sep | 10 | 20 | 6068 | 524.1104 | 580.5506 | 589.96 | 0.01119% | 0.01182% | 0.01173% | 0.01066% | 6161 | 0.01076% | 0.01071% |  | 10.9731 | 23.3542 | 25.1045 |  | 6068 | 513.1373 | 557.1964 | 564.8554 |  | 6068 | 0.01117% | 0.01183% | 0.0117% | 0.01199% | 0.01172% | 0.01255% |  | 6068 | 0.01183% | 0.0117% | 6068 | 2865 | 0.01064% | 7491 | 0.01074% | 0.01069% |  | 6068 | 0.01172% | 0.01255% | 0.01213% |  | 6068 | 6161 | 0.01069% | 0.0121%
| Sep | 10 | 21 | 6069 | 511.5315 | 565.8509 | 575.594 | 0.01092% | 0.01152% | 0.01145% | 0.01066% | 6514 | 0.01076% | 0.01071% |  | 10.9743 | 23.3538 | 25.1033 |  | 6069 | 500.5572 | 542.4971 | 550.4907 |  | 6069 | 0.0109% | 0.01151% | 0.0114% | 0.01199% | 0.01172% | 0.01255% |  | 6069 | 0.01151% | 0.0114% | 6069 | 1345 | 0.01064% | 5342 | 0.01074% | 0.01069% |  | 6069 | 0.01172% | 0.01255% | 0.01213% |  | 6069 | 6514 | 0.01069% | 0.012%
| Sep | 10 | 22 | 6070 | 493.8142 | 546.9898 | 556.9896 | 0.01054% | 0.01114% | 0.01108% | 0.01065% | 2807 | 0.01076% | 0.01071% |  | 10.9754 | 23.3533 | 25.1022 |  | 6070 | 482.8388 | 523.6365 | 531.8874 |  | 6070 | 0.01051% | 0.01111% | 0.01101% | 0.012% | 0.01172% | 0.01255% |  | 6070 | 0.01111% | 0.01101% | 6070 | 481 | 0.01064% | 7540 | 0.01074% | 0.01069% |  | 6070 | 0.01172% | 0.01255% | 0.01213% |  | 6070 | 2807 | 0.01069% | 0.01134%
| Sep | 10 | 23 | 6071 | 481.8978 | 537.4103 | 539.1916 | 0.01029% | 0.01094% | 0.01072% | 0.01065% | 6153 | 0.01076% | 0.01071% |  | 10.9766 | 23.3529 | 25.101 |  | 6071 | 470.9213 | 514.0575 | 514.0906 |  | 6071 | 0.01025% | 0.01091% | 0.01065% | 0.012% | 0.01172% | 0.01255% |  | 6071 | 0.01091% | 0.01065% | 6071 | 6023 | 0.01063% | 6597 | 0.01074% | 0.01069% |  | 6071 | 0.01172% | 0.01255% | 0.01213% |  | 6071 | 6153 | 0.01069% | 0.0121%
| Sep | 11 | 0 | 6072 | 472.2533 | 528.7525 | 530.1519 | 0.01008% | 0.01077% | 0.01054% | 0.01065% | 219 | 0.01076% | 0.01071% |  | 10.9777 | 23.3524 | 25.0998 |  | 6072 | 461.2756 | 505.4001 | 505.0521 |  | 6072 | 0.01004% | 0.01073% | 0.01046% | 0.012% | 0.01172% | 0.01255% |  | 6072 | 0.01073% | 0.01046% | 6072 | 961 | 0.01063% | 6837 | 0.01074% | 0.01068% |  | 6072 | 0.01172% | 0.01255% | 0.01213% |  | 6072 | 219 | 0.01068% | 0.009199%
| Sep | 11 | 1 | 6073 | 469.5843 | 528.7804 | 525.8759 | 0.01002% | 0.01077% | 0.01046% | 0.01065% | 6725 | 0.01076% | 0.01071% |  | 10.9789 | 23.3519 | 25.0986 |  | 6073 | 458.6054 | 505.4284 | 500.7773 |  | 6073 | 0.009983% | 0.01073% | 0.01037% | 0.012% | 0.01172% | 0.01254% |  | 6073 | 0.01073% | 0.01037% | 6073 | 6381 | 0.01063% | 7548 | 0.01073% | 0.01068% |  | 6073 | 0.01172% | 0.01254% | 0.01213% |  | 6073 | 6725 | 0.01068% | 0.01197%
| Sep | 11 | 2 | 6074 | 466.609 | 527.3933 | 525.8477 | 0.009959% | 0.01074% | 0.01046% | 0.01065% | 52 | 0.01076% | 0.01071% |  | 10.98 | 23.3515 | 25.0974 |  | 6074 | 455.629 | 504.0418 | 500.7503 |  | 6074 | 0.009918% | 0.0107% | 0.01037% | 0.012% | 0.01172% | 0.01254% |  | 6074 | 0.0107% | 0.01037% | 6074 | 8587 | 0.01063% | 6234 | 0.01073% | 0.01068% |  | 6074 | 0.01172% | 0.01254% | 0.01213% |  | 6074 | 52 | 0.01068% | 0.009141%
| Sep | 11 | 3 | 6075 | 470.0361 | 527.1885 | 528.7078 | 0.01003% | 0.01074% | 0.01051% | 0.01065% | 1752 | 0.01076% | 0.01071% |  | 10.9812 | 23.351 | 25.0962 |  | 6075 | 459.0549 | 503.8374 | 503.6116 |  | 6075 | 0.009993% | 0.01069% | 0.01043% | 0.012% | 0.01172% | 0.01254% |  | 6075 | 0.01069% | 0.01043% | 6075 | 6239 | 0.01063% | 6446 | 0.01073% | 0.01068% |  | 6075 | 0.01172% | 0.01254% | 0.01213% |  | 6075 | 1752 | 0.01068% | 0.01031%
| Sep | 11 | 4 | 6076 | 473.204 | 529.702 | 532.1211 | 0.0101% | 0.01079% | 0.01058% | 0.01065% | 1778 | 0.01076% | 0.01071% |  | 10.9824 | 23.3506 | 25.095 |  | 6076 | 462.2216 | 506.3514 | 507.0261 |  | 6076 | 0.01006% | 0.01075% | 0.0105% | 0.012% | 0.01172% | 0.01254% |  | 6076 | 0.01075% | 0.0105% | 6076 | 1941 | 0.01063% | 2023 | 0.01073% | 0.01068% |  | 6076 | 0.01172% | 0.01254% | 0.01213% |  | 6076 | 1778 | 0.01068% | 0.01033%
| Sep | 11 | 5 | 6077 | 482.5102 | 542.7167 | 545.418 | 0.0103% | 0.01105% | 0.01085% | 0.01065% | 3368 | 0.01076% | 0.01071% |  | 10.9835 | 23.3501 | 25.0938 |  | 6077 | 471.5267 | 519.3666 | 520.3242 |  | 6077 | 0.01026% | 0.01102% | 0.01078% | 0.01201% | 0.01172% | 0.01254% |  | 6077 | 0.01102% | 0.01078% | 6077 | 6809 | 0.01063% | 1237 | 0.01073% | 0.01068% |  | 6077 | 0.01172% | 0.01254% | 0.01213% |  | 6077 | 3368 | 0.01068% | 0.01195%
| Sep | 11 | 6 | 6078 | 495.405 | 557.0161 | 559.015 | 0.01057% | 0.01134% | 0.01112% | 0.01065% | 471 | 0.01076% | 0.01071% |  | 10.9847 | 23.3497 | 25.0927 |  | 6078 | 484.4204 | 533.6665 | 533.9224 |  | 6078 | 0.01054% | 0.01133% | 0.01106% | 0.01201% | 0.01172% | 0.01254% |  | 6078 | 0.01133% | 0.01106% | 6078 | 7253 | 0.01063% | 6493 | 0.01073% | 0.01068% |  | 6078 | 0.01172% | 0.01254% | 0.01213% |  | 6078 | 471 | 0.01068% | 0.009316%
| Sep | 11 | 7 | 6079 | 510.8136 | 568.3644 | 560.5717 | 0.0109% | 0.01157% | 0.01115% | 0.01065% | 8733 | 0.01076% | 0.0107% |  | 10.9858 | 23.3492 | 25.0915 |  | 6079 | 499.8277 | 545.0152 | 535.4802 |  | 6079 | 0.01088% | 0.01157% | 0.01109% | 0.01201% | 0.01172% | 0.01254% |  | 6079 | 0.01157% | 0.01109% | 6079 | 2902 | 0.01063% | 7139 | 0.01073% | 0.01068% |  | 6079 | 0.01172% | 0.01254% | 0.01213% |  | 6079 | 8733 | 0.01068% | 0.011%
| Sep | 11 | 8 | 6080 | 519.9988 | 571.9486 | 563.6943 | 0.0111% | 0.01165% | 0.01121% | 0.01065% | 7716 | 0.01076% | 0.0107% |  | 10.987 | 23.3488 | 25.0903 |  | 6080 | 509.0118 | 548.5998 | 538.604 |  | 6080 | 0.01108% | 0.01164% | 0.01115% | 0.01201% | 0.01172% | 0.01254% |  | 6080 | 0.01164% | 0.01115% | 6080 | 2313 | 0.01063% | 2800 | 0.01073% | 0.01068% |  | 6080 | 0.01172% | 0.01254% | 0.01213% |  | 6080 | 7716 | 0.01068% | 0.01173%
| Sep | 11 | 9 | 6081 | 527.4087 | 573.8012 | 570.3521 | 0.01126% | 0.01168% | 0.01134% | 0.01065% | 2730 | 0.01076% | 0.0107% |  | 10.9882 | 23.3484 | 25.0891 |  | 6081 | 516.4205 | 550.4528 | 545.263 |  | 6081 | 0.01124% | 0.01168% | 0.01129% | 0.01201% | 0.01172% | 0.01254% |  | 6081 | 0.01168% | 0.01129% | 6081 | 350 | 0.01063% | 7521 | 0.01073% | 0.01068% |  | 6081 | 0.01172% | 0.01254% | 0.01213% |  | 6081 | 2730 | 0.01068% | 0.01126%
| Sep | 11 | 10 | 6082 | 536.6086 | 575.4397 | 577.7508 | 0.01145% | 0.01172% | 0.01149% | 0.01065% | 2812 | 0.01076% | 0.0107% |  | 10.9893 | 23.3479 | 25.088 |  | 6082 | 525.6193 | 552.0918 | 552.6628 |  | 6082 | 0.01144% | 0.01172% | 0.01144% | 0.01201% | 0.01172% | 0.01254% |  | 6082 | 0.01172% | 0.01144% | 6082 | 2954 | 0.01063% | 578 | 0.01073% | 0.01068% |  | 6082 | 0.01172% | 0.01254% | 0.01213% |  | 6082 | 2812 | 0.01068% | 0.01135%
| Sep | 11 | 11 | 6083 | 541.1328 | 582.9525 | 583.0583 | 0.01155% | 0.01187% | 0.01159% | 0.01065% | 7318 | 0.01076% | 0.0107% |  | 10.9905 | 23.3475 | 25.0868 |  | 6083 | 530.1423 | 559.605 | 557.9715 |  | 6083 | 0.01154% | 0.01188% | 0.01155% | 0.01201% | 0.01172% | 0.01254% |  | 6083 | 0.01188% | 0.01155% | 6083 | 8080 | 0.01063% | 6542 | 0.01073% | 0.01068% |  | 6083 | 0.01172% | 0.01254% | 0.01213% |  | 6083 | 7318 | 0.01068% | 0.01187%
| Sep | 11 | 12 | 6084 | 554.3378 | 585.2426 | 590.8039 | 0.01183% | 0.01192% | 0.01175% | 0.01065% | 6525 | 0.01076% | 0.0107% |  | 10.9916 | 23.347 | 25.0856 |  | 6084 | 543.3462 | 561.8956 | 565.7183 |  | 6084 | 0.01183% | 0.01193% | 0.01172% | 0.01201% | 0.01171% | 0.01254% |  | 6084 | 0.01193% | 0.01172% | 6084 | 228 | 0.01063% | 1144 | 0.01073% | 0.01068% |  | 6084 | 0.01171% | 0.01254% | 0.01213% |  | 6084 | 6525 | 0.01068% | 0.012%
| Sep | 11 | 13 | 6085 | 565.312 | 583.2224 | 599.2809 | 0.01207% | 0.01188% | 0.01192% | 0.01065% | 6201 | 0.01075% | 0.0107% |  | 10.9928 | 23.3466 | 25.0845 |  | 6085 | 554.3192 | 559.8759 | 574.1965 |  | 6085 | 0.01207% | 0.01188% | 0.01189% | 0.01202% | 0.01171% | 0.01254% |  | 6085 | 0.01188% | 0.01189% | 6085 | 2661 | 0.01063% | 7651 | 0.01073% | 0.01068% |  | 6085 | 0.01171% | 0.01254% | 0.01213% |  | 6085 | 6201 | 0.01068% | 0.01208%
| Sep | 11 | 14 | 6086 | 583.5813 | 593.2395 | 601.0814 | 0.01246% | 0.01208% | 0.01195% | 0.01065% | 407 | 0.01075% | 0.0107% |  | 10.994 | 23.3461 | 25.0833 |  | 6086 | 572.5873 | 569.8933 | 575.9981 |  | 6086 | 0.01246% | 0.0121% | 0.01193% | 0.01202% | 0.01171% | 0.01254% |  | 6086 | 0.0121% | 0.01193% | 6086 | 244 | 0.01063% | 7138 | 0.01073% | 0.01068% |  | 6086 | 0.01171% | 0.01254% | 0.01213% |  | 6086 | 407 | 0.01068% | 0.009281%
| Sep | 11 | 15 | 6087 | 595.0904 | 590.94 | 604.3822 | 0.0127% | 0.01203% | 0.01202% | 0.01065% | 1750 | 0.01075% | 0.0107% |  | 10.9951 | 23.3457 | 25.0821 |  | 6087 | 584.0953 | 567.5943 | 579.3 |  | 6087 | 0.01271% | 0.01205% | 0.012% | 0.01202% | 0.01171% | 0.01254% |  | 6087 | 0.01205% | 0.012% | 6087 | 2246 | 0.01063% | 6541 | 0.01073% | 0.01068% |  | 6087 | 0.01171% | 0.01254% | 0.01213% |  | 6087 | 1750 | 0.01068% | 0.01031%
| Sep | 11 | 16 | 6088 | 601.4594 | 588.8361 | 606.989 | 0.01284% | 0.01199% | 0.01207% | 0.01065% | 5690 | 0.01075% | 0.0107% |  | 10.9963 | 23.3452 | 25.081 |  | 6088 | 590.4631 | 565.4908 | 581.9081 |  | 6088 | 0.01285% | 0.012% | 0.01205% | 0.01202% | 0.01171% | 0.01254% |  | 6088 | 0.012% | 0.01205% | 6088 | 6411 | 0.01063% | 7047 | 0.01073% | 0.01068% |  | 6088 | 0.01171% | 0.01254% | 0.01212% |  | 6088 | 5690 | 0.01068% | 0.01231%
| Sep | 11 | 17 | 6089 | 598.5616 | 588.1751 | 601.8409 | 0.01278% | 0.01198% | 0.01197% | 0.01065% | 5341 | 0.01075% | 0.0107% |  | 10.9974 | 23.3448 | 25.0798 |  | 6089 | 587.5642 | 564.8303 | 576.7611 |  | 6089 | 0.01279% | 0.01199% | 0.01194% | 0.01202% | 0.01171% | 0.01254% |  | 6089 | 0.01199% | 0.01194% | 6089 | 149 | 0.01063% | 7492 | 0.01073% | 0.01068% |  | 6089 | 0.01171% | 0.01254% | 0.01212% |  | 6089 | 5341 | 0.01068% | 0.01251%
| Sep | 11 | 18 | 6090 | 582.5569 | 584.2558 | 592.7919 | 0.01243% | 0.0119% | 0.01179% | 0.01065% | 242 | 0.01075% | 0.0107% |  | 10.9986 | 23.3444 | 25.0786 |  | 6090 | 571.5583 | 560.9114 | 567.7132 |  | 6090 | 0.01244% | 0.01191% | 0.01176% | 0.01202% | 0.01171% | 0.01253% |  | 6090 | 0.01191% | 0.01176% | 6090 | 6369 | 0.01063% | 6519 | 0.01073% | 0.01068% |  | 6090 | 0.01171% | 0.01253% | 0.01212% |  | 6090 | 242 | 0.01068% | 0.009208%
| Sep | 11 | 19 | 6091 | 570.8387 | 584.5723 | 592.2105 | 0.01218% | 0.0119% | 0.01178% | 0.01065% | 3515 | 0.01075% | 0.0107% |  | 10.9998 | 23.3439 | 25.0775 |  | 6091 | 559.8389 | 561.2284 | 567.133 |  | 6091 | 0.01219% | 0.01191% | 0.01174% | 0.01202% | 0.01171% | 0.01253% |  | 6091 | 0.01191% | 0.01174% | 6091 | 2588 | 0.01063% | 7599 | 0.01073% | 0.01068% |  | 6091 | 0.01171% | 0.01253% | 0.01212% |  | 6091 | 3515 | 0.01068% | 0.01209%
| Sep | 11 | 20 | 6092 | 562.2138 | 582.5894 | 588.1783 | 0.012% | 0.01186% | 0.0117% | 0.01065% | 462 | 0.01075% | 0.0107% |  | 11.0009 | 23.3435 | 25.0763 |  | 6092 | 551.2129 | 559.2459 | 563.1019 |  | 6092 | 0.012% | 0.01187% | 0.01166% | 0.01202% | 0.01171% | 0.01253% |  | 6092 | 0.01187% | 0.01166% | 6092 | 2261 | 0.01063% | 93 | 0.01073% | 0.01068% |  | 6092 | 0.01171% | 0.01253% | 0.01212% |  | 6092 | 462 | 0.01068% | 0.009311%
| Sep | 11 | 21 | 6093 | 542.9097 | 571.269 | 575.519 | 0.01159% | 0.01163% | 0.01144% | 0.01065% | 6809 | 0.01075% | 0.0107% |  | 11.0021 | 23.343 | 25.0752 |  | 6093 | 531.9076 | 547.926 | 550.4438 |  | 6093 | 0.01158% | 0.01163% | 0.0114% | 0.01203% | 0.01171% | 0.01253% |  | 6093 | 0.01163% | 0.0114% | 6093 | 580 | 0.01063% | 7371 | 0.01073% | 0.01068% |  | 6093 | 0.01171% | 0.01253% | 0.01212% |  | 6093 | 6809 | 0.01068% | 0.01196%
| Sep | 11 | 22 | 6094 | 520.2757 | 554.1954 | 553.3324 | 0.0111% | 0.01129% | 0.011% | 0.01065% | 3477 | 0.01075% | 0.0107% |  | 11.0032 | 23.3426 | 25.074 |  | 6094 | 509.2725 | 530.8528 | 528.2584 |  | 6094 | 0.01109% | 0.01127% | 0.01094% | 0.01203% | 0.01171% | 0.01253% |  | 6094 | 0.01127% | 0.01094% | 6094 | 8739 | 0.01063% | 7052 | 0.01073% | 0.01068% |  | 6094 | 0.01171% | 0.01253% | 0.01212% |  | 6094 | 3477 | 0.01068% | 0.01205%
| Sep | 11 | 23 | 6095 | 503.9335 | 539.8122 | 539.2947 | 0.01076% | 0.01099% | 0.01072% | 0.01065% | 7403 | 0.01075% | 0.0107% |  | 11.0044 | 23.3422 | 25.0729 |  | 6095 | 492.9291 | 516.47 | 514.2218 |  | 6095 | 0.01073% | 0.01096% | 0.01065% | 0.01203% | 0.01171% | 0.01253% |  | 6095 | 0.01096% | 0.01065% | 6095 | 6210 | 0.01063% | 2759 | 0.01073% | 0.01068% |  | 6095 | 0.01171% | 0.01253% | 0.01212% |  | 6095 | 7403 | 0.01068% | 0.01185%
| Sep | 12 | 0 | 6096 | 496.5804 | 533.8727 | 530.4238 | 0.0106% | 0.01087% | 0.01055% | 0.01065% | 5981 | 0.01075% | 0.0107% |  | 11.0056 | 23.3417 | 25.0717 |  | 6096 | 485.5748 | 510.531 | 505.3521 |  | 6096 | 0.01057% | 0.01084% | 0.01047% | 0.01203% | 0.01171% | 0.01253% |  | 6096 | 0.01084% | 0.01047% | 6096 | 6209 | 0.01063% | 8638 | 0.01073% | 0.01068% |  | 6096 | 0.01171% | 0.01253% | 0.01212% |  | 6096 | 5981 | 0.01068% | 0.01217%
| Sep | 12 | 1 | 6097 | 492.6497 | 528.9014 | 526.7104 | 0.01051% | 0.01077% | 0.01047% | 0.01065% | 7319 | 0.01075% | 0.0107% |  | 11.0067 | 23.3413 | 25.0706 |  | 6097 | 481.6429 | 505.5601 | 501.6399 |  | 6097 | 0.01048% | 0.01073% | 0.01039% | 0.01203% | 0.01171% | 0.01253% |  | 6097 | 0.01073% | 0.01039% | 6097 | 7051 | 0.01063% | 3462 | 0.01073% | 0.01068% |  | 6097 | 0.01171% | 0.01253% | 0.01212% |  | 6097 | 7319 | 0.01068% | 0.01187%
| Sep | 12 | 2 | 6098 | 491.1067 | 527.6819 | 525.1444 | 0.01048% | 0.01075% | 0.01044% | 0.01065% | 7262 | 0.01075% | 0.0107% |  | 11.0079 | 23.3409 | 25.0694 |  | 6098 | 480.0988 | 504.341 | 500.075 |  | 6098 | 0.01045% | 0.0107% | 0.01036% | 0.01203% | 0.01171% | 0.01253% |  | 6098 | 0.0107% | 0.01036% | 6098 | 2866 | 0.01063% | 623 | 0.01073% | 0.01068% |  | 6098 | 0.01171% | 0.01253% | 0.01212% |  | 6098 | 7262 | 0.01068% | 0.01188%
| Sep | 12 | 3 | 6099 | 490.8027 | 527.4212 | 525.9228 | 0.01048% | 0.01074% | 0.01046% | 0.01065% | 8282 | 0.01075% | 0.0107% |  | 11.009 | 23.3404 | 25.0683 |  | 6099 | 479.7937 | 504.0808 | 500.8545 |  | 6099 | 0.01044% | 0.0107% | 0.01037% | 0.01203% | 0.01171% | 0.01253% |  | 6099 | 0.0107% | 0.01037% | 6099 | 6846 | 0.01063% | 3345 | 0.01073% | 0.01068% |  | 6099 | 0.01171% | 0.01253% | 0.01212% |  | 6099 | 8282 | 0.01068% | 0.01137%
| Sep | 12 | 4 | 6100 | 494.425 | 531.6477 | 523.8222 | 0.01055% | 0.01083% | 0.01042% | 0.01064% | 1998 | 0.01075% | 0.0107% |  | 11.0102 | 23.34 | 25.0672 |  | 6100 | 483.4148 | 508.3077 | 498.7551 |  | 6100 | 0.01052% | 0.01079% | 0.01033% | 0.01203% | 0.01171% | 0.01253% |  | 6100 | 0.01079% | 0.01033% | 6100 | 8584 | 0.01063% | 8167 | 0.01073% | 0.01068% |  | 6100 | 0.01171% | 0.01253% | 0.01212% |  | 6100 | 1998 | 0.01068% | 0.01052%
| Sep | 12 | 5 | 6101 | 503.7173 | 541.8696 | 533.4902 | 0.01075% | 0.01103% | 0.01061% | 0.01064% | 2729 | 0.01075% | 0.0107% |  | 11.0114 | 23.3396 | 25.066 |  | 6101 | 492.7059 | 518.53 | 508.4242 |  | 6101 | 0.01073% | 0.01101% | 0.01053% | 0.01204% | 0.01171% | 0.01253% |  | 6101 | 0.01101% | 0.01053% | 6101 | 1344 | 0.01063% | 5501 | 0.01073% | 0.01068% |  | 6101 | 0.01171% | 0.01253% | 0.01212% |  | 6101 | 2729 | 0.01068% | 0.01126%
| Sep | 12 | 6 | 6102 | 518.8648 | 558.0774 | 547.8561 | 0.01107% | 0.01136% | 0.01089% | 0.01064% | 7721 | 0.01075% | 0.0107% |  | 11.0125 | 23.3391 | 25.0649 |  | 6102 | 507.8523 | 534.7383 | 522.7912 |  | 6102 | 0.01105% | 0.01135% | 0.01083% | 0.01204% | 0.01171% | 0.01253% |  | 6102 | 0.01135% | 0.01083% | 6102 | 591 | 0.01063% | 117 | 0.01072% | 0.01068% |  | 6102 | 0.01171% | 0.01253% | 0.01212% |  | 6102 | 7721 | 0.01068% | 0.01173%
| Sep | 12 | 7 | 6103 | 527.2058 | 565.1713 | 557.149 | 0.01125% | 0.01151% | 0.01108% | 0.01064% | 8135 | 0.01075% | 0.0107% |  | 11.0137 | 23.3387 | 25.0637 |  | 6103 | 516.1921 | 541.8326 | 532.0852 |  | 6103 | 0.01124% | 0.0115% | 0.01102% | 0.01204% | 0.01171% | 0.01253% |  | 6103 | 0.0115% | 0.01102% | 6103 | 2955 | 0.01063% | 480 | 0.01072% | 0.01068% |  | 6103 | 0.01171% | 0.01253% | 0.01212% |  | 6103 | 8135 | 0.01068% | 0.01148%
| Sep | 12 | 8 | 6104 | 525.6769 | 570.757 | 559.5964 | 0.01122% | 0.01162% | 0.01113% | 0.01064% | 7652 | 0.01075% | 0.0107% |  | 11.0149 | 23.3383 | 25.0626 |  | 6104 | 514.662 | 547.4187 | 534.5338 |  | 6104 | 0.0112% | 0.01162% | 0.01107% | 0.01204% | 0.01171% | 0.01253% |  | 6104 | 0.01162% | 0.01107% | 6104 | 6202 | 0.01063% | 1727 | 0.01072% | 0.01068% |  | 6104 | 0.01171% | 0.01253% | 0.01212% |  | 6104 | 7652 | 0.01068% | 0.01176%
| Sep | 12 | 9 | 6105 | 533.9229 | 572.6561 | 564.3976 | 0.0114% | 0.01166% | 0.01122% | 0.01064% | 604 | 0.01075% | 0.0107% |  | 11.016 | 23.3378 | 25.0615 |  | 6105 | 522.9069 | 549.3183 | 539.3361 |  | 6105 | 0.01138% | 0.01166% | 0.01117% | 0.01204% | 0.01171% | 0.01253% |  | 6105 | 0.01166% | 0.01117% | 6105 | 6343 | 0.01063% | 8177 | 0.01072% | 0.01067% |  | 6105 | 0.01171% | 0.01253% | 0.01212% |  | 6105 | 604 | 0.01067% | 0.009395%
| Sep | 12 | 10 | 6106 | 548.6496 | 578.4746 | 570.8398 | 0.01171% | 0.01178% | 0.01135% | 0.01064% | 497 | 0.01075% | 0.0107% |  | 11.0172 | 23.3374 | 25.0604 |  | 6106 | 537.6325 | 555.1372 | 545.7794 |  | 6106 | 0.0117% | 0.01178% | 0.0113% | 0.01204% | 0.01171% | 0.01253% |  | 6106 | 0.01178% | 0.0113% | 6106 | 2069 | 0.01063% | 564 | 0.01072% | 0.01067% |  | 6106 | 0.01171% | 0.01253% | 0.01212% |  | 6106 | 497 | 0.01067% | 0.009331%
| Sep | 12 | 11 | 6107 | 559.9802 | 575.7841 | 572.0213 | 0.01195% | 0.01172% | 0.01137% | 0.01064% | 240 | 0.01075% | 0.01069% |  | 11.0183 | 23.337 | 25.0592 |  | 6107 | 548.9618 | 552.4471 | 546.9621 |  | 6107 | 0.01195% | 0.01173% | 0.01133% | 0.01204% | 0.01171% | 0.01252% |  | 6107 | 0.01173% | 0.01133% | 6107 | 6829 | 0.01063% | 6160 | 0.01072% | 0.01067% |  | 6107 | 0.01171% | 0.01252% | 0.01212% |  | 6107 | 240 | 0.01067% | 0.009207%
| Sep | 12 | 12 | 6108 | 574.492 | 575.7841 | 585.4214 | 0.01226% | 0.01172% | 0.01164% | 0.01064% | 6588 | 0.01075% | 0.01069% |  | 11.0195 | 23.3366 | 25.0581 |  | 6108 | 563.4725 | 552.4476 | 560.3633 |  | 6108 | 0.01227% | 0.01173% | 0.0116% | 0.01204% | 0.01171% | 0.01252% |  | 6108 | 0.01173% | 0.0116% | 6108 | 8574 | 0.01063% | 5309 | 0.01072% | 0.01067% |  | 6108 | 0.01171% | 0.01252% | 0.01212% |  | 6108 | 6588 | 0.01067% | 0.01199%
| Sep | 12 | 13 | 6109 | 590.4834 | 579.7127 | 598.1557 | 0.0126% | 0.0118% | 0.01189% | 0.01064% | 2801 | 0.01075% | 0.01069% |  | 11.0207 | 23.3361 | 25.057 |  | 6109 | 579.4627 | 556.3766 | 573.0987 |  | 6109 | 0.01261% | 0.01181% | 0.01187% | 0.01205% | 0.01171% | 0.01252% |  | 6109 | 0.01181% | 0.01187% | 6109 | 2673 | 0.01063% | 8743 | 0.01072% | 0.01067% |  | 6109 | 0.01171% | 0.01252% | 0.01212% |  | 6109 | 2801 | 0.01067% | 0.01134%
| Sep | 12 | 14 | 6110 | 609.6319 | 579.089 | 603.0975 | 0.01301% | 0.01179% | 0.01199% | 0.01064% | 8622 | 0.01075% | 0.01069% |  | 11.0218 | 23.3357 | 25.0559 |  | 6110 | 598.6101 | 555.7533 | 578.0416 |  | 6110 | 0.01303% | 0.0118% | 0.01197% | 0.01205% | 0.01171% | 0.01252% |  | 6110 | 0.0118% | 0.01197% | 6110 | 6504 | 0.01062% | 281 | 0.01072% | 0.01067% |  | 6110 | 0.01171% | 0.01252% | 0.01212% |  | 6110 | 8622 | 0.01067% | 0.01109%
| Sep | 12 | 15 | 6111 | 618.4132 | 579.2752 | 614.8753 | 0.0132% | 0.0118% | 0.01223% | 0.01064% | 576 | 0.01074% | 0.01069% |  | 11.023 | 23.3353 | 25.0547 |  | 6111 | 607.3902 | 555.9399 | 589.8206 |  | 6111 | 0.01322% | 0.0118% | 0.01221% | 0.01205% | 0.01171% | 0.01252% |  | 6111 | 0.0118% | 0.01221% | 6111 | 6208 | 0.01062% | 8708 | 0.01072% | 0.01067% |  | 6111 | 0.01171% | 0.01252% | 0.01212% |  | 6111 | 576 | 0.01067% | 0.009378%
| Sep | 12 | 16 | 6112 | 622.5566 | 585.466 | 618.0823 | 0.01329% | 0.01192% | 0.01229% | 0.01064% | 6444 | 0.01074% | 0.01069% |  | 11.0242 | 23.3348 | 25.0536 |  | 6112 | 611.5324 | 562.1312 | 593.0287 |  | 6112 | 0.01331% | 0.01193% | 0.01228% | 0.01205% | 0.01171% | 0.01252% |  | 6112 | 0.01193% | 0.01228% | 6112 | 2635 | 0.01062% | 412 | 0.01072% | 0.01067% |  | 6112 | 0.01171% | 0.01252% | 0.01212% |  | 6112 | 6444 | 0.01067% | 0.01202%
| Sep | 12 | 17 | 6113 | 611.339 | 582.5987 | 619.7608 | 0.01305% | 0.01186% | 0.01232% | 0.01064% | 603 | 0.01074% | 0.01069% |  | 11.0253 | 23.3344 | 25.0525 |  | 6113 | 600.3137 | 559.2643 | 594.7083 |  | 6113 | 0.01307% | 0.01187% | 0.01232% | 0.01205% | 0.01171% | 0.01252% |  | 6113 | 0.01187% | 0.01232% | 6113 | 630 | 0.01062% | 2728 | 0.01072% | 0.01067% |  | 6113 | 0.01171% | 0.01252% | 0.01212% |  | 6113 | 603 | 0.01067% | 0.009395%
| Sep | 12 | 18 | 6114 | 591.1417 | 579.601 | 612.9061 | 0.01262% | 0.0118% | 0.01219% | 0.01064% | 1574 | 0.01074% | 0.01069% |  | 11.0265 | 23.334 | 25.0514 |  | 6114 | 580.1152 | 556.267 | 587.8547 |  | 6114 | 0.01263% | 0.01181% | 0.01217% | 0.01205% | 0.01171% | 0.01252% |  | 6114 | 0.01181% | 0.01217% | 6114 | 3319 | 0.01062% | 158 | 0.01072% | 0.01067% |  | 6114 | 0.01171% | 0.01252% | 0.01211% |  | 6114 | 1574 | 0.01067% | 0.01017%
| Sep | 12 | 19 | 6115 | 584.6741 | 579.3217 | 602.291 | 0.01248% | 0.0118% | 0.01198% | 0.01064% | 1805 | 0.01074% | 0.01069% |  | 11.0276 | 23.3336 | 25.0503 |  | 6115 | 573.6465 | 555.9882 | 577.2408 |  | 6115 | 0.01249% | 0.0118% | 0.01195% | 0.01205% | 0.01171% | 0.01252% |  | 6115 | 0.0118% | 0.01195% | 6115 | 6566 | 0.01062% | 7030 | 0.01072% | 0.01067% |  | 6115 | 0.01171% | 0.01252% | 0.01211% |  | 6115 | 1805 | 0.01067% | 0.01035%
| Sep | 12 | 20 | 6116 | 576.4233 | 575.5979 | 592.6137 | 0.0123% | 0.01172% | 0.01178% | 0.01064% | 255 | 0.01074% | 0.01069% |  | 11.0288 | 23.3331 | 25.0492 |  | 6116 | 565.3945 | 552.2648 | 567.5646 |  | 6116 | 0.01231% | 0.01172% | 0.01175% | 0.01205% | 0.01171% | 0.01252% |  | 6116 | 0.01172% | 0.01175% | 6116 | 1462 | 0.01062% | 1877 | 0.01072% | 0.01067% |  | 6116 | 0.01171% | 0.01252% | 0.01211% |  | 6116 | 255 | 0.01067% | 0.009213%
| Sep | 12 | 21 | 6117 | 555.8521 | 560.982 | 578.3978 | 0.01186% | 0.01142% | 0.0115% | 0.01064% | 8232 | 0.01074% | 0.01069% |  | 11.03 | 23.3327 | 25.048 |  | 6117 | 544.8221 | 537.6493 | 553.3498 |  | 6117 | 0.01186% | 0.01141% | 0.01146% | 0.01206% | 0.01171% | 0.01252% |  | 6117 | 0.01141% | 0.01146% | 6117 | 3142 | 0.01062% | 3368 | 0.01072% | 0.01067% |  | 6117 | 0.01171% | 0.01252% | 0.01211% |  | 6117 | 8232 | 0.01067% | 0.0114%
| Sep | 12 | 22 | 6118 | 531.3311 | 544.8393 | 558.5649 | 0.01134% | 0.01109% | 0.01111% | 0.01064% | 7748 | 0.01074% | 0.01069% |  | 11.0311 | 23.3323 | 25.0469 |  | 6118 | 520.3 | 521.507 | 533.518 |  | 6118 | 0.01133% | 0.01107% | 0.01105% | 0.01206% | 0.01171% | 0.01252% |  | 6118 | 0.01107% | 0.01105% | 6118 | 875 | 0.01062% | 439 | 0.01072% | 0.01067% |  | 6118 | 0.01171% | 0.01252% | 0.01211% |  | 6118 | 7748 | 0.01067% | 0.01172%
| Sep | 12 | 23 | 6119 | 515.7413 | 533.9192 | 544.1896 | 0.01101% | 0.01087% | 0.01082% | 0.01064% | 5306 | 0.01074% | 0.01069% |  | 11.0323 | 23.3319 | 25.0458 |  | 6119 | 504.709 | 510.5874 | 519.1438 |  | 6119 | 0.01099% | 0.01084% | 0.01075% | 0.01206% | 0.01171% | 0.01252% |  | 6119 | 0.01084% | 0.01075% | 6119 | 3531 | 0.01062% | 147 | 0.01072% | 0.01067% |  | 6119 | 0.01171% | 0.01252% | 0.01211% |  | 6119 | 5306 | 0.01067% | 0.01253%
| Sep | 13 | 0 | 6120 | 503.9586 | 526.8068 | 534.9249 | 0.01076% | 0.01073% | 0.01064% | 0.01064% | 7320 | 0.01074% | 0.01069% |  | 11.0335 | 23.3315 | 25.0447 |  | 6120 | 492.9251 | 503.4753 | 509.8802 |  | 6120 | 0.01073% | 0.01069% | 0.01056% | 0.01206% | 0.01171% | 0.01252% |  | 6120 | 0.01069% | 0.01056% | 6120 | 6207 | 0.01062% | 7185 | 0.01072% | 0.01067% |  | 6120 | 0.01171% | 0.01252% | 0.01211% |  | 6120 | 7320 | 0.01067% | 0.01187%
| Sep | 13 | 1 | 6121 | 499.5469 | 522.9154 | 528.7453 | 0.01066% | 0.01065% | 0.01051% | 0.01064% | 804 | 0.01074% | 0.01069% |  | 11.0346 | 23.331 | 25.0436 |  | 6121 | 488.5123 | 499.5844 | 503.7017 |  | 6121 | 0.01063% | 0.0106% | 0.01043% | 0.01206% | 0.01171% | 0.01252% |  | 6121 | 0.0106% | 0.01043% | 6121 | 1578 | 0.01062% | 6554 | 0.01072% | 0.01067% |  | 6121 | 0.01171% | 0.01252% | 0.01211% |  | 6121 | 804 | 0.01067% | 0.009531%
| Sep | 13 | 2 | 6122 | 494.7861 | 522.1334 | 530.2738 | 0.01056% | 0.01063% | 0.01054% | 0.01064% | 1724 | 0.01074% | 0.01069% |  | 11.0358 | 23.3306 | 25.0425 |  | 6122 | 483.7503 | 498.8028 | 505.2313 |  | 6122 | 0.01053% | 0.01059% | 0.01046% | 0.01206% | 0.01171% | 0.01252% |  | 6122 | 0.01059% | 0.01046% | 6122 | 2870 | 0.01062% | 6296 | 0.01072% | 0.01067% |  | 6122 | 0.01171% | 0.01252% | 0.01211% |  | 6122 | 1724 | 0.01067% | 0.01029%
| Sep | 13 | 3 | 6123 | 492.0348 | 523.0178 | 534.4842 | 0.0105% | 0.01065% | 0.01063% | 0.01064% | 78 | 0.01074% | 0.01069% |  | 11.0369 | 23.3302 | 25.0414 |  | 6123 | 480.9979 | 499.6876 | 509.4427 |  | 6123 | 0.01047% | 0.01061% | 0.01055% | 0.01206% | 0.01171% | 0.01252% |  | 6123 | 0.01061% | 0.01055% | 6123 | 6790 | 0.01062% | 5671 | 0.01072% | 0.01067% |  | 6123 | 0.01171% | 0.01252% | 0.01211% |  | 6123 | 78 | 0.01067% | 0.009149%
| Sep | 13 | 4 | 6124 | 496.9457 | 527.6819 | 535.5532 | 0.01061% | 0.01075% | 0.01065% | 0.01064% | 156 | 0.01074% | 0.01069% |  | 11.0381 | 23.3298 | 25.0403 |  | 6124 | 485.9075 | 504.3521 | 510.5129 |  | 6124 | 0.01058% | 0.0107% | 0.01057% | 0.01206% | 0.01171% | 0.01252% |  | 6124 | 0.0107% | 0.01057% | 6124 | 2789 | 0.01062% | 2808 | 0.01072% | 0.01067% |  | 6124 | 0.01171% | 0.01252% | 0.01211% |  | 6124 | 156 | 0.01067% | 0.009176%
| Sep | 13 | 5 | 6125 | 511.2974 | 541.6461 | 550.5286 | 0.01091% | 0.01103% | 0.01095% | 0.01064% | 579 | 0.01074% | 0.01069% |  | 11.0393 | 23.3294 | 25.0392 |  | 6125 | 500.2581 | 518.3168 | 525.4894 |  | 6125 | 0.01089% | 0.011% | 0.01088% | 0.01207% | 0.01171% | 0.01251% |  | 6125 | 0.011% | 0.01088% | 6125 | 7026 | 0.01062% | 6053 | 0.01072% | 0.01067% |  | 6125 | 0.01171% | 0.01251% | 0.01211% |  | 6125 | 579 | 0.01067% | 0.00938%
| Sep | 13 | 6 | 6126 | 526.0631 | 557.4258 | 562.1189 | 0.01123% | 0.01135% | 0.01118% | 0.01064% | 7411 | 0.01074% | 0.01069% |  | 11.0404 | 23.329 | 25.0381 |  | 6126 | 515.0227 | 534.0968 | 537.0808 |  | 6126 | 0.01121% | 0.01134% | 0.01112% | 0.01207% | 0.01171% | 0.01251% |  | 6126 | 0.01134% | 0.01112% | 6126 | 6639 | 0.01062% | 3516 | 0.01072% | 0.01067% |  | 6126 | 0.01171% | 0.01251% | 0.01211% |  | 6126 | 7411 | 0.01067% | 0.01185%
| Sep | 13 | 7 | 6127 | 532.0721 | 563.9424 | 570.0614 | 0.01136% | 0.01148% | 0.01134% | 0.01064% | 5308 | 0.01074% | 0.01069% |  | 11.0416 | 23.3285 | 25.0371 |  | 6127 | 521.0305 | 540.6139 | 545.0244 |  | 6127 | 0.01134% | 0.01147% | 0.01129% | 0.01207% | 0.01171% | 0.01251% |  | 6127 | 0.01147% | 0.01129% | 6127 | 2869 | 0.01062% | 7437 | 0.01072% | 0.01067% |  | 6127 | 0.01171% | 0.01251% | 0.01211% |  | 6127 | 5308 | 0.01067% | 0.01253%
| Sep | 13 | 8 | 6128 | 540.4687 | 568.0014 | 576.738 | 0.01154% | 0.01157% | 0.01147% | 0.01064% | 8485 | 0.01074% | 0.01069% |  | 11.0428 | 23.3281 | 25.036 |  | 6128 | 529.426 | 544.6732 | 551.7021 |  | 6128 | 0.01152% | 0.01156% | 0.01142% | 0.01207% | 0.01171% | 0.01251% |  | 6128 | 0.01156% | 0.01142% | 6128 | 6735 | 0.01062% | 7866 | 0.01072% | 0.01067% |  | 6128 | 0.01171% | 0.01251% | 0.01211% |  | 6128 | 8485 | 0.01067% | 0.0112%
| Sep | 13 | 9 | 6129 | 546.7849 | 569.3606 | 581.0985 | 0.01167% | 0.01159% | 0.01155% | 0.01064% | 254 | 0.01074% | 0.01069% |  | 11.0439 | 23.3277 | 25.0349 |  | 6129 | 535.741 | 546.0328 | 556.0636 |  | 6129 | 0.01166% | 0.01159% | 0.01152% | 0.01207% | 0.01171% | 0.01251% |  | 6129 | 0.01159% | 0.01152% | 6129 | 6457 | 0.01062% | 5978 | 0.01072% | 0.01067% |  | 6129 | 0.01171% | 0.01251% | 0.01211% |  | 6129 | 254 | 0.01067% | 0.009213%
| Sep | 13 | 10 | 6130 | 553.7945 | 568.9789 | 587.2312 | 0.01182% | 0.01159% | 0.01168% | 0.01064% | 7501 | 0.01074% | 0.01069% |  | 11.0451 | 23.3273 | 25.0338 |  | 6130 | 542.7494 | 545.6516 | 562.1974 |  | 6130 | 0.01181% | 0.01158% | 0.01164% | 0.01207% | 0.0117% | 0.01251% |  | 6130 | 0.01158% | 0.01164% | 6130 | 7113 | 0.01062% | 7065 | 0.01072% | 0.01067% |  | 6130 | 0.0117% | 0.01251% | 0.01211% |  | 6130 | 7501 | 0.01067% | 0.01182%
| Sep | 13 | 11 | 6131 | 555.631 | 571.809 | 590.0443 | 0.01186% | 0.01164% | 0.01173% | 0.01064% | 3169 | 0.01074% | 0.01069% |  | 11.0463 | 23.3269 | 25.0327 |  | 6131 | 544.5847 | 548.4821 | 565.0116 |  | 6131 | 0.01185% | 0.01164% | 0.0117% | 0.01207% | 0.0117% | 0.01251% |  | 6131 | 0.01164% | 0.0117% | 6131 | 2637 | 0.01062% | 2799 | 0.01071% | 0.01067% |  | 6131 | 0.0117% | 0.01251% | 0.01211% |  | 6131 | 3169 | 0.01067% | 0.01174%
| Sep | 13 | 12 | 6132 | 558.9469 | 578.7632 | 593.1013 | 0.01193% | 0.01179% | 0.01179% | 0.01064% | 685 | 0.01074% | 0.01069% |  | 11.0474 | 23.3265 | 25.0316 |  | 6132 | 547.8995 | 555.4367 | 568.0697 |  | 6132 | 0.01193% | 0.01179% | 0.01176% | 0.01207% | 0.0117% | 0.01251% |  | 6132 | 0.01179% | 0.01176% | 6132 | 460 | 0.01062% | 7616 | 0.01071% | 0.01067% |  | 6132 | 0.0117% | 0.01251% | 0.01211% |  | 6132 | 685 | 0.01067% | 0.009448%
| Sep | 13 | 13 | 6133 | 562.1476 | 578.6701 | 598.2869 | 0.012% | 0.01178% | 0.0119% | 0.01064% | 8631 | 0.01074% | 0.01069% |  | 11.0486 | 23.3261 | 25.0305 |  | 6133 | 551.099 | 555.344 | 573.2564 |  | 6133 | 0.012% | 0.01179% | 0.01187% | 0.01208% | 0.0117% | 0.01251% |  | 6133 | 0.01179% | 0.01187% | 6133 | 1109 | 0.01062% | 6846 | 0.01071% | 0.01067% |  | 6133 | 0.0117% | 0.01251% | 0.01211% |  | 6133 | 8631 | 0.01067% | 0.01108%
| Sep | 13 | 14 | 6134 | 564.968 | 581.8539 | 598.2869 | 0.01206% | 0.01185% | 0.0119% | 0.01064% | 2802 | 0.01074% | 0.01069% |  | 11.0497 | 23.3257 | 25.0295 |  | 6134 | 553.9183 | 558.5283 | 573.2575 |  | 6134 | 0.01206% | 0.01185% | 0.01187% | 0.01208% | 0.0117% | 0.01251% |  | 6134 | 0.01185% | 0.01187% | 6134 | 2867 | 0.01062% | 7520 | 0.01071% | 0.01067% |  | 6134 | 0.0117% | 0.01251% | 0.01211% |  | 6134 | 2802 | 0.01067% | 0.01134%
| Sep | 13 | 15 | 6135 | 565.6464 | 585.7081 | 599.4497 | 0.01207% | 0.01193% | 0.01192% | 0.01064% | 6807 | 0.01074% | 0.01069% |  | 11.0509 | 23.3252 | 25.0284 |  | 6135 | 554.5955 | 562.3828 | 574.4213 |  | 6135 | 0.01207% | 0.01194% | 0.0119% | 0.01208% | 0.0117% | 0.01251% |  | 6135 | 0.01194% | 0.0119% | 6135 | 8043 | 0.01062% | 2071 | 0.01071% | 0.01067% |  | 6135 | 0.0117% | 0.01251% | 0.01211% |  | 6135 | 6807 | 0.01067% | 0.01196%
| Sep | 13 | 16 | 6136 | 564.974 | 587.4862 | 594.5642 | 0.01206% | 0.01196% | 0.01182% | 0.01064% | 7519 | 0.01074% | 0.01069% |  | 11.0521 | 23.3248 | 25.0273 |  | 6136 | 553.9219 | 564.1613 | 569.5369 |  | 6136 | 0.01206% | 0.01197% | 0.01179% | 0.01208% | 0.0117% | 0.01251% |  | 6136 | 0.01197% | 0.01179% | 6136 | 3311 | 0.01062% | 5688 | 0.01071% | 0.01066% |  | 6136 | 0.0117% | 0.01251% | 0.01211% |  | 6136 | 7519 | 0.01066% | 0.01181%
| Sep | 13 | 17 | 6137 | 567.3512 | 583.8182 | 581.1922 | 0.01211% | 0.01189% | 0.01156% | 0.01063% | 7638 | 0.01074% | 0.01069% |  | 11.0532 | 23.3244 | 25.0262 |  | 6137 | 556.2979 | 560.4938 | 556.166 |  | 6137 | 0.01211% | 0.0119% | 0.01152% | 0.01208% | 0.0117% | 0.01251% |  | 6137 | 0.0119% | 0.01152% | 6137 | 8281 | 0.01062% | 6295 | 0.01071% | 0.01066% |  | 6137 | 0.0117% | 0.01251% | 0.01211% |  | 6137 | 7638 | 0.01066% | 0.01177%
| Sep | 13 | 18 | 6138 | 556.1956 | 579.0331 | 569.1143 | 0.01187% | 0.01179% | 0.01132% | 0.01063% | 8704 | 0.01074% | 0.01069% |  | 11.0544 | 23.324 | 25.0252 |  | 6138 | 545.1412 | 555.7091 | 544.0892 |  | 6138 | 0.01187% | 0.01179% | 0.01127% | 0.01208% | 0.0117% | 0.01251% |  | 6138 | 0.01179% | 0.01127% | 6138 | 1025 | 0.01062% | 8578 | 0.01071% | 0.01066% |  | 6138 | 0.0117% | 0.01251% | 0.01211% |  | 6138 | 8704 | 0.01066% | 0.01102%
| Sep | 13 | 19 | 6139 | 553.6327 | 577.8602 | 564.4632 | 0.01182% | 0.01177% | 0.01122% | 0.01063% | 218 | 0.01074% | 0.01069% |  | 11.0556 | 23.3236 | 25.0241 |  | 6139 | 542.5771 | 554.5365 | 539.4391 |  | 6139 | 0.01181% | 0.01177% | 0.01117% | 0.01208% | 0.0117% | 0.01251% |  | 6139 | 0.01177% | 0.01117% | 6139 | 7858 | 0.01062% | 3169 | 0.01071% | 0.01066% |  | 6139 | 0.0117% | 0.01251% | 0.01211% |  | 6139 | 218 | 0.01066% | 0.009199%
| Sep | 13 | 20 | 6140 | 548.3358 | 576.4823 | 557.6835 | 0.0117% | 0.01174% | 0.01109% | 0.01063% | 203 | 0.01074% | 0.01069% |  | 11.0567 | 23.3232 | 25.023 |  | 6140 | 537.279 | 553.1591 | 532.6605 |  | 6140 | 0.0117% | 0.01174% | 0.01103% | 0.01209% | 0.0117% | 0.01251% |  | 6140 | 0.01174% | 0.01103% | 6140 | 6749 | 0.01061% | 541 | 0.01071% | 0.01066% |  | 6140 | 0.0117% | 0.01251% | 0.0121% |  | 6140 | 203 | 0.01066% | 0.009193%
| Sep | 13 | 21 | 6141 | 529.897 | 562.2946 | 548.25 | 0.01131% | 0.01145% | 0.0109% | 0.01063% | 70 | 0.01074% | 0.01068% |  | 11.0579 | 23.3228 | 25.022 |  | 6141 | 518.8391 | 538.9718 | 523.228 |  | 6141 | 0.01129% | 0.01144% | 0.01084% | 0.01209% | 0.0117% | 0.01251% |  | 6141 | 0.01144% | 0.01084% | 6141 | 6410 | 0.01061% | 6814 | 0.01071% | 0.01066% |  | 6141 | 0.0117% | 0.01251% | 0.0121% |  | 6141 | 70 | 0.01066% | 0.009146%
| Sep | 13 | 22 | 6142 | 516.2489 | 549.1775 | 534.728 | 0.01102% | 0.01118% | 0.01063% | 0.01063% | 6618 | 0.01074% | 0.01068% |  | 11.0591 | 23.3224 | 25.0209 |  | 6142 | 505.1898 | 525.8551 | 509.7071 |  | 6142 | 0.011% | 0.01116% | 0.01056% | 0.01209% | 0.0117% | 0.01251% |  | 6142 | 0.01116% | 0.01056% | 6142 | 5717 | 0.01061% | 2727 | 0.01071% | 0.01066% |  | 6142 | 0.0117% | 0.01251% | 0.0121% |  | 6142 | 6618 | 0.01066% | 0.01198%
| Sep | 13 | 23 | 6143 | 501.9636 | 540.0915 | 522.2844 | 0.01071% | 0.011% | 0.01039% | 0.01063% | 3172 | 0.01074% | 0.01068% |  | 11.0602 | 23.322 | 25.0198 |  | 6143 | 490.9034 | 516.7695 | 497.2646 |  | 6143 | 0.01069% | 0.01097% | 0.0103% | 0.01209% | 0.0117% | 0.01251% |  | 6143 | 0.01097% | 0.0103% | 6143 | 6808 | 0.01061% | 6021 | 0.01071% | 0.01066% |  | 6143 | 0.0117% | 0.01251% | 0.0121% |  | 6143 | 3172 | 0.01066% | 0.01174%
| Sep | 14 | 0 | 6144 | 492.8464 | 532.197 | 514.4638 | 0.01052% | 0.01084% | 0.01023% | 0.01063% | 277 | 0.01074% | 0.01068% |  | 11.0614 | 23.3216 | 25.0188 |  | 6144 | 481.785 | 508.8754 | 489.445 |  | 6144 | 0.01049% | 0.0108% | 0.01014% | 0.01209% | 0.0117% | 0.0125% |  | 6144 | 0.0108% | 0.01014% | 6144 | 7257 | 0.01061% | 8679 | 0.01071% | 0.01066% |  | 6144 | 0.0117% | 0.0125% | 0.0121% |  | 6144 | 277 | 0.01066% | 0.009222%
| Sep | 14 | 1 | 6145 | 489.1206 | 529.6369 | 511.2567 | 0.01044% | 0.01079% | 0.01017% | 0.01063% | 7035 | 0.01073% | 0.01068% |  | 11.0626 | 23.3212 | 25.0177 |  | 6145 | 478.058 | 506.3157 | 486.239 |  | 6145 | 0.01041% | 0.01075% | 0.01007% | 0.01209% | 0.0117% | 0.0125% |  | 6145 | 0.01075% | 0.01007% | 6145 | 7826 | 0.01061% | 7012 | 0.01071% | 0.01066% |  | 6145 | 0.0117% | 0.0125% | 0.0121% |  | 6145 | 7035 | 0.01066% | 0.01193%
| Sep | 14 | 2 | 6146 | 486.1048 | 528.4918 | 508.4436 | 0.01037% | 0.01076% | 0.01011% | 0.01063% | 3344 | 0.01073% | 0.01068% |  | 11.0637 | 23.3208 | 25.0167 |  | 6146 | 475.0411 | 505.171 | 483.4269 |  | 6146 | 0.01034% | 0.01072% | 0.01001% | 0.01209% | 0.0117% | 0.0125% |  | 6146 | 0.01072% | 0.01001% | 6146 | 2668 | 0.01061% | 7622 | 0.01071% | 0.01066% |  | 6146 | 0.0117% | 0.0125% | 0.0121% |  | 6146 | 3344 | 0.01066% | 0.01192%
| Sep | 14 | 3 | 6147 | 483.8685 | 526.6485 | 507.9466 | 0.01033% | 0.01072% | 0.0101% | 0.01063% | 6572 | 0.01073% | 0.01068% |  | 11.0649 | 23.3204 | 25.0156 |  | 6147 | 472.8036 | 503.3281 | 482.931 |  | 6147 | 0.01029% | 0.01068% | 0.01% | 0.01209% | 0.0117% | 0.0125% |  | 6147 | 0.01068% | 0.01% | 6147 | 6316 | 0.01061% | 6011 | 0.01071% | 0.01066% |  | 6147 | 0.0117% | 0.0125% | 0.0121% |  | 6147 | 6572 | 0.01066% | 0.01199%
| Sep | 14 | 4 | 6148 | 486.8956 | 532.6345 | 508.8468 | 0.01039% | 0.01085% | 0.01012% | 0.01063% | 6680 | 0.01073% | 0.01068% |  | 11.0661 | 23.32 | 25.0145 |  | 6148 | 475.8296 | 509.3145 | 483.8322 |  | 6148 | 0.01036% | 0.01081% | 0.01002% | 0.0121% | 0.0117% | 0.0125% |  | 6148 | 0.01081% | 0.01002% | 6148 | 2631 | 0.01061% | 2809 | 0.01071% | 0.01066% |  | 6148 | 0.0117% | 0.0125% | 0.0121% |  | 6148 | 6680 | 0.01066% | 0.01197%
| Sep | 14 | 5 | 6149 | 499.5397 | 548.1442 | 513.7886 | 0.01066% | 0.01116% | 0.01022% | 0.01063% | 7364 | 0.01073% | 0.01068% |  | 11.0672 | 23.3196 | 25.0135 |  | 6149 | 488.4725 | 524.8246 | 488.7751 |  | 6149 | 0.01063% | 0.01114% | 0.01012% | 0.0121% | 0.0117% | 0.0125% |  | 6149 | 0.01114% | 0.01012% | 6149 | 407 | 0.01061% | 2820 | 0.01071% | 0.01066% |  | 6149 | 0.0117% | 0.0125% | 0.0121% |  | 6149 | 7364 | 0.01066% | 0.01186%
| Sep | 14 | 6 | 6150 | 516.0888 | 562.6019 | 516.5361 | 0.01101% | 0.01146% | 0.01027% | 0.01063% | 6866 | 0.01073% | 0.01068% |  | 11.0684 | 23.3192 | 25.0124 |  | 6150 | 505.0204 | 539.2827 | 491.5237 |  | 6150 | 0.01099% | 0.01145% | 0.01018% | 0.0121% | 0.0117% | 0.0125% |  | 6150 | 0.01145% | 0.01018% | 6150 | 2564 | 0.01061% | 8701 | 0.01071% | 0.01066% |  | 6150 | 0.0117% | 0.0125% | 0.0121% |  | 6150 | 6866 | 0.01066% | 0.01195%
| Sep | 14 | 7 | 6151 | 521.7893 | 572.5444 | 522.4063 | 0.01114% | 0.01166% | 0.01039% | 0.01063% | 7393 | 0.01073% | 0.01068% |  | 11.0696 | 23.3188 | 25.0114 |  | 6151 | 510.7198 | 549.2256 | 497.3949 |  | 6151 | 0.01112% | 0.01166% | 0.0103% | 0.0121% | 0.0117% | 0.0125% |  | 6151 | 0.01166% | 0.0103% | 6151 | 7399 | 0.01061% | 3172 | 0.01071% | 0.01066% |  | 6151 | 0.0117% | 0.0125% | 0.0121% |  | 6151 | 7393 | 0.01066% | 0.01185%
| Sep | 14 | 8 | 6152 | 526.6109 | 569.8726 | 537.7475 | 0.01124% | 0.0116% | 0.01069% | 0.01063% | 8171 | 0.01073% | 0.01068% |  | 11.0707 | 23.3184 | 25.0103 |  | 6152 | 515.5402 | 546.5542 | 512.7371 |  | 6152 | 0.01122% | 0.0116% | 0.01062% | 0.0121% | 0.0117% | 0.0125% |  | 6152 | 0.0116% | 0.01062% | 6152 | 8438 | 0.01061% | 7046 | 0.01071% | 0.01066% |  | 6152 | 0.0117% | 0.0125% | 0.0121% |  | 6152 | 8171 | 0.01066% | 0.01145%
| Sep | 14 | 9 | 6153 | 529.4343 | 567.9641 | 541.1795 | 0.0113% | 0.01157% | 0.01076% | 0.01063% | 6983 | 0.01073% | 0.01068% |  | 11.0719 | 23.318 | 25.0093 |  | 6153 | 518.3624 | 544.6461 | 516.1702 |  | 6153 | 0.01128% | 0.01156% | 0.01069% | 0.0121% | 0.0117% | 0.0125% |  | 6153 | 0.01156% | 0.01069% | 6153 | 984 | 0.01061% | 577 | 0.01071% | 0.01066% |  | 6153 | 0.0117% | 0.0125% | 0.0121% |  | 6153 | 6983 | 0.01066% | 0.01193%
| Sep | 14 | 10 | 6154 | 530.7648 | 573.7733 | 544.349 | 0.01133% | 0.01168% | 0.01082% | 0.01063% | 641 | 0.01073% | 0.01068% |  | 11.0731 | 23.3176 | 25.0083 |  | 6154 | 519.6917 | 550.4557 | 519.3408 |  | 6154 | 0.01131% | 0.01168% | 0.01075% | 0.0121% | 0.0117% | 0.0125% |  | 6154 | 0.01168% | 0.01075% | 6154 | 8736 | 0.01061% | 7488 | 0.01071% | 0.01066% |  | 6154 | 0.0117% | 0.0125% | 0.0121% |  | 6154 | 641 | 0.01066% | 0.009419%
| Sep | 14 | 11 | 6155 | 533.9918 | 568.1131 | 547.4904 | 0.0114% | 0.01157% | 0.01089% | 0.01063% | 771 | 0.01073% | 0.01068% |  | 11.0742 | 23.3172 | 25.0072 |  | 6155 | 522.9175 | 544.7959 | 522.4832 |  | 6155 | 0.01138% | 0.01156% | 0.01082% | 0.0121% | 0.0117% | 0.0125% |  | 6155 | 0.01156% | 0.01082% | 6155 | 2875 | 0.01061% | 2835 | 0.01071% | 0.01066% |  | 6155 | 0.0117% | 0.0125% | 0.0121% |  | 6155 | 771 | 0.01066% | 0.009507%
| Sep | 14 | 12 | 6156 | 537.0635 | 570.5801 | 547.5842 | 0.01146% | 0.01162% | 0.01089% | 0.01063% | 8281 | 0.01073% | 0.01068% |  | 11.0754 | 23.3168 | 25.0062 |  | 6156 | 525.9881 | 547.2633 | 522.578 |  | 6156 | 0.01145% | 0.01162% | 0.01082% | 0.01211% | 0.0117% | 0.0125% |  | 6156 | 0.01162% | 0.01082% | 6156 | 3078 | 0.01061% | 7048 | 0.01071% | 0.01066% |  | 6156 | 0.0117% | 0.0125% | 0.0121% |  | 6156 | 8281 | 0.01066% | 0.01137%
| Sep | 14 | 13 | 6157 | 541.7387 | 571.9579 | 547.256 | 0.01156% | 0.01165% | 0.01088% | 0.01063% | 2800 | 0.01073% | 0.01068% |  | 11.0766 | 23.3164 | 25.0051 |  | 6157 | 530.6621 | 548.6415 | 522.2508 |  | 6157 | 0.01155% | 0.01164% | 0.01081% | 0.01211% | 0.0117% | 0.0125% |  | 6157 | 0.01164% | 0.01081% | 6157 | 7947 | 0.01061% | 806 | 0.01071% | 0.01066% |  | 6157 | 0.0117% | 0.0125% | 0.0121% |  | 6157 | 2800 | 0.01066% | 0.01134%
| Sep | 14 | 14 | 6158 | 544.5737 | 571.3063 | 545.2024 | 0.01162% | 0.01163% | 0.01084% | 0.01063% | 6247 | 0.01073% | 0.01068% |  | 11.0777 | 23.316 | 25.0041 |  | 6158 | 533.496 | 547.9902 | 520.1983 |  | 6158 | 0.01161% | 0.01163% | 0.01077% | 0.01211% | 0.0117% | 0.0125% |  | 6158 | 0.01163% | 0.01077% | 6158 | 7847 | 0.01061% | 92 | 0.01071% | 0.01066% |  | 6158 | 0.0117% | 0.0125% | 0.0121% |  | 6158 | 6247 | 0.01066% | 0.01207%
| Sep | 14 | 15 | 6159 | 551.8877 | 572.563 | 545.1555 | 0.01178% | 0.01166% | 0.01084% | 0.01063% | 116 | 0.01073% | 0.01068% |  | 11.0789 | 23.3156 | 25.0031 |  | 6159 | 540.8088 | 549.2474 | 520.1524 |  | 6159 | 0.01177% | 0.01166% | 0.01077% | 0.01211% | 0.0117% | 0.0125% |  | 6159 | 0.01166% | 0.01077% | 6159 | 2816 | 0.01061% | 7034 | 0.01071% | 0.01066% |  | 6159 | 0.0117% | 0.0125% | 0.0121% |  | 6159 | 116 | 0.01066% | 0.009162%
| Sep | 14 | 16 | 6160 | 550.6038 | 573.7919 | 542.8205 | 0.01175% | 0.01168% | 0.01079% | 0.01063% | 91 | 0.01073% | 0.01068% |  | 11.0801 | 23.3152 | 25.002 |  | 6160 | 539.5237 | 550.4767 | 517.8185 |  | 6160 | 0.01174% | 0.01168% | 0.01072% | 0.01211% | 0.0117% | 0.0125% |  | 6160 | 0.01168% | 0.01072% | 6160 | 7101 | 0.01061% | 8725 | 0.01071% | 0.01066% |  | 6160 | 0.0117% | 0.0125% | 0.0121% |  | 6160 | 91 | 0.01066% | 0.009153%
| Sep | 14 | 17 | 6161 | 546.8415 | 573.5498 | 541.2358 | 0.01167% | 0.01168% | 0.01076% | 0.01063% | 8205 | 0.01073% | 0.01068% |  | 11.0812 | 23.3148 | 25.001 |  | 6161 | 535.7602 | 550.235 | 516.2348 |  | 6161 | 0.01166% | 0.01168% | 0.01069% | 0.01211% | 0.0117% | 0.0125% |  | 6161 | 0.01168% | 0.01069% | 6161 | 6836 | 0.01061% | 6249 | 0.01071% | 0.01066% |  | 6161 | 0.0117% | 0.0125% | 0.0121% |  | 6161 | 8205 | 0.01066% | 0.01143%
| Sep | 14 | 18 | 6162 | 540.5011 | 564.3334 | 538.8352 | 0.01154% | 0.01149% | 0.01071% | 0.01063% | 5979 | 0.01073% | 0.01068% |  | 11.0824 | 23.3144 | 25 |  | 6162 | 529.4187 | 541.019 | 513.8352 |  | 6162 | 0.01152% | 0.01148% | 0.01064% | 0.01211% | 0.0117% | 0.0125% |  | 6162 | 0.01148% | 0.01064% | 6162 | 7077 | 0.01061% | 6939 | 0.01071% | 0.01066% |  | 6162 | 0.0117% | 0.0125% | 0.0121% |  | 6162 | 5979 | 0.01066% | 0.01217%
| Sep | 14 | 19 | 6163 | 541.5231 | 561.5499 | 536.294 | 0.01156% | 0.01144% | 0.01066% | 0.01063% | 1728 | 0.01073% | 0.01068% |  | 11.0836 | 23.3141 | 24.999 |  | 6163 | 530.4396 | 538.2358 | 511.295 |  | 6163 | 0.01155% | 0.01142% | 0.01059% | 0.01211% | 0.0117% | 0.01249% |  | 6163 | 0.01142% | 0.01059% | 6163 | 6371 | 0.01061% | 7793 | 0.01071% | 0.01066% |  | 6163 | 0.0117% | 0.01249% | 0.0121% |  | 6163 | 1728 | 0.01066% | 0.01029%
| Sep | 14 | 20 | 6164 | 536.0498 | 559.7997 | 530.4895 | 0.01144% | 0.0114% | 0.01055% | 0.01063% | 5376 | 0.01073% | 0.01068% |  | 11.0847 | 23.3137 | 24.9979 |  | 6164 | 524.9651 | 536.486 | 505.4915 |  | 6164 | 0.01143% | 0.01139% | 0.01047% | 0.01212% | 0.0117% | 0.01249% |  | 6164 | 0.01139% | 0.01047% | 6164 | 362 | 0.01061% | 8575 | 0.01071% | 0.01066% |  | 6164 | 0.0117% | 0.01249% | 0.0121% |  | 6164 | 5376 | 0.01066% | 0.01249%
| Sep | 14 | 21 | 6165 | 523.561 | 548.7679 | 523.9254 | 0.01117% | 0.01117% | 0.01042% | 0.01063% | 529 | 0.01073% | 0.01068% |  | 11.0859 | 23.3133 | 24.9969 |  | 6165 | 512.4751 | 525.4546 | 498.9285 |  | 6165 | 0.01116% | 0.01115% | 0.01033% | 0.01212% | 0.0117% | 0.01249% |  | 6165 | 0.01115% | 0.01033% | 6165 | 7463 | 0.01061% | 101 | 0.0107% | 0.01066% |  | 6165 | 0.0117% | 0.01249% | 0.0121% |  | 6165 | 529 | 0.01066% | 0.009349%
| Sep | 14 | 22 | 6166 | 504.2614 | 539.9984 | 513.6667 | 0.01076% | 0.011% | 0.01021% | 0.01063% | 157 | 0.01073% | 0.01068% |  | 11.0871 | 23.3129 | 24.9959 |  | 6166 | 493.1743 | 516.6855 | 488.6708 |  | 6166 | 0.01074% | 0.01097% | 0.01012% | 0.01212% | 0.0117% | 0.01249% |  | 6166 | 0.01097% | 0.01012% | 6166 | 8737 | 0.01061% | 2724 | 0.0107% | 0.01066% |  | 6166 | 0.0117% | 0.01249% | 0.0121% |  | 6166 | 157 | 0.01066% | 0.009176%
| Sep | 14 | 23 | 6167 | 494.4491 | 528.0356 | 501.1574 | 0.01055% | 0.01075% | 0.009965% | 0.01063% | 7539 | 0.01073% | 0.01068% |  | 11.0882 | 23.3125 | 24.9949 |  | 6167 | 483.3608 | 504.7231 | 476.1626 |  | 6167 | 0.01052% | 0.01071% | 0.009861% | 0.01212% | 0.0117% | 0.01249% |  | 6167 | 0.01071% | 0.009861% | 6167 | 6123 | 0.01061% | 7365 | 0.0107% | 0.01066% |  | 6167 | 0.0117% | 0.01249% | 0.0121% |  | 6167 | 7539 | 0.01066% | 0.01181%
| Sep | 15 | 0 | 6168 | 485.157 | 519.4523 | 489.6141 | 0.01035% | 0.01058% | 0.009736% | 0.01063% | 1751 | 0.01073% | 0.01068% |  | 11.0894 | 23.3121 | 24.9938 |  | 6168 | 474.0676 | 496.1401 | 464.6202 |  | 6168 | 0.01032% | 0.01053% | 0.009622% | 0.01212% | 0.0117% | 0.01249% |  | 6168 | 0.01053% | 0.009622% | 6168 | 6658 | 0.01061% | 3477 | 0.0107% | 0.01065% |  | 6168 | 0.0117% | 0.01249% | 0.01209% |  | 6168 | 1751 | 0.01065% | 0.01031%
| Sep | 15 | 1 | 6169 | 481.5001 | 514.7882 | 483.8752 | 0.01028% | 0.01048% | 0.009622% | 0.01063% | 6815 | 0.01073% | 0.01068% |  | 11.0906 | 23.3117 | 24.9928 |  | 6169 | 470.4096 | 491.4765 | 458.8824 |  | 6169 | 0.01024% | 0.01043% | 0.009503% | 0.01212% | 0.0117% | 0.01249% |  | 6169 | 0.01043% | 0.009503% | 6169 | 6652 | 0.01061% | 7443 | 0.0107% | 0.01065% |  | 6169 | 0.0117% | 0.01249% | 0.01209% |  | 6169 | 6815 | 0.01065% | 0.01195%
| Sep | 15 | 2 | 6170 | 481.6832 | 511.5857 | 482.3936 | 0.01028% | 0.01042% | 0.009592% | 0.01063% | 6656 | 0.01073% | 0.01068% |  | 11.0917 | 23.3113 | 24.9918 |  | 6170 | 470.5915 | 488.2744 | 457.4018 |  | 6170 | 0.01024% | 0.01036% | 0.009472% | 0.01212% | 0.0117% | 0.01249% |  | 6170 | 0.01036% | 0.009472% | 6170 | 6288 | 0.01061% | 8280 | 0.0107% | 0.01065% |  | 6170 | 0.0117% | 0.01249% | 0.01209% |  | 6170 | 6656 | 0.01065% | 0.01198%
| Sep | 15 | 3 | 6171 | 484.1602 | 511.1389 | 481.6809 | 0.01033% | 0.01041% | 0.009578% | 0.01063% | 7770 | 0.01073% | 0.01068% |  | 11.0929 | 23.311 | 24.9908 |  | 6171 | 473.0673 | 487.8279 | 456.6901 |  | 6171 | 0.0103% | 0.01035% | 0.009457% | 0.01212% | 0.0117% | 0.01249% |  | 6171 | 0.01035% | 0.009457% | 6171 | 1403 | 0.0106% | 7490 | 0.0107% | 0.01065% |  | 6171 | 0.0117% | 0.01249% | 0.01209% |  | 6171 | 7770 | 0.01065% | 0.01171%
| Sep | 15 | 4 | 6172 | 485.3657 | 508.8301 | 482.6655 | 0.01036% | 0.01036% | 0.009598% | 0.01063% | 7489 | 0.01073% | 0.01068% |  | 11.0941 | 23.3106 | 24.9898 |  | 6172 | 474.2716 | 485.5195 | 457.6757 |  | 6172 | 0.01032% | 0.01031% | 0.009478% | 0.01213% | 0.0117% | 0.01249% |  | 6172 | 0.01031% | 0.009478% | 6172 | 1509 | 0.0106% | 3515 | 0.0107% | 0.01065% |  | 6172 | 0.0117% | 0.01249% | 0.01209% |  | 6172 | 7489 | 0.01065% | 0.01182%
| Sep | 15 | 5 | 6173 | 498.2385 | 514.6951 | 483.6408 | 0.01063% | 0.01048% | 0.009617% | 0.01063% | 791 | 0.01073% | 0.01068% |  | 11.0952 | 23.3102 | 24.9888 |  | 6173 | 487.1432 | 491.3849 | 458.652 |  | 6173 | 0.0106% | 0.01043% | 0.009498% | 0.01213% | 0.0117% | 0.01249% |  | 6173 | 0.01043% | 0.009498% | 6173 | 6357 | 0.0106% | 1650 | 0.0107% | 0.01065% |  | 6173 | 0.0117% | 0.01249% | 0.01209% |  | 6173 | 791 | 0.01065% | 0.009521%
| Sep | 15 | 6 | 6174 | 513.5757 | 518.9961 | 480.9401 | 0.01096% | 0.01057% | 0.009563% | 0.01063% | 8709 | 0.01073% | 0.01068% |  | 11.0964 | 23.3098 | 24.9878 |  | 6174 | 502.4793 | 495.6863 | 455.9523 |  | 6174 | 0.01094% | 0.01052% | 0.009442% | 0.01213% | 0.0117% | 0.01249% |  | 6174 | 0.01052% | 0.009442% | 6174 | 8440 | 0.0106% | 5692 | 0.0107% | 0.01065% |  | 6174 | 0.0117% | 0.01249% | 0.01209% |  | 6174 | 8709 | 0.01065% | 0.01102%
| Sep | 15 | 7 | 6175 | 522.8321 | 528.4546 | 486.4633 | 0.01116% | 0.01076% | 0.009673% | 0.01063% | 7347 | 0.01073% | 0.01068% |  | 11.0976 | 23.3094 | 24.9868 |  | 6175 | 511.7346 | 505.1451 | 461.4765 |  | 6175 | 0.01114% | 0.01072% | 0.009556% | 0.01213% | 0.0117% | 0.01249% |  | 6175 | 0.01072% | 0.009556% | 6175 | 7021 | 0.0106% | 2382 | 0.0107% | 0.01065% |  | 6175 | 0.0117% | 0.01249% | 0.01209% |  | 6175 | 7347 | 0.01065% | 0.01186%
| Sep | 15 | 8 | 6176 | 520.8033 | 537.2148 | 501.5138 | 0.01112% | 0.01094% | 0.009972% | 0.01063% | 51 | 0.01073% | 0.01068% |  | 11.0987 | 23.309 | 24.9858 |  | 6176 | 509.7045 | 513.9058 | 476.528 |  | 6176 | 0.0111% | 0.01091% | 0.009868% | 0.01213% | 0.0117% | 0.01249% |  | 6176 | 0.01091% | 0.009868% | 6176 | 8007 | 0.0106% | 8733 | 0.0107% | 0.01065% |  | 6176 | 0.0117% | 0.01249% | 0.01209% |  | 6176 | 51 | 0.01065% | 0.00914%
| Sep | 15 | 9 | 6177 | 524.5892 | 540.7431 | 510.5159 | 0.0112% | 0.01101% | 0.01015% | 0.01063% | 8179 | 0.01073% | 0.01068% |  | 11.0999 | 23.3087 | 24.9848 |  | 6177 | 513.4893 | 517.4345 | 485.5312 |  | 6177 | 0.01118% | 0.01098% | 0.01005% | 0.01213% | 0.0117% | 0.01249% |  | 6177 | 0.01098% | 0.01005% | 6177 | 6121 | 0.0106% | 207 | 0.0107% | 0.01065% |  | 6177 | 0.0117% | 0.01249% | 0.01209% |  | 6177 | 8179 | 0.01065% | 0.01144%
| Sep | 15 | 10 | 6178 | 526.7355 | 541.8696 | 513.1697 | 0.01124% | 0.01103% | 0.0102% | 0.01062% | 113 | 0.01073% | 0.01068% |  | 11.1011 | 23.3083 | 24.9838 |  | 6178 | 515.6344 | 518.5613 | 488.1859 |  | 6178 | 0.01122% | 0.01101% | 0.01011% | 0.01213% | 0.0117% | 0.01249% |  | 6178 | 0.01101% | 0.01011% | 6178 | 8366 | 0.0106% | 6518 | 0.0107% | 0.01065% |  | 6178 | 0.0117% | 0.01249% | 0.01209% |  | 6178 | 113 | 0.01065% | 0.009161%
| Sep | 15 | 11 | 6179 | 526.369 | 544.0294 | 512.4852 | 0.01123% | 0.01108% | 0.01019% | 0.01062% | 2431 | 0.01073% | 0.01068% |  | 11.1022 | 23.3079 | 24.9828 |  | 6179 | 515.2668 | 520.7215 | 487.5024 |  | 6179 | 0.01122% | 0.01105% | 0.0101% | 0.01213% | 0.0117% | 0.01249% |  | 6179 | 0.01105% | 0.0101% | 6179 | 6205 | 0.0106% | 6620 | 0.0107% | 0.01065% |  | 6179 | 0.0117% | 0.01249% | 0.01209% |  | 6179 | 2431 | 0.01065% | 0.01093%
| Sep | 15 | 12 | 6180 | 532.8092 | 543.4708 | 509.3625 | 0.01137% | 0.01107% | 0.01013% | 0.01062% | 7664 | 0.01073% | 0.01068% |  | 11.1034 | 23.3075 | 24.9818 |  | 6180 | 521.7058 | 520.1633 | 484.3808 |  | 6180 | 0.01136% | 0.01104% | 0.01003% | 0.01214% | 0.0117% | 0.01249% |  | 6180 | 0.01104% | 0.01003% | 6180 | 6869 | 0.0106% | 7716 | 0.0107% | 0.01065% |  | 6180 | 0.0117% | 0.01249% | 0.01209% |  | 6180 | 7664 | 0.01065% | 0.01176%
| Sep | 15 | 13 | 6181 | 536.7676 | 543.5174 | 509.8877 | 0.01146% | 0.01107% | 0.01014% | 0.01062% | 1786 | 0.01073% | 0.01067% |  | 11.1046 | 23.3072 | 24.9808 |  | 6181 | 525.663 | 520.2102 | 484.9069 |  | 6181 | 0.01144% | 0.01104% | 0.01004% | 0.01214% | 0.01169% | 0.01249% |  | 6181 | 0.01104% | 0.01004% | 6181 | 8019 | 0.0106% | 3344 | 0.0107% | 0.01065% |  | 6181 | 0.01169% | 0.01249% | 0.01209% |  | 6181 | 1786 | 0.01065% | 0.01034%
| Sep | 15 | 14 | 6182 | 541.4805 | 542.1302 | 507.0839 | 0.01156% | 0.01104% | 0.01008% | 0.01062% | 6829 | 0.01073% | 0.01067% |  | 11.1057 | 23.3068 | 24.9798 |  | 6182 | 530.3748 | 518.8235 | 482.1041 |  | 6182 | 0.01155% | 0.01101% | 0.009984% | 0.01214% | 0.01169% | 0.01249% |  | 6182 | 0.01101% | 0.009984% | 6182 | 167 | 0.0106% | 6725 | 0.0107% | 0.01065% |  | 6182 | 0.01169% | 0.01249% | 0.01209% |  | 6182 | 6829 | 0.01065% | 0.01195%
| Sep | 15 | 15 | 6183 | 541.1544 | 542.5305 | 507.5058 | 0.01155% | 0.01105% | 0.01009% | 0.01062% | 479 | 0.01072% | 0.01067% |  | 11.1069 | 23.3064 | 24.9788 |  | 6183 | 530.0475 | 519.2241 | 482.527 |  | 6183 | 0.01154% | 0.01102% | 0.009992% | 0.01214% | 0.01169% | 0.01248% |  | 6183 | 0.01102% | 0.009992% | 6183 | 1997 | 0.0106% | 6514 | 0.0107% | 0.01065% |  | 6183 | 0.01169% | 0.01248% | 0.01209% |  | 6183 | 479 | 0.01065% | 0.00932%
| Sep | 15 | 16 | 6184 | 539.0373 | 540.4359 | 507.8247 | 0.0115% | 0.01101% | 0.0101% | 0.01062% | 7084 | 0.01072% | 0.01067% |  | 11.1081 | 23.306 | 24.9778 |  | 6184 | 527.9293 | 517.1299 | 482.8469 |  | 6184 | 0.01149% | 0.01098% | 0.009999% | 0.01214% | 0.01169% | 0.01248% |  | 6184 | 0.01098% | 0.009999% | 6184 | 8020 | 0.0106% | 5691 | 0.0107% | 0.01065% |  | 6184 | 0.01169% | 0.01248% | 0.01209% |  | 6184 | 7084 | 0.01065% | 0.01192%
| Sep | 15 | 17 | 6185 | 530.9555 | 536.6376 | 515.2608 | 0.01133% | 0.01093% | 0.01025% | 0.01062% | 8283 | 0.01072% | 0.01067% |  | 11.1092 | 23.3056 | 24.9768 |  | 6185 | 519.8462 | 513.332 | 490.284 |  | 6185 | 0.01132% | 0.0109% | 0.01015% | 0.01214% | 0.01169% | 0.01248% |  | 6185 | 0.0109% | 0.01015% | 6185 | 518 | 0.0106% | 1118 | 0.01069% | 0.01065% |  | 6185 | 0.01169% | 0.01248% | 0.01209% |  | 6185 | 8283 | 0.01065% | 0.01137%
| Sep | 15 | 18 | 6186 | 524.3834 | 533.3793 | 513.6386 | 0.01119% | 0.01086% | 0.01021% | 0.01062% | 1597 | 0.01072% | 0.01067% |  | 11.1104 | 23.3053 | 24.9758 |  | 6186 | 513.273 | 510.074 | 488.6627 |  | 6186 | 0.01117% | 0.01083% | 0.01012% | 0.01214% | 0.01169% | 0.01248% |  | 6186 | 0.01083% | 0.01012% | 6186 | 590 | 0.0106% | 1763 | 0.01069% | 0.01065% |  | 6186 | 0.01169% | 0.01248% | 0.01209% |  | 6186 | 1597 | 0.01065% | 0.01019%
| Sep | 15 | 19 | 6187 | 528.7536 | 535.1481 | 519.3962 | 0.01129% | 0.0109% | 0.01033% | 0.01062% | 3367 | 0.01072% | 0.01067% |  | 11.1116 | 23.3049 | 24.9749 |  | 6187 | 517.6421 | 511.8432 | 494.4213 |  | 6187 | 0.01127% | 0.01086% | 0.01024% | 0.01215% | 0.01169% | 0.01248% |  | 6187 | 0.01086% | 0.01024% | 6187 | 7923 | 0.0106% | 7318 | 0.01069% | 0.01065% |  | 6187 | 0.01169% | 0.01248% | 0.01209% |  | 6187 | 3367 | 0.01065% | 0.01195%
| Sep | 15 | 20 | 6188 | 522.2759 | 531.2567 | 519.4243 | 0.01115% | 0.01082% | 0.01033% | 0.01062% | 6861 | 0.01072% | 0.01067% |  | 11.1128 | 23.3045 | 24.9739 |  | 6188 | 511.1631 | 507.9522 | 494.4504 |  | 6188 | 0.01113% | 0.01078% | 0.01024% | 0.01215% | 0.01169% | 0.01248% |  | 6188 | 0.01078% | 0.01024% | 6188 | 7802 | 0.0106% | 5668 | 0.01069% | 0.01065% |  | 6188 | 0.01169% | 0.01248% | 0.01209% |  | 6188 | 6861 | 0.01065% | 0.01195%
| Sep | 15 | 21 | 6189 | 513.4844 | 521.6121 | 509.9627 | 0.01096% | 0.01062% | 0.01014% | 0.01062% | 2759 | 0.01072% | 0.01067% |  | 11.1139 | 23.3042 | 24.9729 |  | 6189 | 502.3705 | 498.3079 | 484.9898 |  | 6189 | 0.01094% | 0.01058% | 0.01004% | 0.01215% | 0.01169% | 0.01248% |  | 6189 | 0.01058% | 0.01004% | 6189 | 2628 | 0.0106% | 83 | 0.01069% | 0.01065% |  | 6189 | 0.01169% | 0.01248% | 0.01209% |  | 6189 | 2759 | 0.01065% | 0.01129%
| Sep | 15 | 22 | 6190 | 501.1018 | 511.4554 | 493.1962 | 0.01069% | 0.01042% | 0.009807% | 0.01062% | 6095 | 0.01072% | 0.01067% |  | 11.1151 | 23.3038 | 24.9719 |  | 6190 | 489.9867 | 488.1516 | 468.2243 |  | 6190 | 0.01067% | 0.01036% | 0.009696% | 0.01215% | 0.01169% | 0.01248% |  | 6190 | 0.01036% | 0.009696% | 6190 | 2651 | 0.0106% | 6161 | 0.01069% | 0.01065% |  | 6190 | 0.01169% | 0.01248% | 0.01209% |  | 6190 | 6095 | 0.01065% | 0.01212%
| Sep | 15 | 23 | 6191 | 489.6678 | 503.3747 | 486.7634 | 0.01045% | 0.01025% | 0.009679% | 0.01062% | 6495 | 0.01072% | 0.01067% |  | 11.1163 | 23.3034 | 24.9709 |  | 6191 | 478.5515 | 480.0713 | 461.7924 |  | 6191 | 0.01042% | 0.01019% | 0.009563% | 0.01215% | 0.01169% | 0.01248% |  | 6191 | 0.01019% | 0.009563% | 6191 | 898 | 0.0106% | 6010 | 0.01069% | 0.01065% |  | 6191 | 0.01169% | 0.01248% | 0.01209% |  | 6191 | 6495 | 0.01065% | 0.01201%
| Sep | 16 | 0 | 6192 | 479.9376 | 497.1374 | 482.7499 | 0.01024% | 0.01012% | 0.009599% | 0.01062% | 6000 | 0.01072% | 0.01067% |  | 11.1174 | 23.303 | 24.97 |  | 6192 | 468.8201 | 473.8343 | 457.78 |  | 6192 | 0.01021% | 0.01006% | 0.00948% | 0.01215% | 0.01169% | 0.01248% |  | 6192 | 0.01006% | 0.00948% | 6192 | 1317 | 0.0106% | 554 | 0.01069% | 0.01065% |  | 6192 | 0.01169% | 0.01248% | 0.01209% |  | 6192 | 6000 | 0.01065% | 0.01216%
| Sep | 16 | 1 | 6193 | 479.099 | 494.9031 | 480.7619 | 0.01023% | 0.01008% | 0.00956% | 0.01062% | 6578 | 0.01072% | 0.01067% |  | 11.1186 | 23.3027 | 24.969 |  | 6193 | 467.9804 | 471.6004 | 455.7929 |  | 6193 | 0.01019% | 0.01001% | 0.009439% | 0.01215% | 0.01169% | 0.01248% |  | 6193 | 0.01001% | 0.009439% | 6193 | 782 | 0.0106% | 2819 | 0.01069% | 0.01064% |  | 6193 | 0.01169% | 0.01248% | 0.01209% |  | 6193 | 6578 | 0.01064% | 0.01199%
| Sep | 16 | 2 | 6194 | 475.4652 | 491.0769 | 483.3313 | 0.01015% | 0.01% | 0.009611% | 0.01062% | 493 | 0.01072% | 0.01067% |  | 11.1198 | 23.3023 | 24.968 |  | 6194 | 464.3454 | 467.7746 | 458.3633 |  | 6194 | 0.01011% | 0.009928% | 0.009492% | 0.01215% | 0.01169% | 0.01248% |  | 6194 | 0.009928% | 0.009492% | 6194 | 6913 | 0.0106% | 6153 | 0.01069% | 0.01064% |  | 6194 | 0.01169% | 0.01248% | 0.01209% |  | 6194 | 493 | 0.01064% | 0.009328%
| Sep | 16 | 3 | 6195 | 477.1723 | 488.0513 | 484.4941 | 0.01018% | 0.009938% | 0.009634% | 0.01062% | 6071 | 0.01072% | 0.01067% |  | 11.1209 | 23.3019 | 24.9671 |  | 6195 | 466.0513 | 464.7493 | 459.527 |  | 6195 | 0.01014% | 0.009864% | 0.009516% | 0.01216% | 0.01169% | 0.01248% |  | 6195 | 0.009864% | 0.009516% | 6195 | 8738 | 0.0106% | 5669 | 0.01069% | 0.01064% |  | 6195 | 0.01169% | 0.01248% | 0.01209% |  | 6195 | 6071 | 0.01064% | 0.01213%
| Sep | 16 | 4 | 6196 | 479.0044 | 486.8131 | 487.3541 | 0.01022% | 0.009913% | 0.009691% | 0.01062% | 6938 | 0.01072% | 0.01067% |  | 11.1221 | 23.3016 | 24.9661 |  | 6196 | 467.8823 | 463.5115 | 462.3881 |  | 6196 | 0.01018% | 0.009838% | 0.009575% | 0.01216% | 0.01169% | 0.01248% |  | 6196 | 0.009838% | 0.009575% | 6196 | 985 | 0.0106% | 6525 | 0.01069% | 0.01064% |  | 6196 | 0.01169% | 0.01248% | 0.01209% |  | 6196 | 6938 | 0.01064% | 0.01194%
| Sep | 16 | 5 | 6197 | 488.074 | 489.2243 | 498.8694 | 0.01042% | 0.009962% | 0.00992% | 0.01062% | 430 | 0.01072% | 0.01067% |  | 11.1233 | 23.3012 | 24.9651 |  | 6197 | 476.9507 | 465.9231 | 473.9043 |  | 6197 | 0.01038% | 0.009889% | 0.009814% | 0.01216% | 0.01169% | 0.01248% |  | 6197 | 0.009889% | 0.009814% | 6197 | 6458 | 0.0106% | 8282 | 0.01069% | 0.01064% |  | 6197 | 0.01169% | 0.01248% | 0.01208% |  | 6197 | 430 | 0.01064% | 0.009293%
| Sep | 16 | 6 | 6198 | 493.9165 | 493.5253 | 514.0324 | 0.01054% | 0.01005% | 0.01022% | 0.01062% | 6817 | 0.01072% | 0.01067% |  | 11.1244 | 23.3008 | 24.9642 |  | 6198 | 482.792 | 470.2244 | 489.0682 |  | 6198 | 0.01051% | 0.00998% | 0.01013% | 0.01216% | 0.01169% | 0.01248% |  | 6198 | 0.00998% | 0.01013% | 6198 | 6335 | 0.0106% | 8135 | 0.01069% | 0.01064% |  | 6198 | 0.01169% | 0.01248% | 0.01208% |  | 6198 | 6817 | 0.01064% | 0.01195%
| Sep | 16 | 7 | 6199 | 500.6392 | 503.0954 | 528.5202 | 0.01069% | 0.01024% | 0.01051% | 0.01062% | 241 | 0.01072% | 0.01067% |  | 11.1256 | 23.3005 | 24.9632 |  | 6199 | 489.5136 | 479.795 | 503.557 |  | 6199 | 0.01066% | 0.01018% | 0.01043% | 0.01216% | 0.01169% | 0.01248% |  | 6199 | 0.01018% | 0.01043% | 6199 | 2314 | 0.0106% | 2811 | 0.01069% | 0.01064% |  | 6199 | 0.01169% | 0.01248% | 0.01208% |  | 6199 | 241 | 0.01064% | 0.009208%
| Sep | 16 | 8 | 6200 | 506.3555 | 515.0675 | 535.6563 | 0.01081% | 0.01049% | 0.01065% | 0.01062% | 7506 | 0.01072% | 0.01067% |  | 11.1268 | 23.3001 | 24.9622 |  | 6200 | 495.2287 | 491.7674 | 510.6941 |  | 6200 | 0.01078% | 0.01044% | 0.01058% | 0.01216% | 0.01169% | 0.01248% |  | 6200 | 0.01044% | 0.01058% | 6200 | 986 | 0.0106% | 5689 | 0.01069% | 0.01064% |  | 6200 | 0.01169% | 0.01248% | 0.01208% |  | 6200 | 7506 | 0.01064% | 0.01182%
| Sep | 16 | 9 | 6201 | 510.1032 | 521.4817 | 540.8701 | 0.01089% | 0.01062% | 0.01075% | 0.01062% | 7723 | 0.01072% | 0.01067% |  | 11.128 | 23.2997 | 24.9613 |  | 6201 | 498.9752 | 498.182 | 515.9088 |  | 6201 | 0.01086% | 0.01057% | 0.01068% | 0.01216% | 0.01169% | 0.01248% |  | 6201 | 0.01057% | 0.01068% | 6201 | 1414 | 0.0106% | 6809 | 0.01069% | 0.01064% |  | 6201 | 0.01169% | 0.01248% | 0.01208% |  | 6201 | 7723 | 0.01064% | 0.01173%
| Sep | 16 | 10 | 6202 | 508.8939 | 523.9394 | 544.7991 | 0.01086% | 0.01067% | 0.01083% | 0.01062% | 602 | 0.01072% | 0.01067% |  | 11.1291 | 23.2994 | 24.9603 |  | 6202 | 497.7648 | 500.6401 | 519.8388 |  | 6202 | 0.01084% | 0.01063% | 0.01077% | 0.01216% | 0.01169% | 0.01248% |  | 6202 | 0.01063% | 0.01077% | 6202 | 1597 | 0.0106% | 7403 | 0.01069% | 0.01064% |  | 6202 | 0.01169% | 0.01248% | 0.01208% |  | 6202 | 602 | 0.01064% | 0.009394%
| Sep | 16 | 11 | 6203 | 507.4846 | 522.4034 | 549.0283 | 0.01083% | 0.01064% | 0.01092% | 0.01062% | 7559 | 0.01072% | 0.01067% |  | 11.1303 | 23.299 | 24.9594 |  | 6203 | 496.3543 | 499.1044 | 524.0689 |  | 6203 | 0.0108% | 0.01059% | 0.01085% | 0.01217% | 0.01169% | 0.01247% |  | 6203 | 0.01059% | 0.01085% | 6203 | 7137 | 0.0106% | 5502 | 0.01069% | 0.01064% |  | 6203 | 0.01169% | 0.01247% | 0.01208% |  | 6203 | 7559 | 0.01064% | 0.0118%
| Sep | 16 | 12 | 6204 | 508.0975 | 521.0535 | 550.3223 | 0.01084% | 0.01061% | 0.01094% | 0.01062% | 6613 | 0.01072% | 0.01067% |  | 11.1315 | 23.2986 | 24.9584 |  | 6204 | 496.9661 | 497.7549 | 525.3639 |  | 6204 | 0.01082% | 0.01056% | 0.01088% | 0.01217% | 0.01169% | 0.01247% |  | 6204 | 0.01056% | 0.01088% | 6204 | 2527 | 0.0106% | 8622 | 0.01069% | 0.01064% |  | 6204 | 0.01169% | 0.01247% | 0.01208% |  | 6204 | 6613 | 0.01064% | 0.01198%
| Sep | 16 | 13 | 6205 | 510.6058 | 522.8689 | 552.0102 | 0.0109% | 0.01065% | 0.01098% | 0.01062% | 14 | 0.01072% | 0.01067% |  | 11.1326 | 23.2983 | 24.9575 |  | 6205 | 499.4732 | 499.5706 | 527.0528 |  | 6205 | 0.01087% | 0.0106% | 0.01091% | 0.01217% | 0.01169% | 0.01247% |  | 6205 | 0.0106% | 0.01091% | 6205 | 1642 | 0.0106% | 7721 | 0.01069% | 0.01064% |  | 6205 | 0.01169% | 0.01247% | 0.01208% |  | 6205 | 14 | 0.01064% | 0.009129%
| Sep | 16 | 14 | 6206 | 510.4572 | 521.3793 | 554.3921 | 0.01089% | 0.01062% | 0.01102% | 0.01062% | 8114 | 0.01072% | 0.01067% |  | 11.1338 | 23.2979 | 24.9565 |  | 6206 | 499.3234 | 498.0814 | 529.4355 |  | 6206 | 0.01087% | 0.01057% | 0.01096% | 0.01217% | 0.01169% | 0.01247% |  | 6206 | 0.01057% | 0.01096% | 6206 | 2272 | 0.0106% | 7319 | 0.01068% | 0.01064% |  | 6206 | 0.01169% | 0.01247% | 0.01208% |  | 6206 | 8114 | 0.01064% | 0.01149%
| Sep | 16 | 15 | 6207 | 511.4117 | 523.6974 | 554.0357 | 0.01091% | 0.01066% | 0.01102% | 0.01062% | 2808 | 0.01072% | 0.01067% |  | 11.135 | 23.2976 | 24.9556 |  | 6207 | 500.2767 | 500.3998 | 529.0802 |  | 6207 | 0.01089% | 0.01062% | 0.01096% | 0.01217% | 0.01169% | 0.01247% |  | 6207 | 0.01062% | 0.01096% | 6207 | 8330 | 0.01059% | 7652 | 0.01068% | 0.01064% |  | 6207 | 0.01169% | 0.01247% | 0.01208% |  | 6207 | 2808 | 0.01064% | 0.01134%
| Sep | 16 | 16 | 6208 | 508.1525 | 523.8464 | 554.1107 | 0.01085% | 0.01067% | 0.01102% | 0.01062% | 7331 | 0.01072% | 0.01067% |  | 11.1362 | 23.2972 | 24.9546 |  | 6208 | 497.0163 | 500.5491 | 529.1561 |  | 6208 | 0.01082% | 0.01062% | 0.01096% | 0.01217% | 0.01169% | 0.01247% |  | 6208 | 0.01062% | 0.01096% | 6208 | 6409 | 0.01059% | 3367 | 0.01068% | 0.01064% |  | 6208 | 0.01169% | 0.01247% | 0.01208% |  | 6208 | 7331 | 0.01064% | 0.01187%
| Sep | 16 | 17 | 6209 | 499.583 | 524.0791 | 550.1723 | 0.01066% | 0.01067% | 0.01094% | 0.01062% | 6679 | 0.01072% | 0.01067% |  | 11.1373 | 23.2968 | 24.9537 |  | 6209 | 488.4457 | 500.7822 | 525.2186 |  | 6209 | 0.01063% | 0.01063% | 0.01088% | 0.01217% | 0.01169% | 0.01247% |  | 6209 | 0.01063% | 0.01088% | 6209 | 6203 | 0.01059% | 7262 | 0.01068% | 0.01064% |  | 6209 | 0.01169% | 0.01247% | 0.01208% |  | 6209 | 6679 | 0.01064% | 0.01197%
| Sep | 16 | 18 | 6210 | 499.2799 | 524.107 | 548.6719 | 0.01066% | 0.01067% | 0.01091% | 0.01062% | 160 | 0.01072% | 0.01067% |  | 11.1385 | 23.2965 | 24.9527 |  | 6210 | 488.1414 | 500.8105 | 523.7192 |  | 6210 | 0.01063% | 0.01063% | 0.01085% | 0.01217% | 0.01169% | 0.01247% |  | 6210 | 0.01063% | 0.01085% | 6210 | 3348 | 0.01059% | 6201 | 0.01068% | 0.01064% |  | 6210 | 0.01169% | 0.01247% | 0.01208% |  | 6210 | 160 | 0.01064% | 0.009177%
| Sep | 16 | 19 | 6211 | 501.4095 | 529.4972 | 549.8066 | 0.0107% | 0.01078% | 0.01093% | 0.01062% | 7477 | 0.01072% | 0.01067% |  | 11.1397 | 23.2961 | 24.9518 |  | 6211 | 490.2698 | 506.2011 | 524.8548 |  | 6211 | 0.01067% | 0.01074% | 0.01087% | 0.01218% | 0.01169% | 0.01247% |  | 6211 | 0.01074% | 0.01087% | 6211 | 2434 | 0.01059% | 2049 | 0.01068% | 0.01064% |  | 6211 | 0.01169% | 0.01247% | 0.01208% |  | 6211 | 7477 | 0.01064% | 0.01183%
| Sep | 16 | 20 | 6212 | 497.9817 | 528.1008 | 548.175 | 0.01063% | 0.01075% | 0.0109% | 0.01062% | 7007 | 0.01072% | 0.01067% |  | 11.1408 | 23.2958 | 24.9509 |  | 6212 | 486.8409 | 504.805 | 523.2241 |  | 6212 | 0.0106% | 0.01071% | 0.01084% | 0.01218% | 0.01169% | 0.01247% |  | 6212 | 0.01071% | 0.01084% | 6212 | 6372 | 0.01059% | 8232 | 0.01068% | 0.01064% |  | 6212 | 0.01169% | 0.01247% | 0.01208% |  | 6212 | 7007 | 0.01064% | 0.01193%
| Sep | 16 | 21 | 6213 | 488.1834 | 518.391 | 535.5719 | 0.01042% | 0.01056% | 0.01065% | 0.01062% | 90 | 0.01071% | 0.01067% |  | 11.142 | 23.2954 | 24.9499 |  | 6213 | 477.0414 | 495.0956 | 510.622 |  | 6213 | 0.01038% | 0.01051% | 0.01057% | 0.01218% | 0.01169% | 0.01247% |  | 6213 | 0.01051% | 0.01057% | 6213 | 7922 | 0.01059% | 126 | 0.01068% | 0.01064% |  | 6213 | 0.01169% | 0.01247% | 0.01208% |  | 6213 | 90 | 0.01064% | 0.009153%
| Sep | 16 | 22 | 6214 | 477.7762 | 504.827 | 522.8845 | 0.0102% | 0.01028% | 0.0104% | 0.01062% | 797 | 0.01071% | 0.01067% |  | 11.1432 | 23.2951 | 24.949 |  | 6214 | 466.633 | 481.532 | 497.9355 |  | 6214 | 0.01016% | 0.01022% | 0.01031% | 0.01218% | 0.01169% | 0.01247% |  | 6214 | 0.01022% | 0.01031% | 6214 | 6389 | 0.01059% | 7748 | 0.01068% | 0.01064% |  | 6214 | 0.01169% | 0.01247% | 0.01208% |  | 6214 | 797 | 0.01064% | 0.009526%
| Sep | 16 | 23 | 6215 | 470.0933 | 495.2661 | 509.5407 | 0.01003% | 0.01009% | 0.01013% | 0.01062% | 6162 | 0.01071% | 0.01067% |  | 11.1444 | 23.2947 | 24.9481 |  | 6215 | 458.9489 | 471.9714 | 484.5926 |  | 6215 | 0.00999% | 0.01002% | 0.01004% | 0.01218% | 0.01169% | 0.01247% |  | 6215 | 0.01002% | 0.01004% | 6215 | 6292 | 0.01059% | 118 | 0.01068% | 0.01064% |  | 6215 | 0.01169% | 0.01247% | 0.01208% |  | 6215 | 6162 | 0.01064% | 0.0121%
| Sep | 17 | 0 | 6216 | 463.5065 | 488.0699 | 500.9136 | 0.009893% | 0.009939% | 0.00996% | 0.01062% | 2728 | 0.01071% | 0.01067% |  | 11.1455 | 23.2944 | 24.9471 |  | 6216 | 452.361 | 464.7755 | 475.9665 |  | 6216 | 0.009847% | 0.009865% | 0.009857% | 0.01218% | 0.01169% | 0.01247% |  | 6216 | 0.009865% | 0.009857% | 6216 | 3332 | 0.01059% | 2000 | 0.01068% | 0.01064% |  | 6216 | 0.01169% | 0.01247% | 0.01208% |  | 6216 | 2728 | 0.01064% | 0.01126%
| Sep | 17 | 1 | 6217 | 463.8828 | 488.6098 | 495.7374 | 0.009901% | 0.00995% | 0.009858% | 0.01062% | 6550 | 0.01071% | 0.01067% |  | 11.1467 | 23.294 | 24.9462 |  | 6217 | 452.7361 | 465.3158 | 470.7912 |  | 6217 | 0.009855% | 0.009876% | 0.009749% | 0.01218% | 0.01169% | 0.01247% |  | 6217 | 0.009876% | 0.009749% | 6217 | 2273 | 0.01059% | 6588 | 0.01068% | 0.01064% |  | 6217 | 0.01169% | 0.01247% | 0.01208% |  | 6217 | 6550 | 0.01064% | 0.012%
| Sep | 17 | 2 | 6218 | 461.2218 | 492.2499 | 498.935 | 0.009844% | 0.01002% | 0.009921% | 0.01062% | 2799 | 0.01071% | 0.01067% |  | 11.1479 | 23.2936 | 24.9453 |  | 6218 | 450.0739 | 468.9562 | 473.9898 |  | 6218 | 0.009797% | 0.009954% | 0.009816% | 0.01218% | 0.01169% | 0.01247% |  | 6218 | 0.009954% | 0.009816% | 6218 | 8449 | 0.01059% | 8485 | 0.01068% | 0.01063% |  | 6218 | 0.01169% | 0.01247% | 0.01208% |  | 6218 | 2799 | 0.01063% | 0.01133%
| Sep | 17 | 3 | 6219 | 460.9703 | 498.1055 | 502.6203 | 0.009838% | 0.01014% | 0.009994% | 0.01062% | 8695 | 0.01071% | 0.01067% |  | 11.149 | 23.2933 | 24.9443 |  | 6219 | 449.8213 | 474.8122 | 477.676 |  | 6219 | 0.009792% | 0.01008% | 0.009892% | 0.01219% | 0.01169% | 0.01247% |  | 6219 | 0.01008% | 0.009892% | 6219 | 8558 | 0.01059% | 7320 | 0.01068% | 0.01063% |  | 6219 | 0.01169% | 0.01247% | 0.01208% |  | 6219 | 8695 | 0.01063% | 0.01103%
| Sep | 17 | 4 | 6220 | 462.4447 | 503.5702 | 508.0966 | 0.00987% | 0.01025% | 0.0101% | 0.01062% | 7665 | 0.01071% | 0.01066% |  | 11.1502 | 23.2929 | 24.9434 |  | 6220 | 451.2945 | 480.2773 | 483.1532 |  | 6220 | 0.009824% | 0.01019% | 0.01001% | 0.01219% | 0.01169% | 0.01247% |  | 6220 | 0.01019% | 0.01001% | 6220 | 7968 | 0.01059% | 3275 | 0.01068% | 0.01063% |  | 6220 | 0.01169% | 0.01247% | 0.01208% |  | 6220 | 7665 | 0.01063% | 0.01176%
| Sep | 17 | 5 | 6221 | 467.3098 | 519.4988 | 521.9468 | 0.009974% | 0.01058% | 0.01038% | 0.01062% | 3275 | 0.01071% | 0.01066% |  | 11.1514 | 23.2926 | 24.9425 |  | 6221 | 456.1584 | 496.2062 | 497.0043 |  | 6221 | 0.00993% | 0.01053% | 0.01029% | 0.01219% | 0.01169% | 0.01247% |  | 6221 | 0.01053% | 0.01029% | 6221 | 6830 | 0.01059% | 8631 | 0.01068% | 0.01063% |  | 6221 | 0.01169% | 0.01247% | 0.01208% |  | 6221 | 3275 | 0.01063% | 0.01185%
| Sep | 17 | 6 | 6222 | 472.9164 | 536.5725 | 534.6905 | 0.01009% | 0.01093% | 0.01063% | 0.01062% | 6858 | 0.01071% | 0.01066% |  | 11.1526 | 23.2922 | 24.9416 |  | 6222 | 461.7638 | 513.2802 | 509.7489 |  | 6222 | 0.01005% | 0.01089% | 0.01056% | 0.01219% | 0.01169% | 0.01247% |  | 6222 | 0.01089% | 0.01056% | 6222 | 1535 | 0.01059% | 7411 | 0.01068% | 0.01063% |  | 6222 | 0.01169% | 0.01247% | 0.01208% |  | 6222 | 6858 | 0.01063% | 0.01195%
| Sep | 17 | 7 | 6223 | 478.7272 | 550.546 | 543.9364 | 0.01022% | 0.01121% | 0.01082% | 0.01062% | 8113 | 0.01071% | 0.01066% |  | 11.1537 | 23.2919 | 24.9407 |  | 6223 | 467.5734 | 527.2541 | 518.9958 |  | 6223 | 0.01018% | 0.01119% | 0.01075% | 0.01219% | 0.01169% | 0.01247% |  | 6223 | 0.01119% | 0.01075% | 6223 | 8436 | 0.01059% | 8704 | 0.01068% | 0.01063% |  | 6223 | 0.01169% | 0.01247% | 0.01208% |  | 6223 | 8113 | 0.01063% | 0.01149%
| Sep | 17 | 8 | 6224 | 485.8928 | 552.6314 | 546.7215 | 0.01037% | 0.01125% | 0.01087% | 0.01062% | 7010 | 0.01071% | 0.01066% |  | 11.1549 | 23.2915 | 24.9397 |  | 6224 | 474.7379 | 529.3398 | 521.7817 |  | 6224 | 0.01033% | 0.01124% | 0.01081% | 0.01219% | 0.01169% | 0.01247% |  | 6224 | 0.01124% | 0.01081% | 6224 | 1537 | 0.01059% | 6444 | 0.01068% | 0.01063% |  | 6224 | 0.01169% | 0.01247% | 0.01208% |  | 6224 | 7010 | 0.01063% | 0.01193%
| Sep | 17 | 9 | 6225 | 492.0965 | 549.2334 | 547.7905 | 0.0105% | 0.01118% | 0.01089% | 0.01062% | 2820 | 0.01071% | 0.01066% |  | 11.1561 | 23.2912 | 24.9388 |  | 6225 | 480.9404 | 525.9422 | 522.8517 |  | 6225 | 0.01047% | 0.01116% | 0.01083% | 0.01219% | 0.01169% | 0.01246% |  | 6225 | 0.01116% | 0.01083% | 6225 | 1115 | 0.01059% | 809 | 0.01068% | 0.01063% |  | 6225 | 0.01169% | 0.01246% | 0.01208% |  | 6225 | 2820 | 0.01063% | 0.01136%
| Sep | 17 | 10 | 6226 | 491.0977 | 550.6578 | 548.747 | 0.01048% | 0.01121% | 0.01091% | 0.01061% | 2835 | 0.01071% | 0.01066% |  | 11.1572 | 23.2909 | 24.9379 |  | 6226 | 479.9405 | 527.3669 | 523.809 |  | 6226 | 0.01045% | 0.01119% | 0.01085% | 0.0122% | 0.01169% | 0.01246% |  | 6226 | 0.01119% | 0.01085% | 6226 | 468 | 0.01059% | 1880 | 0.01068% | 0.01063% |  | 6226 | 0.01169% | 0.01246% | 0.01208% |  | 6226 | 2835 | 0.01063% | 0.01137%
| Sep | 17 | 11 | 6227 | 487.8757 | 552.1752 | 550.5099 | 0.01041% | 0.01124% | 0.01095% | 0.01061% | 2809 | 0.01071% | 0.01066% |  | 11.1584 | 23.2905 | 24.937 |  | 6227 | 476.7173 | 528.8847 | 525.5729 |  | 6227 | 0.01038% | 0.01123% | 0.01088% | 0.0122% | 0.01169% | 0.01246% |  | 6227 | 0.01123% | 0.01088% | 6227 | 6122 | 0.01059% | 159 | 0.01068% | 0.01063% |  | 6227 | 0.01169% | 0.01246% | 0.01208% |  | 6227 | 2809 | 0.01063% | 0.01135%
| Sep | 17 | 12 | 6228 | 486.7396 | 556.3645 | 552.5166 | 0.01039% | 0.01133% | 0.01099% | 0.01061% | 8671 | 0.01071% | 0.01066% |  | 11.1596 | 23.2902 | 24.9361 |  | 6228 | 475.58 | 533.0743 | 527.5805 |  | 6228 | 0.01035% | 0.01131% | 0.01093% | 0.0122% | 0.01169% | 0.01246% |  | 6228 | 0.01131% | 0.01093% | 6228 | 1409 | 0.01059% | 7501 | 0.01067% | 0.01063% |  | 6228 | 0.01169% | 0.01246% | 0.01207% |  | 6228 | 8671 | 0.01063% | 0.01105%
| Sep | 17 | 13 | 6229 | 488.4066 | 560.6655 | 557.6647 | 0.01042% | 0.01142% | 0.01109% | 0.01061% | 805 | 0.01071% | 0.01066% |  | 11.1608 | 23.2898 | 24.9352 |  | 6229 | 477.2458 | 537.3757 | 532.7295 |  | 6229 | 0.01039% | 0.01141% | 0.01103% | 0.0122% | 0.01169% | 0.01246% |  | 6229 | 0.01141% | 0.01103% | 6229 | 386 | 0.01059% | 7638 | 0.01067% | 0.01063% |  | 6229 | 0.01169% | 0.01246% | 0.01207% |  | 6229 | 805 | 0.01063% | 0.009531%
| Sep | 17 | 14 | 6230 | 487.6277 | 562.4064 | 555.9299 | 0.01041% | 0.01145% | 0.01105% | 0.01061% | 6270 | 0.01071% | 0.01066% |  | 11.1619 | 23.2895 | 24.9343 |  | 6230 | 476.4658 | 539.1169 | 530.9956 |  | 6230 | 0.01037% | 0.01144% | 0.011% | 0.0122% | 0.01169% | 0.01246% |  | 6230 | 0.01144% | 0.011% | 6230 | 8380 | 0.01059% | 5981 | 0.01067% | 0.01063% |  | 6230 | 0.01169% | 0.01246% | 0.01207% |  | 6230 | 6270 | 0.01063% | 0.01206%
| Sep | 17 | 15 | 6231 | 485.953 | 565.4413 | 557.6085 | 0.01037% | 0.01151% | 0.01109% | 0.01061% | 5382 | 0.01071% | 0.01066% |  | 11.1631 | 23.2891 | 24.9334 |  | 6231 | 474.7899 | 542.1521 | 532.6751 |  | 6231 | 0.01034% | 0.01151% | 0.01103% | 0.0122% | 0.01169% | 0.01246% |  | 6231 | 0.01151% | 0.01103% | 6231 | 920 | 0.01059% | 7519 | 0.01067% | 0.01063% |  | 6231 | 0.01169% | 0.01246% | 0.01207% |  | 6231 | 5382 | 0.01063% | 0.01249%
| Sep | 17 | 16 | 6232 | 486.56 | 566.0743 | 552.1697 | 0.01038% | 0.01153% | 0.01098% | 0.01061% | 7564 | 0.01071% | 0.01066% |  | 11.1643 | 23.2888 | 24.9325 |  | 6232 | 475.3957 | 542.7855 | 527.2372 |  | 6232 | 0.01035% | 0.01152% | 0.01092% | 0.0122% | 0.01169% | 0.01246% |  | 6232 | 0.01152% | 0.01092% | 6232 | 6537 | 0.01059% | 411 | 0.01067% | 0.01063% |  | 6232 | 0.01169% | 0.01246% | 0.01207% |  | 6232 | 7564 | 0.01063% | 0.0118%
| Sep | 17 | 17 | 6233 | 488.2219 | 564.7989 | 547.4435 | 0.01042% | 0.0115% | 0.01089% | 0.01061% | 8140 | 0.01071% | 0.01066% |  | 11.1655 | 23.2884 | 24.9316 |  | 6233 | 477.0564 | 541.5105 | 522.5119 |  | 6233 | 0.01038% | 0.01149% | 0.01082% | 0.0122% | 0.01169% | 0.01246% |  | 6233 | 0.01149% | 0.01082% | 6233 | 5888 | 0.01059% | 8171 | 0.01067% | 0.01063% |  | 6233 | 0.01169% | 0.01246% | 0.01207% |  | 6233 | 8140 | 0.01063% | 0.01147%
| Sep | 17 | 18 | 6234 | 490.8111 | 562.4622 | 543.3175 | 0.01048% | 0.01145% | 0.0108% | 0.01061% | 424 | 0.01071% | 0.01066% |  | 11.1666 | 23.2881 | 24.9307 |  | 6234 | 479.6445 | 539.1741 | 518.3869 |  | 6234 | 0.01044% | 0.01144% | 0.01073% | 0.01221% | 0.01169% | 0.01246% |  | 6234 | 0.01144% | 0.01073% | 6234 | 6243 | 0.01059% | 1833 | 0.01067% | 0.01063% |  | 6234 | 0.01169% | 0.01246% | 0.01207% |  | 6234 | 424 | 0.01063% | 0.00929%
| Sep | 17 | 19 | 6235 | 498.0514 | 564.4265 | 550.7443 | 0.01063% | 0.01149% | 0.01095% | 0.01061% | 7436 | 0.01071% | 0.01066% |  | 11.1678 | 23.2878 | 24.9298 |  | 6235 | 486.8836 | 541.1388 | 525.8145 |  | 6235 | 0.0106% | 0.01149% | 0.01089% | 0.01221% | 0.01169% | 0.01246% |  | 6235 | 0.01149% | 0.01089% | 6235 | 1946 | 0.01059% | 6807 | 0.01067% | 0.01063% |  | 6235 | 0.01169% | 0.01246% | 0.01207% |  | 6235 | 7436 | 0.01063% | 0.01184%
| Sep | 17 | 20 | 6236 | 495.7913 | 562.546 | 550.613 | 0.01058% | 0.01146% | 0.01095% | 0.01061% | 551 | 0.01071% | 0.01066% |  | 11.169 | 23.2874 | 24.9289 |  | 6236 | 484.6223 | 539.2586 | 525.6841 |  | 6236 | 0.01055% | 0.01145% | 0.01089% | 0.01221% | 0.01168% | 0.01246% |  | 6236 | 0.01145% | 0.01089% | 6236 | 8292 | 0.01059% | 8281 | 0.01067% | 0.01063% |  | 6236 | 0.01168% | 0.01246% | 0.01207% |  | 6236 | 551 | 0.01063% | 0.009363%
| Sep | 17 | 21 | 6237 | 486.2641 | 546.664 | 537.513 | 0.01038% | 0.01113% | 0.01069% | 0.01061% | 6494 | 0.01071% | 0.01066% |  | 11.1701 | 23.2871 | 24.928 |  | 6237 | 475.094 | 523.3769 | 512.585 |  | 6237 | 0.01034% | 0.01111% | 0.01061% | 0.01221% | 0.01168% | 0.01246% |  | 6237 | 0.01111% | 0.01061% | 6237 | 7043 | 0.01059% | 2726 | 0.01067% | 0.01063% |  | 6237 | 0.01168% | 0.01246% | 0.01207% |  | 6237 | 6494 | 0.01063% | 0.01201%
| Sep | 17 | 22 | 6238 | 474.9327 | 531.6757 | 525.0225 | 0.01014% | 0.01083% | 0.01044% | 0.01061% | 8702 | 0.01071% | 0.01066% |  | 11.1713 | 23.2867 | 24.9271 |  | 6238 | 463.7613 | 508.3889 | 500.0954 |  | 6238 | 0.0101% | 0.01079% | 0.01036% | 0.01221% | 0.01168% | 0.01246% |  | 6238 | 0.01079% | 0.01036% | 6238 | 885 | 0.01058% | 7035 | 0.01067% | 0.01063% |  | 6238 | 0.01168% | 0.01246% | 0.01207% |  | 6238 | 8702 | 0.01063% | 0.01102%
| Sep | 17 | 23 | 6239 | 466.2276 | 524.2839 | 514.3981 | 0.009951% | 0.01068% | 0.01023% | 0.01061% | 2727 | 0.01071% | 0.01066% |  | 11.1725 | 23.2864 | 24.9262 |  | 6239 | 455.0551 | 500.9975 | 489.4719 |  | 6239 | 0.009906% | 0.01063% | 0.01014% | 0.01221% | 0.01168% | 0.01246% |  | 6239 | 0.01063% | 0.01014% | 6239 | 7084 | 0.01058% | 8205 | 0.01067% | 0.01063% |  | 6239 | 0.01168% | 0.01246% | 0.01207% |  | 6239 | 2727 | 0.01063% | 0.01125%
| Sep | 18 | 0 | 6240 | 459.0569 | 517.609 | 507.5902 | 0.009798% | 0.01054% | 0.01009% | 0.01061% | 50 | 0.01071% | 0.01066% |  | 11.1737 | 23.2861 | 24.9253 |  | 6240 | 447.8832 | 494.3229 | 482.6649 |  | 6240 | 0.009749% | 0.01049% | 0.009995% | 0.01221% | 0.01168% | 0.01246% |  | 6240 | 0.01049% | 0.009995% | 6240 | 8040 | 0.01058% | 2983 | 0.01067% | 0.01063% |  | 6240 | 0.01168% | 0.01246% | 0.01207% |  | 6240 | 50 | 0.01063% | 0.00914%
| Sep | 18 | 1 | 6241 | 459.0967 | 518.4655 | 504.9365 | 0.009798% | 0.01056% | 0.01004% | 0.01061% | 6617 | 0.0107% | 0.01066% |  | 11.1748 | 23.2857 | 24.9244 |  | 6241 | 447.9219 | 495.1797 | 480.012 |  | 6241 | 0.00975% | 0.01051% | 0.00994% | 0.01221% | 0.01168% | 0.01246% |  | 6241 | 0.01051% | 0.00994% | 6241 | 8282 | 0.01058% | 5690 | 0.01067% | 0.01063% |  | 6241 | 0.01168% | 0.01246% | 0.01207% |  | 6241 | 6617 | 0.01063% | 0.01198%
| Sep | 18 | 2 | 6242 | 456.3343 | 519.2754 | 506.4275 | 0.009739% | 0.01057% | 0.01007% | 0.01061% | 1140 | 0.0107% | 0.01066% |  | 11.176 | 23.2854 | 24.9236 |  | 6242 | 445.1583 | 495.99 | 481.5039 |  | 6242 | 0.00969% | 0.01053% | 0.009971% | 0.01222% | 0.01168% | 0.01246% |  | 6242 | 0.01053% | 0.009971% | 6242 | 6312 | 0.01058% | 7364 | 0.01067% | 0.01063% |  | 6242 | 0.01168% | 0.01246% | 0.01207% |  | 6242 | 1140 | 0.01063% | 0.009797%
| Sep | 18 | 3 | 6243 | 456.5608 | 522.031 | 508.6405 | 0.009744% | 0.01063% | 0.01011% | 0.01061% | 5982 | 0.0107% | 0.01066% |  | 11.1772 | 23.2851 | 24.9227 |  | 6243 | 445.3836 | 498.7459 | 483.7178 |  | 6243 | 0.009695% | 0.01059% | 0.01002% | 0.01222% | 0.01168% | 0.01246% |  | 6243 | 0.01059% | 0.01002% | 6243 | 553 | 0.01058% | 7393 | 0.01067% | 0.01063% |  | 6243 | 0.01168% | 0.01246% | 0.01207% |  | 6243 | 5982 | 0.01063% | 0.01217%
| Sep | 18 | 4 | 6244 | 460.0297 | 526.6671 | 508.7155 | 0.009818% | 0.01072% | 0.01012% | 0.01061% | 5347 | 0.0107% | 0.01066% |  | 11.1784 | 23.2847 | 24.9218 |  | 6244 | 448.8514 | 503.3824 | 483.7937 |  | 6244 | 0.009771% | 0.01068% | 0.01002% | 0.01222% | 0.01168% | 0.01246% |  | 6244 | 0.01068% | 0.01002% | 6244 | 8365 | 0.01058% | 1601 | 0.01067% | 0.01063% |  | 6244 | 0.01168% | 0.01246% | 0.01207% |  | 6244 | 5347 | 0.01063% | 0.01251%
| Sep | 18 | 5 | 6245 | 470.597 | 541.8137 | 521.3279 | 0.01004% | 0.01103% | 0.01037% | 0.01061% | 6936 | 0.0107% | 0.01066% |  | 11.1795 | 23.2844 | 24.9209 |  | 6245 | 459.4174 | 518.5293 | 496.407 |  | 6245 | 0.01% | 0.01101% | 0.01028% | 0.01222% | 0.01168% | 0.01246% |  | 6245 | 0.01101% | 0.01028% | 6245 | 884 | 0.01058% | 6618 | 0.01067% | 0.01063% |  | 6245 | 0.01168% | 0.01246% | 0.01207% |  | 6245 | 6936 | 0.01063% | 0.01194%
| Sep | 18 | 6 | 6246 | 488.1295 | 559.1387 | 532.6275 | 0.01042% | 0.01139% | 0.01059% | 0.01061% | 422 | 0.0107% | 0.01066% |  | 11.1807 | 23.2841 | 24.92 |  | 6246 | 476.9488 | 535.8547 | 507.7074 |  | 6246 | 0.01038% | 0.01137% | 0.01051% | 0.01222% | 0.01168% | 0.01246% |  | 6246 | 0.01137% | 0.01051% | 6246 | 1881 | 0.01058% | 1777 | 0.01067% | 0.01063% |  | 6246 | 0.01168% | 0.01246% | 0.01207% |  | 6246 | 422 | 0.01063% | 0.009289%
| Sep | 18 | 7 | 6247 | 498.0202 | 564.2124 | 539.6604 | 0.01063% | 0.01149% | 0.01073% | 0.01061% | 770 | 0.0107% | 0.01066% |  | 11.1819 | 23.2837 | 24.9192 |  | 6247 | 486.8383 | 540.9287 | 514.7412 |  | 6247 | 0.0106% | 0.01148% | 0.01066% | 0.01222% | 0.01168% | 0.01245% |  | 6247 | 0.01148% | 0.01066% | 6247 | 2225 | 0.01058% | 445 | 0.01067% | 0.01063% |  | 6247 | 0.01168% | 0.01245% | 0.01207% |  | 6247 | 770 | 0.01063% | 0.009506%
| Sep | 18 | 8 | 6248 | 503.1936 | 566.7818 | 535.45 | 0.01074% | 0.01154% | 0.01065% | 0.01061% | 7553 | 0.0107% | 0.01066% |  | 11.1831 | 23.2834 | 24.9183 |  | 6248 | 492.0106 | 543.4984 | 510.5317 |  | 6248 | 0.01071% | 0.01154% | 0.01057% | 0.01222% | 0.01168% | 0.01245% |  | 6248 | 0.01154% | 0.01057% | 6248 | 2873 | 0.01058% | 5307 | 0.01067% | 0.01063% |  | 6248 | 0.01168% | 0.01245% | 0.01207% |  | 6248 | 7553 | 0.01063% | 0.0118%
| Sep | 18 | 9 | 6249 | 503.9821 | 566.5584 | 541.9203 | 0.01076% | 0.01154% | 0.01078% | 0.01061% | 7392 | 0.0107% | 0.01065% |  | 11.1842 | 23.2831 | 24.9174 |  | 6249 | 492.7978 | 543.2753 | 517.0029 |  | 6249 | 0.01073% | 0.01153% | 0.01071% | 0.01222% | 0.01168% | 0.01245% |  | 6249 | 0.01153% | 0.01071% | 6249 | 1395 | 0.01058% | 792 | 0.01067% | 0.01063% |  | 6249 | 0.01168% | 0.01245% | 0.01207% |  | 6249 | 7392 | 0.01063% | 0.01185%
| Sep | 18 | 10 | 6250 | 505.8611 | 567.117 | 547.4717 | 0.0108% | 0.01155% | 0.01089% | 0.01061% | 8211 | 0.0107% | 0.01065% |  | 11.1854 | 23.2827 | 24.9166 |  | 6250 | 494.6757 | 543.8342 | 522.5551 |  | 6250 | 0.01077% | 0.01154% | 0.01082% | 0.01223% | 0.01168% | 0.01245% |  | 6250 | 0.01154% | 0.01082% | 6250 | 449 | 0.01058% | 6866 | 0.01067% | 0.01063% |  | 6250 | 0.01168% | 0.01245% | 0.01207% |  | 6250 | 8211 | 0.01063% | 0.01142%
| Sep | 18 | 11 | 6251 | 507.1273 | 565.9998 | 544.199 | 0.01082% | 0.01153% | 0.01082% | 0.01061% | 7031 | 0.0107% | 0.01065% |  | 11.1866 | 23.2824 | 24.9157 |  | 6251 | 495.9407 | 542.7174 | 519.2833 |  | 6251 | 0.0108% | 0.01152% | 0.01075% | 0.01223% | 0.01168% | 0.01245% |  | 6251 | 0.01152% | 0.01075% | 6251 | 432 | 0.01058% | 6680 | 0.01067% | 0.01063% |  | 6251 | 0.01168% | 0.01245% | 0.01207% |  | 6251 | 7031 | 0.01063% | 0.01193%
| Sep | 18 | 12 | 6252 | 508.9979 | 571.0177 | 549.4503 | 0.01086% | 0.01163% | 0.01093% | 0.01061% | 6328 | 0.0107% | 0.01065% |  | 11.1878 | 23.2821 | 24.9148 |  | 6252 | 497.8102 | 547.7356 | 524.5354 |  | 6252 | 0.01084% | 0.01163% | 0.01086% | 0.01223% | 0.01168% | 0.01245% |  | 6252 | 0.01163% | 0.01086% | 6252 | 7481 | 0.01058% | 6983 | 0.01067% | 0.01063% |  | 6252 | 0.01168% | 0.01245% | 0.01207% |  | 6252 | 6328 | 0.01063% | 0.01205%
| Sep | 18 | 13 | 6253 | 504.9488 | 574.0526 | 553.2668 | 0.01078% | 0.01169% | 0.011% | 0.0106% | 7653 | 0.0107% | 0.01065% |  | 11.1889 | 23.2817 | 24.914 |  | 6253 | 493.7598 | 550.7708 | 528.3528 |  | 6253 | 0.01075% | 0.01169% | 0.01094% | 0.01223% | 0.01168% | 0.01245% |  | 6253 | 0.01169% | 0.01094% | 6253 | 7801 | 0.01058% | 8709 | 0.01067% | 0.01062% |  | 6253 | 0.01168% | 0.01245% | 0.01207% |  | 6253 | 7653 | 0.01062% | 0.01176%
| Sep | 18 | 14 | 6254 | 507.6175 | 579.3869 | 555.6205 | 0.01083% | 0.0118% | 0.01105% | 0.0106% | 6808 | 0.0107% | 0.01065% |  | 11.1901 | 23.2814 | 24.9131 |  | 6254 | 496.4274 | 556.1055 | 530.7074 |  | 6254 | 0.01081% | 0.0118% | 0.01099% | 0.01223% | 0.01168% | 0.01245% |  | 6254 | 0.0118% | 0.01099% | 6254 | 1617 | 0.01058% | 6572 | 0.01067% | 0.01062% |  | 6254 | 0.01168% | 0.01245% | 0.01207% |  | 6254 | 6808 | 0.01062% | 0.01196%
| Sep | 18 | 15 | 6255 | 512.774 | 582.9431 | 551.5508 | 0.01094% | 0.01187% | 0.01097% | 0.0106% | 481 | 0.0107% | 0.01065% |  | 11.1913 | 23.2811 | 24.9122 |  | 6255 | 501.5827 | 559.6621 | 526.6385 |  | 6255 | 0.01092% | 0.01188% | 0.01091% | 0.01223% | 0.01168% | 0.01245% |  | 6255 | 0.01188% | 0.01091% | 6255 | 7109 | 0.01058% | 1772 | 0.01067% | 0.01062% |  | 6255 | 0.01168% | 0.01245% | 0.01207% |  | 6255 | 481 | 0.01062% | 0.009322%
| Sep | 18 | 16 | 6256 | 516.7011 | 587.0859 | 550.9037 | 0.01103% | 0.01196% | 0.01095% | 0.0106% | 6593 | 0.0107% | 0.01065% |  | 11.1925 | 23.2808 | 24.9114 |  | 6256 | 505.5086 | 563.8051 | 525.9924 |  | 6256 | 0.011% | 0.01197% | 0.01089% | 0.01223% | 0.01168% | 0.01245% |  | 6256 | 0.01197% | 0.01089% | 6256 | 8610 | 0.01058% | 8179 | 0.01067% | 0.01062% |  | 6256 | 0.01168% | 0.01245% | 0.01207% |  | 6256 | 6593 | 0.01062% | 0.01199%
| Sep | 18 | 17 | 6257 | 512.7006 | 585.8105 | 546.7309 | 0.01094% | 0.01193% | 0.01087% | 0.0106% | 2724 | 0.0107% | 0.01065% |  | 11.1936 | 23.2804 | 24.9105 |  | 6257 | 501.5069 | 562.53 | 521.8203 |  | 6257 | 0.01092% | 0.01194% | 0.01081% | 0.01223% | 0.01168% | 0.01245% |  | 6257 | 0.01194% | 0.01081% | 6257 | 8583 | 0.01058% | 7770 | 0.01067% | 0.01062% |  | 6257 | 0.01168% | 0.01245% | 0.01207% |  | 6257 | 2724 | 0.01062% | 0.01125%
| Sep | 18 | 18 | 6258 | 510.0538 | 578.7446 | 543.6926 | 0.01089% | 0.01179% | 0.01081% | 0.0106% | 7011 | 0.0107% | 0.01065% |  | 11.1948 | 23.2801 | 24.9097 |  | 6258 | 498.859 | 555.4644 | 518.783 |  | 6258 | 0.01086% | 0.01179% | 0.01074% | 0.01224% | 0.01168% | 0.01245% |  | 6258 | 0.01179% | 0.01074% | 6258 | 1960 | 0.01058% | 7539 | 0.01067% | 0.01062% |  | 6258 | 0.01168% | 0.01245% | 0.01207% |  | 6258 | 7011 | 0.01062% | 0.01193%
| Sep | 18 | 19 | 6259 | 517.0334 | 579.5731 | 547.1997 | 0.01103% | 0.0118% | 0.01088% | 0.0106% | 1120 | 0.0107% | 0.01065% |  | 11.196 | 23.2798 | 24.9088 |  | 6259 | 505.8374 | 556.2933 | 522.2909 |  | 6259 | 0.01101% | 0.01181% | 0.01082% | 0.01224% | 0.01168% | 0.01245% |  | 6259 | 0.01181% | 0.01082% | 6259 | 6562 | 0.01058% | 386 | 0.01066% | 0.01062% |  | 6259 | 0.01168% | 0.01245% | 0.01207% |  | 6259 | 1120 | 0.01062% | 0.00978%
| Sep | 18 | 20 | 6260 | 515.6111 | 575.4211 | 544.8273 | 0.011% | 0.01172% | 0.01083% | 0.0106% | 6009 | 0.0107% | 0.01065% |  | 11.1972 | 23.2795 | 24.908 |  | 6260 | 504.4139 | 552.1416 | 519.9193 |  | 6260 | 0.01098% | 0.01172% | 0.01077% | 0.01224% | 0.01168% | 0.01245% |  | 6260 | 0.01172% | 0.01077% | 6260 | 8367 | 0.01058% | 7489 | 0.01066% | 0.01062% |  | 6260 | 0.01168% | 0.01245% | 0.01207% |  | 6260 | 6009 | 0.01062% | 0.01216%
| Sep | 18 | 21 | 6261 | 504.466 | 563.57 | 530.5082 | 0.01077% | 0.01148% | 0.01055% | 0.0106% | 7663 | 0.0107% | 0.01065% |  | 11.1983 | 23.2791 | 24.9071 |  | 6261 | 493.2677 | 540.2909 | 505.6011 |  | 6261 | 0.01074% | 0.01147% | 0.01047% | 0.01224% | 0.01168% | 0.01245% |  | 6261 | 0.01147% | 0.01047% | 6261 | 2877 | 0.01058% | 8283 | 0.01066% | 0.01062% |  | 6261 | 0.01168% | 0.01245% | 0.01206% |  | 6261 | 7663 | 0.01062% | 0.01176%
| Sep | 18 | 22 | 6262 | 485.722 | 549.0286 | 518.2147 | 0.01037% | 0.01118% | 0.0103% | 0.0106% | 8235 | 0.0107% | 0.01065% |  | 11.1995 | 23.2788 | 24.9063 |  | 6262 | 474.5225 | 525.7498 | 493.3084 |  | 6262 | 0.01033% | 0.01116% | 0.01022% | 0.01224% | 0.01168% | 0.01245% |  | 6262 | 0.01116% | 0.01022% | 6262 | 8614 | 0.01058% | 7664 | 0.01066% | 0.01062% |  | 6262 | 0.01168% | 0.01245% | 0.01206% |  | 6262 | 8235 | 0.01062% | 0.0114%
| Sep | 18 | 23 | 6263 | 476.8625 | 536.7866 | 507.5527 | 0.01018% | 0.01093% | 0.01009% | 0.0106% | 1726 | 0.0107% | 0.01065% |  | 11.2007 | 23.2785 | 24.9054 |  | 6263 | 465.6618 | 513.5081 | 482.6473 |  | 6263 | 0.01014% | 0.0109% | 0.009995% | 0.01224% | 0.01168% | 0.01245% |  | 6263 | 0.0109% | 0.009995% | 6263 | 7072 | 0.01058% | 6815 | 0.01066% | 0.01062% |  | 6263 | 0.01168% | 0.01245% | 0.01206% |  | 6263 | 1726 | 0.01062% | 0.01029%
| Sep | 19 | 0 | 6264 | 470.9259 | 530.8006 | 501.767 | 0.01005% | 0.01081% | 0.009977% | 0.0106% | 6498 | 0.0107% | 0.01065% |  | 11.2019 | 23.2782 | 24.9046 |  | 6264 | 459.7241 | 507.5224 | 476.8624 |  | 6264 | 0.01001% | 0.01077% | 0.009875% | 0.01224% | 0.01168% | 0.01245% |  | 6264 | 0.01077% | 0.009875% | 6264 | 2629 | 0.01058% | 7347 | 0.01066% | 0.01062% |  | 6264 | 0.01168% | 0.01245% | 0.01206% |  | 6264 | 6498 | 0.01062% | 0.01201%
| Sep | 19 | 1 | 6265 | 470.1866 | 528.92 | 499.4977 | 0.01004% | 0.01077% | 0.009932% | 0.0106% | 6047 | 0.01069% | 0.01065% |  | 11.203 | 23.2779 | 24.9037 |  | 6265 | 458.9836 | 505.6422 | 474.5939 |  | 6265 | 0.009991% | 0.01073% | 0.009828% | 0.01225% | 0.01168% | 0.01245% |  | 6265 | 0.01073% | 0.009828% | 6265 | 2312 | 0.01058% | 6656 | 0.01066% | 0.01062% |  | 6265 | 0.01168% | 0.01245% | 0.01206% |  | 6265 | 6047 | 0.01062% | 0.01214%
| Sep | 19 | 2 | 6266 | 469.0353 | 528.9759 | 501.842 | 0.01001% | 0.01077% | 0.009979% | 0.0106% | 7584 | 0.01069% | 0.01065% |  | 11.2042 | 23.2775 | 24.9029 |  | 6266 | 457.831 | 505.6984 | 476.9391 |  | 6266 | 0.009966% | 0.01073% | 0.009877% | 0.01225% | 0.01168% | 0.01245% |  | 6266 | 0.01073% | 0.009877% | 6266 | 997 | 0.01058% | 1809 | 0.01066% | 0.01062% |  | 6266 | 0.01168% | 0.01245% | 0.01206% |  | 6266 | 7584 | 0.01062% | 0.01179%
| Sep | 19 | 3 | 6267 | 472.8658 | 531.0985 | 504.0269 | 0.01009% | 0.01082% | 0.01002% | 0.0106% | 6308 | 0.01069% | 0.01065% |  | 11.2054 | 23.2772 | 24.902 |  | 6267 | 461.6604 | 507.8212 | 479.1248 |  | 6267 | 0.01005% | 0.01078% | 0.009922% | 0.01225% | 0.01168% | 0.01245% |  | 6267 | 0.01078% | 0.009922% | 6267 | 1068 | 0.01058% | 1241 | 0.01066% | 0.01062% |  | 6267 | 0.01168% | 0.01245% | 0.01206% |  | 6267 | 6308 | 0.01062% | 0.01205%
| Sep | 19 | 4 | 6268 | 476.9229 | 534.4126 | 507.0651 | 0.01018% | 0.01088% | 0.01008% | 0.0106% | 6885 | 0.01069% | 0.01065% |  | 11.2066 | 23.2769 | 24.9012 |  | 6268 | 465.7164 | 511.1358 | 482.1639 |  | 6268 | 0.01014% | 0.01085% | 0.009985% | 0.01225% | 0.01168% | 0.01245% |  | 6268 | 0.01085% | 0.009985% | 6268 | 6851 | 0.01058% | 2975 | 0.01066% | 0.01062% |  | 6268 | 0.01168% | 0.01245% | 0.01206% |  | 6268 | 6885 | 0.01062% | 0.01195%
| Sep | 19 | 5 | 6269 | 493.4866 | 548.5259 | 521.131 | 0.01053% | 0.01117% | 0.01036% | 0.0106% | 2022 | 0.01069% | 0.01065% |  | 11.2077 | 23.2766 | 24.9004 |  | 6269 | 482.2789 | 525.2493 | 496.2306 |  | 6269 | 0.0105% | 0.01115% | 0.01028% | 0.01225% | 0.01168% | 0.01245% |  | 6269 | 0.01115% | 0.01028% | 6269 | 7091 | 0.01058% | 204 | 0.01066% | 0.01062% |  | 6269 | 0.01168% | 0.01245% | 0.01206% |  | 6269 | 2022 | 0.01062% | 0.01054%
| Sep | 19 | 6 | 6270 | 511.715 | 563.961 | 538.5539 | 0.01092% | 0.01148% | 0.01071% | 0.0106% | 7263 | 0.01069% | 0.01065% |  | 11.2089 | 23.2763 | 24.8995 |  | 6270 | 500.5061 | 540.6848 | 513.6544 |  | 6270 | 0.01089% | 0.01148% | 0.01064% | 0.01225% | 0.01168% | 0.01245% |  | 6270 | 0.01148% | 0.01064% | 6270 | 6765 | 0.01058% | 1773 | 0.01066% | 0.01062% |  | 6270 | 0.01168% | 0.01245% | 0.01206% |  | 6270 | 7263 | 0.01062% | 0.01188%
| Sep | 19 | 7 | 6271 | 519.6808 | 574.0619 | 543.9833 | 0.01109% | 0.01169% | 0.01082% | 0.0106% | 6152 | 0.01069% | 0.01065% |  | 11.2101 | 23.2759 | 24.8987 |  | 6271 | 508.4707 | 550.7859 | 519.0846 |  | 6271 | 0.01107% | 0.01169% | 0.01075% | 0.01225% | 0.01168% | 0.01244% |  | 6271 | 0.01169% | 0.01075% | 6271 | 2977 | 0.01058% | 6247 | 0.01066% | 0.01062% |  | 6271 | 0.01168% | 0.01244% | 0.01206% |  | 6271 | 6152 | 0.01062% | 0.0121%
| Sep | 19 | 8 | 6272 | 515.4063 | 575.179 | 546.6277 | 0.011% | 0.01171% | 0.01087% | 0.0106% | 7066 | 0.01069% | 0.01065% |  | 11.2113 | 23.2756 | 24.8979 |  | 6272 | 504.195 | 551.9034 | 521.7298 |  | 6272 | 0.01098% | 0.01171% | 0.0108% | 0.01225% | 0.01168% | 0.01244% |  | 6272 | 0.01171% | 0.0108% | 6272 | 1491 | 0.01058% | 6829 | 0.01066% | 0.01062% |  | 6272 | 0.01168% | 0.01244% | 0.01206% |  | 6272 | 7066 | 0.01062% | 0.01192%
| Sep | 19 | 9 | 6273 | 513.0045 | 576.1844 | 546.684 | 0.01095% | 0.01173% | 0.01087% | 0.0106% | 3261 | 0.01069% | 0.01065% |  | 11.2125 | 23.2753 | 24.8971 |  | 6273 | 501.7921 | 552.9091 | 521.7869 |  | 6273 | 0.01092% | 0.01174% | 0.01081% | 0.01226% | 0.01168% | 0.01244% |  | 6273 | 0.01174% | 0.01081% | 6273 | 1355 | 0.01058% | 387 | 0.01066% | 0.01062% |  | 6273 | 0.01168% | 0.01244% | 0.01206% |  | 6273 | 3261 | 0.01062% | 0.01184%
| Sep | 19 | 10 | 6274 | 514.1687 | 570.366 | 547.2091 | 0.01097% | 0.01161% | 0.01088% | 0.0106% | 7008 | 0.01069% | 0.01064% |  | 11.2136 | 23.275 | 24.8962 |  | 6274 | 502.9551 | 547.091 | 522.3129 |  | 6274 | 0.01095% | 0.01161% | 0.01082% | 0.01226% | 0.01168% | 0.01244% |  | 6274 | 0.01161% | 0.01082% | 6274 | 6834 | 0.01058% | 7084 | 0.01066% | 0.01062% |  | 6274 | 0.01168% | 0.01244% | 0.01206% |  | 6274 | 7008 | 0.01062% | 0.01193%
| Sep | 19 | 11 | 6275 | 513.4302 | 574.2853 | 551.7383 | 0.01096% | 0.01169% | 0.01097% | 0.0106% | 142 | 0.01069% | 0.01064% |  | 11.2148 | 23.2747 | 24.8954 |  | 6275 | 502.2154 | 551.0106 | 526.8429 |  | 6275 | 0.01093% | 0.0117% | 0.01091% | 0.01226% | 0.01168% | 0.01244% |  | 6275 | 0.0117% | 0.01091% | 6275 | 555 | 0.01058% | 2810 | 0.01066% | 0.01062% |  | 6275 | 0.01168% | 0.01244% | 0.01206% |  | 6275 | 142 | 0.01062% | 0.009171%
| Sep | 19 | 12 | 6276 | 510.745 | 576.6034 | 553.3231 | 0.0109% | 0.01174% | 0.011% | 0.0106% | 6030 | 0.01069% | 0.01064% |  | 11.216 | 23.2744 | 24.8946 |  | 6276 | 499.529 | 553.329 | 528.4285 |  | 6276 | 0.01087% | 0.01174% | 0.01094% | 0.01226% | 0.01168% | 0.01244% |  | 6276 | 0.01174% | 0.01094% | 6276 | 6189 | 0.01058% | 5341 | 0.01066% | 0.01062% |  | 6276 | 0.01168% | 0.01244% | 0.01206% |  | 6276 | 6030 | 0.01062% | 0.01215%
| Sep | 19 | 13 | 6277 | 508.2766 | 577.9253 | 557.224 | 0.01085% | 0.01177% | 0.01108% | 0.0106% | 6614 | 0.01069% | 0.01064% |  | 11.2172 | 23.2741 | 24.8938 |  | 6277 | 497.0595 | 554.6513 | 532.3302 |  | 6277 | 0.01082% | 0.01177% | 0.01102% | 0.01226% | 0.01168% | 0.01244% |  | 6277 | 0.01177% | 0.01102% | 6277 | 1432 | 0.01058% | 6861 | 0.01066% | 0.01062% |  | 6277 | 0.01168% | 0.01244% | 0.01206% |  | 6277 | 6614 | 0.01062% | 0.01198%
| Sep | 19 | 14 | 6278 | 510.1621 | 582.8128 | 558.9682 | 0.01089% | 0.01187% | 0.01111% | 0.0106% | 2819 | 0.01069% | 0.01064% |  | 11.2183 | 23.2738 | 24.8929 |  | 6278 | 498.9438 | 559.5391 | 534.0752 |  | 6278 | 0.01086% | 0.01188% | 0.01106% | 0.01226% | 0.01168% | 0.01244% |  | 6278 | 0.01188% | 0.01106% | 6278 | 2360 | 0.01058% | 3261 | 0.01066% | 0.01062% |  | 6278 | 0.01168% | 0.01244% | 0.01206% |  | 6278 | 2819 | 0.01062% | 0.01136%
| Sep | 19 | 15 | 6279 | 510.0974 | 583.7345 | 561.1624 | 0.01089% | 0.01189% | 0.01116% | 0.0106% | 3476 | 0.01069% | 0.01064% |  | 11.2195 | 23.2734 | 24.8921 |  | 6279 | 498.8779 | 560.461 | 536.2703 |  | 6279 | 0.01086% | 0.0119% | 0.01111% | 0.01226% | 0.01168% | 0.01244% |  | 6279 | 0.0119% | 0.01111% | 6279 | 883 | 0.01058% | 542 | 0.01066% | 0.01062% |  | 6279 | 0.01168% | 0.01244% | 0.01206% |  | 6279 | 3476 | 0.01062% | 0.01205%
| Sep | 19 | 16 | 6280 | 508.408 | 588.7709 | 562.0814 | 0.01085% | 0.01199% | 0.01118% | 0.0106% | 6285 | 0.01069% | 0.01064% |  | 11.2207 | 23.2731 | 24.8913 |  | 6280 | 497.1874 | 565.4978 | 537.1901 |  | 6280 | 0.01082% | 0.012% | 0.01112% | 0.01226% | 0.01168% | 0.01244% |  | 6280 | 0.012% | 0.01112% | 6280 | 2874 | 0.01058% | 7506 | 0.01066% | 0.01062% |  | 6280 | 0.01168% | 0.01244% | 0.01206% |  | 6280 | 6285 | 0.01062% | 0.01206%
| Sep | 19 | 17 | 6281 | 502.3379 | 585.3264 | 558.8087 | 0.01072% | 0.01192% | 0.01111% | 0.0106% | 3272 | 0.01069% | 0.01064% |  | 11.2219 | 23.2728 | 24.8905 |  | 6281 | 491.116 | 562.0536 | 533.9183 |  | 6281 | 0.01069% | 0.01193% | 0.01106% | 0.01227% | 0.01168% | 0.01244% |  | 6281 | 0.01193% | 0.01106% | 6281 | 5689 | 0.01058% | 7723 | 0.01066% | 0.01062% |  | 6281 | 0.01168% | 0.01244% | 0.01206% |  | 6281 | 3272 | 0.01062% | 0.01185%
| Sep | 19 | 18 | 6282 | 501.6486 | 573.8105 | 555.236 | 0.01071% | 0.01168% | 0.01104% | 0.0106% | 8579 | 0.01069% | 0.01064% |  | 11.223 | 23.2725 | 24.8897 |  | 6282 | 490.4256 | 550.538 | 530.3463 |  | 6282 | 0.01068% | 0.01169% | 0.01098% | 0.01227% | 0.01168% | 0.01244% |  | 6282 | 0.01169% | 0.01098% | 6282 | 8722 | 0.01058% | 6938 | 0.01066% | 0.01062% |  | 6282 | 0.01168% | 0.01244% | 0.01206% |  | 6282 | 8579 | 0.01062% | 0.01112%
| Sep | 19 | 19 | 6283 | 509.5657 | 575.1045 | 554.242 | 0.01088% | 0.01171% | 0.01102% | 0.0106% | 7314 | 0.01069% | 0.01064% |  | 11.2242 | 23.2722 | 24.8889 |  | 6283 | 498.3415 | 551.8323 | 529.3532 |  | 6283 | 0.01085% | 0.01171% | 0.01096% | 0.01227% | 0.01168% | 0.01244% |  | 6283 | 0.01171% | 0.01096% | 6283 | 2634 | 0.01058% | 8114 | 0.01066% | 0.01062% |  | 6283 | 0.01168% | 0.01244% | 0.01206% |  | 6283 | 7314 | 0.01062% | 0.01187%
| Sep | 19 | 20 | 6284 | 509.681 | 574.5832 | 551.2319 | 0.01088% | 0.0117% | 0.01096% | 0.0106% | 7507 | 0.01069% | 0.01064% |  | 11.2254 | 23.2719 | 24.8881 |  | 6284 | 498.4556 | 551.3113 | 526.3439 |  | 6284 | 0.01085% | 0.0117% | 0.0109% | 0.01227% | 0.01168% | 0.01244% |  | 6284 | 0.0117% | 0.0109% | 6284 | 1807 | 0.01058% | 6578 | 0.01065% | 0.01061% |  | 6284 | 0.01168% | 0.01244% | 0.01206% |  | 6284 | 7507 | 0.01061% | 0.01182%
| Sep | 19 | 21 | 6285 | 497.4253 | 558.4684 | 537.6349 | 0.01062% | 0.01137% | 0.01069% | 0.0106% | 7239 | 0.01069% | 0.01064% |  | 11.2266 | 23.2716 | 24.8873 |  | 6285 | 486.1987 | 535.1968 | 512.7477 |  | 6285 | 0.01058% | 0.01136% | 0.01062% | 0.01227% | 0.01168% | 0.01244% |  | 6285 | 0.01136% | 0.01062% | 6285 | 8402 | 0.01057% | 6495 | 0.01065% | 0.01061% |  | 6285 | 0.01168% | 0.01244% | 0.01206% |  | 6285 | 7239 | 0.01061% | 0.01189%
| Sep | 19 | 22 | 6286 | 483.5777 | 541.6834 | 519.9307 | 0.01032% | 0.01103% | 0.01034% | 0.0106% | 2811 | 0.01069% | 0.01064% |  | 11.2278 | 23.2713 | 24.8865 |  | 6286 | 472.35 | 518.4121 | 495.0442 |  | 6286 | 0.01028% | 0.011% | 0.01025% | 0.01227% | 0.01168% | 0.01244% |  | 6286 | 0.011% | 0.01025% | 6286 | 694 | 0.01057% | 3272 | 0.01065% | 0.01061% |  | 6286 | 0.01168% | 0.01244% | 0.01206% |  | 6286 | 2811 | 0.01061% | 0.01135%
| Sep | 19 | 23 | 6287 | 471.6444 | 528.3894 | 512.654 | 0.01007% | 0.01076% | 0.01019% | 0.01059% | 6237 | 0.01069% | 0.01064% |  | 11.2289 | 23.271 | 24.8857 |  | 6287 | 460.4154 | 505.1184 | 487.7683 |  | 6287 | 0.01002% | 0.01072% | 0.0101% | 0.01227% | 0.01168% | 0.01244% |  | 6287 | 0.01072% | 0.0101% | 6287 | 6201 | 0.01057% | 6817 | 0.01065% | 0.01061% |  | 6287 | 0.01168% | 0.01244% | 0.01206% |  | 6287 | 6237 | 0.01061% | 0.01207%
| Sep | 20 | 0 | 6288 | 466.9732 | 522.9247 | 505.1053 | 0.009967% | 0.01065% | 0.01004% | 0.01059% | 7077 | 0.01069% | 0.01064% |  | 11.2301 | 23.2707 | 24.8849 |  | 6288 | 455.7431 | 499.654 | 480.2204 |  | 6288 | 0.009921% | 0.01061% | 0.009945% | 0.01227% | 0.01168% | 0.01244% |  | 6288 | 0.01061% | 0.009945% | 6288 | 1508 | 0.01057% | 1715 | 0.01065% | 0.01061% |  | 6288 | 0.01168% | 0.01244% | 0.01206% |  | 6288 | 7077 | 0.01061% | 0.01192%
| Sep | 20 | 1 | 6289 | 465.4535 | 520.5042 | 503.9144 | 0.009934% | 0.0106% | 0.01002% | 0.01059% | 423 | 0.01069% | 0.01064% |  | 11.2313 | 23.2704 | 24.8841 |  | 6289 | 454.2222 | 497.2339 | 479.0303 |  | 6289 | 0.009887% | 0.01055% | 0.00992% | 0.01228% | 0.01168% | 0.01244% |  | 6289 | 0.01055% | 0.00992% | 6289 | 7697 | 0.01057% | 384 | 0.01065% | 0.01061% |  | 6289 | 0.01168% | 0.01244% | 0.01206% |  | 6289 | 423 | 0.01061% | 0.00929%
| Sep | 20 | 2 | 6290 | 464.9994 | 519.3033 | 505.471 | 0.009924% | 0.01057% | 0.01005% | 0.01059% | 531 | 0.01069% | 0.01064% |  | 11.2325 | 23.2701 | 24.8833 |  | 6290 | 453.7669 | 496.0332 | 480.5877 |  | 6290 | 0.009878% | 0.01053% | 0.009952% | 0.01228% | 0.01168% | 0.01244% |  | 6290 | 0.01053% | 0.009952% | 6290 | 7824 | 0.01057% | 2070 | 0.01065% | 0.01061% |  | 6290 | 0.01168% | 0.01244% | 0.01206% |  | 6290 | 531 | 0.01061% | 0.009351%
| Sep | 20 | 3 | 6291 | 468.8442 | 521.3793 | 505.3491 | 0.01001% | 0.01062% | 0.01005% | 0.01059% | 3273 | 0.01069% | 0.01064% |  | 11.2336 | 23.2698 | 24.8825 |  | 6291 | 457.6106 | 498.1096 | 480.4666 |  | 6291 | 0.009961% | 0.01057% | 0.00995% | 0.01228% | 0.01168% | 0.01244% |  | 6291 | 0.01057% | 0.00995% | 6291 | 2145 | 0.01057% | 7559 | 0.01065% | 0.01061% |  | 6291 | 0.01168% | 0.01244% | 0.01206% |  | 6291 | 3273 | 0.01061% | 0.01185%
| Sep | 20 | 4 | 6292 | 476.3422 | 522.2824 | 501.6169 | 0.01017% | 0.01064% | 0.009974% | 0.01059% | 3456 | 0.01069% | 0.01064% |  | 11.2348 | 23.2695 | 24.8817 |  | 6292 | 465.1074 | 499.0129 | 476.7353 |  | 6292 | 0.01012% | 0.01059% | 0.009872% | 0.01228% | 0.01168% | 0.01244% |  | 6292 | 0.01059% | 0.009872% | 6292 | 7009 | 0.01057% | 8695 | 0.01065% | 0.01061% |  | 6292 | 0.01168% | 0.01244% | 0.01206% |  | 6292 | 3456 | 0.01061% | 0.01203%
| Sep | 20 | 5 | 6293 | 494.2951 | 537.4848 | 517.8771 | 0.01055% | 0.01095% | 0.0103% | 0.01059% | 6816 | 0.01069% | 0.01064% |  | 11.236 | 23.2692 | 24.8809 |  | 6293 | 483.0591 | 514.2156 | 492.9962 |  | 6293 | 0.01052% | 0.01091% | 0.01021% | 0.01228% | 0.01168% | 0.01244% |  | 6293 | 0.01091% | 0.01021% | 6293 | 6291 | 0.01057% | 5979 | 0.01065% | 0.01061% |  | 6293 | 0.01168% | 0.01244% | 0.01206% |  | 6293 | 6816 | 0.01061% | 0.01195%
| Sep | 20 | 6 | 6294 | 514.2185 | 555.0146 | 535.6376 | 0.01097% | 0.0113% | 0.01065% | 0.01059% | 7009 | 0.01069% | 0.01064% |  | 11.2372 | 23.2689 | 24.8801 |  | 6294 | 502.9813 | 531.7457 | 510.7575 |  | 6294 | 0.01095% | 0.01129% | 0.01058% | 0.01228% | 0.01168% | 0.01244% |  | 6294 | 0.01129% | 0.01058% | 6294 | 6206 | 0.01057% | 3171 | 0.01065% | 0.01061% |  | 6294 | 0.01168% | 0.01244% | 0.01206% |  | 6294 | 7009 | 0.01061% | 0.01193%
| Sep | 20 | 7 | 6295 | 519.248 | 559.6321 | 542.211 | 0.01108% | 0.0114% | 0.01078% | 0.01059% | 444 | 0.01069% | 0.01064% |  | 11.2384 | 23.2686 | 24.8793 |  | 6295 | 508.0097 | 536.3636 | 517.3317 |  | 6295 | 0.01106% | 0.01138% | 0.01071% | 0.01228% | 0.01168% | 0.01243% |  | 6295 | 0.01138% | 0.01071% | 6295 | 2121 | 0.01057% | 206 | 0.01065% | 0.01061% |  | 6295 | 0.01168% | 0.01243% | 0.01206% |  | 6295 | 444 | 0.01061% | 0.009301%
| Sep | 20 | 8 | 6296 | 516.2929 | 561.9036 | 542.4267 | 0.01102% | 0.01144% | 0.01079% | 0.01059% | 7181 | 0.01069% | 0.01064% |  | 11.2395 | 23.2683 | 24.8785 |  | 6296 | 505.0534 | 538.6354 | 517.5482 |  | 6296 | 0.01099% | 0.01143% | 0.01072% | 0.01228% | 0.01168% | 0.01243% |  | 6296 | 0.01143% | 0.01072% | 6296 | 3034 | 0.01057% | 2783 | 0.01065% | 0.01061% |  | 6296 | 0.01168% | 0.01243% | 0.01205% |  | 6296 | 7181 | 0.01061% | 0.0119%
| Sep | 20 | 9 | 6297 | 521.067 | 564.7617 | 545.8119 | 0.01112% | 0.0115% | 0.01085% | 0.01059% | 6833 | 0.01068% | 0.01064% |  | 11.2407 | 23.268 | 24.8777 |  | 6297 | 509.8263 | 541.4937 | 520.9342 |  | 6297 | 0.0111% | 0.01149% | 0.01079% | 0.01229% | 0.01168% | 0.01243% |  | 6297 | 0.01149% | 0.01079% | 6297 | 2572 | 0.01057% | 7477 | 0.01065% | 0.01061% |  | 6297 | 0.01168% | 0.01243% | 0.01205% |  | 6297 | 6833 | 0.01061% | 0.01195%
| Sep | 20 | 10 | 6298 | 523.0432 | 568.7648 | 549.5909 | 0.01116% | 0.01158% | 0.01093% | 0.01059% | 6499 | 0.01068% | 0.01064% |  | 11.2419 | 23.2677 | 24.8769 |  | 6298 | 511.8013 | 545.4971 | 524.714 |  | 6298 | 0.01114% | 0.01158% | 0.01087% | 0.01229% | 0.01168% | 0.01243% |  | 6298 | 0.01158% | 0.01087% | 6298 | 6759 | 0.01057% | 7331 | 0.01065% | 0.01061% |  | 6298 | 0.01168% | 0.01243% | 0.01205% |  | 6298 | 6499 | 0.01061% | 0.01201%
| Sep | 20 | 11 | 6299 | 491.4479 | 570.3008 | 548.2312 | 0.01049% | 0.01161% | 0.0109% | 0.01059% | 6701 | 0.01068% | 0.01064% |  | 11.2431 | 23.2674 | 24.8762 |  | 6299 | 480.2049 | 547.0335 | 523.3551 |  | 6299 | 0.01045% | 0.01161% | 0.01084% | 0.01229% | 0.01167% | 0.01243% |  | 6299 | 0.01161% | 0.01084% | 6299 | 2097 | 0.01057% | 410 | 0.01065% | 0.01061% |  | 6299 | 0.01167% | 0.01243% | 0.01205% |  | 6299 | 6701 | 0.01061% | 0.01197%
| Sep | 20 | 12 | 6300 | 494.3033 | 570.6267 | 548.0624 | 0.01055% | 0.01162% | 0.0109% | 0.01059% | 7289 | 0.01068% | 0.01064% |  | 11.2443 | 23.2671 | 24.8754 |  | 6300 | 483.0591 | 547.3596 | 523.187 |  | 6300 | 0.01052% | 0.01162% | 0.01083% | 0.01229% | 0.01167% | 0.01243% |  | 6300 | 0.01162% | 0.01083% | 6300 | 7425 | 0.01057% | 3273 | 0.01065% | 0.01061% |  | 6300 | 0.01167% | 0.01243% | 0.01205% |  | 6300 | 7289 | 0.01061% | 0.01188%
| Sep | 20 | 13 | 6301 | 491.8843 | 573.494 | 552.3947 | 0.0105% | 0.01168% | 0.01098% | 0.01059% | 2983 | 0.01068% | 0.01064% |  | 11.2454 | 23.2668 | 24.8746 |  | 6301 | 480.6389 | 550.2272 | 527.5201 |  | 6301 | 0.01046% | 0.01168% | 0.01092% | 0.01229% | 0.01167% | 0.01243% |  | 6301 | 0.01168% | 0.01092% | 6301 | 2206 | 0.01057% | 8113 | 0.01065% | 0.01061% |  | 6301 | 0.01167% | 0.01243% | 0.01205% |  | 6301 | 2983 | 0.01061% | 0.01154%
| Sep | 20 | 14 | 6302 | 485.7382 | 579.6569 | 552.9386 | 0.01037% | 0.0118% | 0.01099% | 0.01059% | 7203 | 0.01068% | 0.01064% |  | 11.2466 | 23.2665 | 24.8738 |  | 6302 | 474.4915 | 556.3904 | 528.0648 |  | 6302 | 0.01033% | 0.01181% | 0.01094% | 0.01229% | 0.01167% | 0.01243% |  | 6302 | 0.01181% | 0.01094% | 6302 | 2633 | 0.01057% | 6613 | 0.01065% | 0.01061% |  | 6302 | 0.01167% | 0.01243% | 0.01205% |  | 6302 | 7203 | 0.01061% | 0.0119%
| Sep | 20 | 15 | 6303 | 496.8431 | 581.2767 | 555.9862 | 0.0106% | 0.01184% | 0.01106% | 0.01059% | 93 | 0.01068% | 0.01064% |  | 11.2478 | 23.2662 | 24.8731 |  | 6303 | 485.5953 | 558.0106 | 531.1131 |  | 6303 | 0.01057% | 0.01184% | 0.011% | 0.01229% | 0.01167% | 0.01243% |  | 6303 | 0.01184% | 0.011% | 6303 | 2817 | 0.01057% | 7007 | 0.01065% | 0.01061% |  | 6303 | 0.01167% | 0.01243% | 0.01205% |  | 6303 | 93 | 0.01061% | 0.009154%
| Sep | 20 | 16 | 6304 | 507.0276 | 579.2659 | 554.5421 | 0.01082% | 0.0118% | 0.01103% | 0.01059% | 8180 | 0.01068% | 0.01064% |  | 11.249 | 23.2659 | 24.8723 |  | 6304 | 495.7787 | 556 | 529.6698 |  | 6304 | 0.01079% | 0.0118% | 0.01097% | 0.0123% | 0.01167% | 0.01243% |  | 6304 | 0.0118% | 0.01097% | 6304 | 2980 | 0.01057% | 385 | 0.01065% | 0.01061% |  | 6304 | 0.01167% | 0.01243% | 0.01205% |  | 6304 | 8180 | 0.01061% | 0.01144%
| Sep | 20 | 17 | 6305 | 508.397 | 582.2729 | 554.6734 | 0.01085% | 0.01186% | 0.01103% | 0.01059% | 530 | 0.01068% | 0.01064% |  | 11.2502 | 23.2656 | 24.8715 |  | 6305 | 497.1468 | 559.0073 | 529.8019 |  | 6305 | 0.01082% | 0.01186% | 0.01097% | 0.0123% | 0.01167% | 0.01243% |  | 6305 | 0.01186% | 0.01097% | 6305 | 8042 | 0.01057% | 6679 | 0.01065% | 0.01061% |  | 6305 | 0.01167% | 0.01243% | 0.01205% |  | 6305 | 530 | 0.01061% | 0.00935%
| Sep | 20 | 18 | 6306 | 500.1282 | 574.4529 | 547.1435 | 0.01067% | 0.0117% | 0.01088% | 0.01059% | 2023 | 0.01068% | 0.01064% |  | 11.2513 | 23.2653 | 24.8707 |  | 6306 | 488.8768 | 551.1876 | 522.2727 |  | 6306 | 0.01064% | 0.0117% | 0.01082% | 0.0123% | 0.01167% | 0.01243% |  | 6306 | 0.0117% | 0.01082% | 6306 | 1391 | 0.01057% | 7665 | 0.01065% | 0.01061% |  | 6306 | 0.01167% | 0.01243% | 0.01205% |  | 6306 | 2023 | 0.01061% | 0.01054%
| Sep | 20 | 19 | 6307 | 515.2623 | 577.3574 | 545.5399 | 0.011% | 0.01176% | 0.01085% | 0.01059% | 8150 | 0.01068% | 0.01064% |  | 11.2525 | 23.265 | 24.87 |  | 6307 | 504.0098 | 554.0924 | 520.67 |  | 6307 | 0.01097% | 0.01176% | 0.01078% | 0.0123% | 0.01167% | 0.01243% |  | 6307 | 0.01176% | 0.01078% | 6307 | 3071 | 0.01057% | 6095 | 0.01065% | 0.01061% |  | 6307 | 0.01167% | 0.01243% | 0.01205% |  | 6307 | 8150 | 0.01061% | 0.01147%
| Sep | 20 | 20 | 6308 | 515.0041 | 576.8175 | 537.8131 | 0.01099% | 0.01175% | 0.01069% | 0.01059% | 6988 | 0.01068% | 0.01064% |  | 11.2537 | 23.2647 | 24.8692 |  | 6308 | 503.7504 | 553.5528 | 512.9439 |  | 6308 | 0.01097% | 0.01175% | 0.01062% | 0.0123% | 0.01167% | 0.01243% |  | 6308 | 0.01175% | 0.01062% | 6308 | 7692 | 0.01057% | 2725 | 0.01065% | 0.01061% |  | 6308 | 0.01167% | 0.01243% | 0.01205% |  | 6308 | 6988 | 0.01061% | 0.01193%
| Sep | 20 | 21 | 6309 | 504.6518 | 564.1379 | 525.8759 | 0.01077% | 0.01149% | 0.01046% | 0.01059% | 7561 | 0.01068% | 0.01064% |  | 11.2549 | 23.2644 | 24.8685 |  | 6309 | 493.3969 | 540.8735 | 501.0074 |  | 6309 | 0.01074% | 0.01148% | 0.01038% | 0.0123% | 0.01167% | 0.01243% |  | 6309 | 0.01148% | 0.01038% | 6309 | 799 | 0.01057% | 8671 | 0.01065% | 0.01061% |  | 6309 | 0.01167% | 0.01243% | 0.01205% |  | 6309 | 7561 | 0.01061% | 0.0118%
| Sep | 20 | 22 | 6310 | 493.1521 | 545.9658 | 513.1041 | 0.01053% | 0.01112% | 0.0102% | 0.01059% | 3171 | 0.01068% | 0.01064% |  | 11.2561 | 23.2642 | 24.8677 |  | 6310 | 481.896 | 522.7016 | 488.2364 |  | 6310 | 0.01049% | 0.01109% | 0.01011% | 0.0123% | 0.01167% | 0.01243% |  | 6310 | 0.01109% | 0.01011% | 6310 | 8450 | 0.01057% | 796 | 0.01065% | 0.01061% |  | 6310 | 0.01167% | 0.01243% | 0.01205% |  | 6310 | 3171 | 0.01061% | 0.01174%
| Sep | 20 | 23 | 6311 | 478.4497 | 535.4926 | 502.0483 | 0.01021% | 0.0109% | 0.009983% | 0.01059% | 388 | 0.01068% | 0.01064% |  | 11.2572 | 23.2639 | 24.8669 |  | 6311 | 467.1924 | 512.2287 | 477.1814 |  | 6311 | 0.01017% | 0.01087% | 0.009882% | 0.0123% | 0.01167% | 0.01243% |  | 6311 | 0.01087% | 0.009882% | 6311 | 6781 | 0.01057% | 1215 | 0.01065% | 0.01061% |  | 6311 | 0.01167% | 0.01243% | 0.01205% |  | 6311 | 388 | 0.01061% | 0.009272%
| Sep | 21 | 0 | 6312 | 474.7748 | 521.9472 | 492.5679 | 0.01013% | 0.01063% | 0.009794% | 0.01059% | 7036 | 0.01068% | 0.01063% |  | 11.2584 | 23.2636 | 24.8662 |  | 6312 | 463.5164 | 498.6836 | 467.7017 |  | 6312 | 0.01009% | 0.01058% | 0.009685% | 0.01231% | 0.01167% | 0.01243% |  | 6312 | 0.01058% | 0.009685% | 6312 | 7529 | 0.01057% | 5306 | 0.01065% | 0.01061% |  | 6312 | 0.01167% | 0.01243% | 0.01205% |  | 6312 | 7036 | 0.01061% | 0.01193%
| Sep | 21 | 1 | 6313 | 476.5112 | 519.0892 | 489.2483 | 0.01017% | 0.01057% | 0.009728% | 0.01059% | 7778 | 0.01068% | 0.01063% |  | 11.2596 | 23.2633 | 24.8654 |  | 6313 | 465.2517 | 495.8259 | 464.3829 |  | 6313 | 0.01013% | 0.01052% | 0.009617% | 0.01231% | 0.01167% | 0.01243% |  | 6313 | 0.01052% | 0.009617% | 6313 | 7030 | 0.01057% | 1746 | 0.01065% | 0.01061% |  | 6313 | 0.01167% | 0.01243% | 0.01205% |  | 6313 | 7778 | 0.01061% | 0.0117%
| Sep | 21 | 2 | 6314 | 474.3326 | 516.2777 | 487.5886 | 0.01012% | 0.01051% | 0.009695% | 0.01059% | 7876 | 0.01068% | 0.01063% |  | 11.2608 | 23.263 | 24.8647 |  | 6314 | 463.0718 | 493.0147 | 462.7239 |  | 6314 | 0.01008% | 0.01046% | 0.009582% | 0.01231% | 0.01167% | 0.01243% |  | 6314 | 0.01046% | 0.009582% | 6314 | 1474 | 0.01057% | 545 | 0.01065% | 0.01061% |  | 6314 | 0.01167% | 0.01243% | 0.01205% |  | 6314 | 7876 | 0.01061% | 0.01165%
| Sep | 21 | 3 | 6315 | 476.9681 | 516.5011 | 485.3568 | 0.01018% | 0.01052% | 0.009651% | 0.01059% | 6001 | 0.01068% | 0.01063% |  | 11.262 | 23.2627 | 24.8639 |  | 6315 | 465.7062 | 493.2384 | 460.4929 |  | 6315 | 0.01014% | 0.01047% | 0.009536% | 0.01231% | 0.01167% | 0.01243% |  | 6315 | 0.01047% | 0.009536% | 6315 | 7476 | 0.01057% | 6550 | 0.01065% | 0.01061% |  | 6315 | 0.01167% | 0.01243% | 0.01205% |  | 6315 | 6001 | 0.01061% | 0.01216%
| Sep | 21 | 4 | 6316 | 486.8177 | 523.2599 | 486.5008 | 0.01039% | 0.01066% | 0.009674% | 0.01059% | 6571 | 0.01068% | 0.01063% |  | 11.2631 | 23.2624 | 24.8632 |  | 6316 | 475.5546 | 499.9974 | 461.6377 |  | 6316 | 0.01035% | 0.01061% | 0.00956% | 0.01231% | 0.01167% | 0.01243% |  | 6316 | 0.01061% | 0.00956% | 6316 | 7936 | 0.01057% | 6071 | 0.01065% | 0.01061% |  | 6316 | 0.01167% | 0.01243% | 0.01205% |  | 6316 | 6571 | 0.01061% | 0.01199%
| Sep | 21 | 5 | 6317 | 507.0484 | 539.0674 | 490.8143 | 0.01082% | 0.01098% | 0.00976% | 0.01059% | 7114 | 0.01068% | 0.01063% |  | 11.2643 | 23.2621 | 24.8624 |  | 6317 | 495.7841 | 515.8053 | 465.9519 |  | 6317 | 0.01079% | 0.01095% | 0.009649% | 0.01231% | 0.01167% | 0.01243% |  | 6317 | 0.01095% | 0.009649% | 6317 | 1427 | 0.01056% | 6858 | 0.01065% | 0.01061% |  | 6317 | 0.01167% | 0.01243% | 0.01205% |  | 6317 | 7114 | 0.01061% | 0.01191%
| Sep | 21 | 6 | 6318 | 526.466 | 556.1504 | 494.734 | 0.01124% | 0.01133% | 0.009838% | 0.01059% | 7366 | 0.01068% | 0.01063% |  | 11.2655 | 23.2619 | 24.8617 |  | 6318 | 515.2005 | 532.8885 | 469.8724 |  | 6318 | 0.01121% | 0.01131% | 0.00973% | 0.01231% | 0.01167% | 0.01243% |  | 6318 | 0.01131% | 0.00973% | 6318 | 6204 | 0.01056% | 6000 | 0.01065% | 0.01061% |  | 6318 | 0.01167% | 0.01243% | 0.01205% |  | 6318 | 7366 | 0.01061% | 0.01186%
| Sep | 21 | 7 | 6319 | 530.2232 | 562.2853 | 503.9988 | 0.01132% | 0.01145% | 0.01002% | 0.01059% | 3553 | 0.01068% | 0.01063% |  | 11.2667 | 23.2616 | 24.8609 |  | 6319 | 518.9565 | 539.0238 | 479.1378 |  | 6319 | 0.0113% | 0.01144% | 0.009922% | 0.01231% | 0.01167% | 0.01243% |  | 6319 | 0.01144% | 0.009922% | 6319 | 1097 | 0.01056% | 8140 | 0.01065% | 0.0106% |  | 6319 | 0.01167% | 0.01243% | 0.01205% |  | 6319 | 3553 | 0.0106% | 0.01213%
| Sep | 21 | 8 | 6320 | 523.1012 | 559.0456 | 513.723 | 0.01116% | 0.01138% | 0.01022% | 0.01059% | 7562 | 0.01068% | 0.01063% |  | 11.2678 | 23.2613 | 24.8602 |  | 6320 | 511.8334 | 535.7843 | 488.8628 |  | 6320 | 0.01114% | 0.01137% | 0.01012% | 0.01232% | 0.01167% | 0.01243% |  | 6320 | 0.01137% | 0.01012% | 6320 | 143 | 0.01056% | 7010 | 0.01064% | 0.0106% |  | 6320 | 0.01167% | 0.01243% | 0.01205% |  | 6320 | 7562 | 0.0106% | 0.0118%
| Sep | 21 | 9 | 6321 | 518.6687 | 557.9471 | 518.1396 | 0.01107% | 0.01136% | 0.0103% | 0.01059% | 6327 | 0.01068% | 0.01063% |  | 11.269 | 23.261 | 24.8594 |  | 6321 | 507.3997 | 534.6861 | 493.2802 |  | 6321 | 0.01105% | 0.01135% | 0.01022% | 0.01232% | 0.01167% | 0.01243% |  | 6321 | 0.01135% | 0.01022% | 6321 | 361 | 0.01056% | 8702 | 0.01064% | 0.0106% |  | 6321 | 0.01167% | 0.01243% | 0.01205% |  | 6321 | 6327 | 0.0106% | 0.01205%
| Sep | 21 | 10 | 6322 | 514.5363 | 555.7966 | 522.0781 | 0.01098% | 0.01132% | 0.01038% | 0.01059% | 117 | 0.01068% | 0.01063% |  | 11.2702 | 23.2607 | 24.8587 |  | 6322 | 503.2661 | 532.5359 | 497.2194 |  | 6322 | 0.01096% | 0.0113% | 0.0103% | 0.01232% | 0.01167% | 0.01242% |  | 6322 | 0.0113% | 0.0103% | 6322 | 1757 | 0.01056% | 629 | 0.01064% | 0.0106% |  | 6322 | 0.01167% | 0.01242% | 0.01205% |  | 6322 | 117 | 0.0106% | 0.009162%
| Sep | 21 | 11 | 6323 | 509.1682 | 558.757 | 522.8939 | 0.01087% | 0.01138% | 0.0104% | 0.01059% | 1216 | 0.01068% | 0.01063% |  | 11.2714 | 23.2604 | 24.8579 |  | 6323 | 497.8968 | 535.4966 | 498.036 |  | 6323 | 0.01084% | 0.01137% | 0.01031% | 0.01232% | 0.01167% | 0.01242% |  | 6323 | 0.01137% | 0.01031% | 6323 | 8424 | 0.01056% | 5308 | 0.01064% | 0.0106% |  | 6323 | 0.01167% | 0.01242% | 0.01205% |  | 6323 | 1216 | 0.0106% | 0.009863%
| Sep | 21 | 12 | 6324 | 501.8546 | 560.3303 | 531.2772 | 0.01071% | 0.01141% | 0.01056% | 0.01058% | 8718 | 0.01068% | 0.01063% |  | 11.2726 | 23.2601 | 24.8572 |  | 6324 | 490.582 | 537.0702 | 506.42 |  | 6324 | 0.01068% | 0.0114% | 0.01049% | 0.01232% | 0.01167% | 0.01242% |  | 6324 | 0.0114% | 0.01049% | 6324 | 8472 | 0.01056% | 7564 | 0.01064% | 0.0106% |  | 6324 | 0.01167% | 0.01242% | 0.01205% |  | 6324 | 8718 | 0.0106% | 0.01101%
| Sep | 21 | 13 | 6325 | 504.0081 | 557.9657 | 535.5157 | 0.01076% | 0.01136% | 0.01065% | 0.01058% | 6329 | 0.01068% | 0.01063% |  | 11.2737 | 23.2598 | 24.8565 |  | 6325 | 492.7344 | 534.7059 | 510.6592 |  | 6325 | 0.01073% | 0.01135% | 0.01057% | 0.01232% | 0.01167% | 0.01242% |  | 6325 | 0.01135% | 0.01057% | 6325 | 2142 | 0.01056% | 3476 | 0.01064% | 0.0106% |  | 6325 | 0.01167% | 0.01242% | 0.01205% |  | 6325 | 6329 | 0.0106% | 0.01205%
| Sep | 21 | 14 | 6326 | 498.5782 | 559.6787 | 535.7689 | 0.01064% | 0.0114% | 0.01065% | 0.01058% | 7549 | 0.01068% | 0.01063% |  | 11.2749 | 23.2596 | 24.8557 |  | 6326 | 487.3032 | 536.4191 | 510.9131 |  | 6326 | 0.01061% | 0.01139% | 0.01058% | 0.01232% | 0.01167% | 0.01242% |  | 6326 | 0.01139% | 0.01058% | 6326 | 7945 | 0.01056% | 109 | 0.01064% | 0.0106% |  | 6326 | 0.01167% | 0.01242% | 0.01205% |  | 6326 | 7549 | 0.0106% | 0.0118%
| Sep | 21 | 15 | 6327 | 496.4176 | 559.6973 | 536.9973 | 0.01059% | 0.0114% | 0.01068% | 0.01058% | 1214 | 0.01068% | 0.01063% |  | 11.2761 | 23.2593 | 24.855 |  | 6327 | 485.1415 | 536.438 | 512.1423 |  | 6327 | 0.01056% | 0.01139% | 0.01061% | 0.01232% | 0.01167% | 0.01242% |  | 6327 | 0.01139% | 0.01061% | 6327 | 3119 | 0.01056% | 7436 | 0.01064% | 0.0106% |  | 6327 | 0.01167% | 0.01242% | 0.01205% |  | 6327 | 1214 | 0.0106% | 0.009861%
| Sep | 21 | 16 | 6328 | 496.0966 | 559.8276 | 538.1413 | 0.01059% | 0.0114% | 0.0107% | 0.01058% | 7158 | 0.01068% | 0.01063% |  | 11.2773 | 23.259 | 24.8542 |  | 6328 | 484.8193 | 536.5686 | 513.2871 |  | 6328 | 0.01055% | 0.01139% | 0.01063% | 0.01233% | 0.01167% | 0.01242% |  | 6328 | 0.01139% | 0.01063% | 6328 | 445 | 0.01056% | 6162 | 0.01064% | 0.0106% |  | 6328 | 0.01167% | 0.01242% | 0.01205% |  | 6328 | 7158 | 0.0106% | 0.01191%
| Sep | 21 | 17 | 6329 | 494.602 | 556.1224 | 536.9598 | 0.01056% | 0.01132% | 0.01068% | 0.01058% | 8233 | 0.01068% | 0.01063% |  | 11.2784 | 23.2587 | 24.8535 |  | 6329 | 483.3236 | 532.8637 | 512.1063 |  | 6329 | 0.01052% | 0.01131% | 0.0106% | 0.01233% | 0.01167% | 0.01242% |  | 6329 | 0.01131% | 0.0106% | 6329 | 2540 | 0.01056% | 8211 | 0.01064% | 0.0106% |  | 6329 | 0.01167% | 0.01242% | 0.01205% |  | 6329 | 8233 | 0.0106% | 0.0114%
| Sep | 21 | 18 | 6330 | 497.678 | 550.6578 | 531.8492 | 0.01062% | 0.01121% | 0.01058% | 0.01058% | 7749 | 0.01068% | 0.01063% |  | 11.2796 | 23.2584 | 24.8528 |  | 6330 | 486.3984 | 527.3993 | 506.9964 |  | 6330 | 0.01059% | 0.01119% | 0.0105% | 0.01233% | 0.01167% | 0.01242% |  | 6330 | 0.01119% | 0.0105% | 6330 | 8063 | 0.01056% | 1577 | 0.01064% | 0.0106% |  | 6330 | 0.01167% | 0.01242% | 0.01205% |  | 6330 | 7749 | 0.0106% | 0.01172%
| Sep | 21 | 19 | 6331 | 508.4066 | 551.9704 | 531.7554 | 0.01085% | 0.01124% | 0.01057% | 0.01058% | 2975 | 0.01067% | 0.01063% |  | 11.2808 | 23.2581 | 24.852 |  | 6331 | 497.1258 | 528.7123 | 506.9034 |  | 6331 | 0.01082% | 0.01122% | 0.0105% | 0.01233% | 0.01167% | 0.01242% |  | 6331 | 0.01122% | 0.0105% | 6331 | 2630 | 0.01056% | 552 | 0.01064% | 0.0106% |  | 6331 | 0.01167% | 0.01242% | 0.01205% |  | 6331 | 2975 | 0.0106% | 0.01153%
| Sep | 21 | 20 | 6332 | 503.5549 | 549.0844 | 523.6816 | 0.01075% | 0.01118% | 0.01041% | 0.01058% | 8206 | 0.01067% | 0.01063% |  | 11.282 | 23.2578 | 24.8513 |  | 6332 | 492.2729 | 525.8266 | 498.8303 |  | 6332 | 0.01072% | 0.01116% | 0.01033% | 0.01233% | 0.01167% | 0.01242% |  | 6332 | 0.01116% | 0.01033% | 6332 | 6903 | 0.01056% | 3456 | 0.01064% | 0.0106% |  | 6332 | 0.01167% | 0.01242% | 0.01205% |  | 6332 | 8206 | 0.0106% | 0.01142%
| Sep | 21 | 21 | 6333 | 495.4188 | 539.3839 | 514.098 | 0.01057% | 0.01098% | 0.01022% | 0.01058% | 7887 | 0.01067% | 0.01063% |  | 11.2832 | 23.2575 | 24.8506 |  | 6333 | 484.1356 | 516.1264 | 489.2475 |  | 6333 | 0.01054% | 0.01095% | 0.01013% | 0.01233% | 0.01167% | 0.01242% |  | 6333 | 0.01095% | 0.01013% | 6333 | 8329 | 0.01056% | 7553 | 0.01064% | 0.0106% |  | 6333 | 0.01167% | 0.01242% | 0.01205% |  | 6333 | 7887 | 0.0106% | 0.01164%
| Sep | 21 | 22 | 6334 | 480.2738 | 530.512 | 500.6511 | 0.01025% | 0.0108% | 0.009955% | 0.01058% | 6512 | 0.01067% | 0.01063% |  | 11.2843 | 23.2572 | 24.8498 |  | 6334 | 468.9895 | 507.2547 | 475.8012 |  | 6334 | 0.01021% | 0.01077% | 0.009853% | 0.01233% | 0.01167% | 0.01242% |  | 6334 | 0.01077% | 0.009853% | 6334 | 7025 | 0.01056% | 6936 | 0.01064% | 0.0106% |  | 6334 | 0.01167% | 0.01242% | 0.01205% |  | 6334 | 6512 | 0.0106% | 0.012%
| Sep | 21 | 23 | 6335 | 472.9663 | 522.5523 | 483.5001 | 0.01009% | 0.01064% | 0.009614% | 0.01058% | 8204 | 0.01067% | 0.01063% |  | 11.2855 | 23.257 | 24.8491 |  | 6335 | 461.6808 | 499.2954 | 458.651 |  | 6335 | 0.01005% | 0.0106% | 0.009498% | 0.01234% | 0.01167% | 0.01242% |  | 6335 | 0.0106% | 0.009498% | 6335 | 7302 | 0.01056% | 6617 | 0.01064% | 0.0106% |  | 6335 | 0.01167% | 0.01242% | 0.01204% |  | 6335 | 8204 | 0.0106% | 0.01143%
| Sep | 22 | 0 | 6336 | 468.8356 | 514.4531 | 472.7725 | 0.01001% | 0.01048% | 0.009401% | 0.01058% | 158 | 0.01067% | 0.01063% |  | 11.2867 | 23.2567 | 24.8484 |  | 6336 | 457.5489 | 491.1964 | 447.9241 |  | 6336 | 0.00996% | 0.01043% | 0.009276% | 0.01234% | 0.01167% | 0.01242% |  | 6336 | 0.01043% | 0.009276% | 6336 | 3506 | 0.01056% | 6494 | 0.01064% | 0.0106% |  | 6336 | 0.01167% | 0.01242% | 0.01204% |  | 6336 | 158 | 0.0106% | 0.009177%
| Sep | 22 | 1 | 6337 | 467.6828 | 510.3941 | 469.0779 | 0.009982% | 0.01039% | 0.009327% | 0.01058% | 5980 | 0.01067% | 0.01063% |  | 11.2879 | 23.2564 | 24.8477 |  | 6337 | 456.3949 | 487.1377 | 444.2302 |  | 6337 | 0.009935% | 0.01034% | 0.009199% | 0.01234% | 0.01167% | 0.01242% |  | 6337 | 0.01034% | 0.009199% | 6337 | 243 | 0.01056% | 6270 | 0.01064% | 0.0106% |  | 6337 | 0.01167% | 0.01242% | 0.01204% |  | 6337 | 5980 | 0.0106% | 0.01217%
| Sep | 22 | 2 | 6338 | 467.6817 | 507.3871 | 466.0772 | 0.009982% | 0.01033% | 0.009268% | 0.01058% | 540 | 0.01067% | 0.01062% |  | 11.289 | 23.2561 | 24.8469 |  | 6338 | 456.3927 | 484.131 | 441.2302 |  | 6338 | 0.009935% | 0.01028% | 0.009137% | 0.01234% | 0.01167% | 0.01242% |  | 6338 | 0.01028% | 0.009137% | 6338 | 2461 | 0.01056% | 7392 | 0.01064% | 0.0106% |  | 6338 | 0.01167% | 0.01242% | 0.01204% |  | 6338 | 540 | 0.0106% | 0.009356%
| Sep | 22 | 3 | 6339 | 470.3955 | 508.0574 | 465.5989 | 0.01004% | 0.01035% | 0.009258% | 0.01058% | 5348 | 0.01067% | 0.01062% |  | 11.2902 | 23.2558 | 24.8462 |  | 6339 | 459.1053 | 484.8016 | 440.7527 |  | 6339 | 0.009994% | 0.01029% | 0.009127% | 0.01234% | 0.01167% | 0.01242% |  | 6339 | 0.01029% | 0.009127% | 6339 | 3046 | 0.01056% | 7653 | 0.01064% | 0.0106% |  | 6339 | 0.01167% | 0.01242% | 0.01204% |  | 6339 | 5348 | 0.0106% | 0.0125%
| Sep | 22 | 4 | 6340 | 477.651 | 507.6571 | 466.2366 | 0.01019% | 0.01034% | 0.009271% | 0.01058% | 6573 | 0.01067% | 0.01062% |  | 11.2914 | 23.2555 | 24.8455 |  | 6340 | 466.3597 | 484.4016 | 441.3911 |  | 6340 | 0.01015% | 0.01028% | 0.009141% | 0.01234% | 0.01167% | 0.01242% |  | 6340 | 0.01028% | 0.009141% | 6340 | 121 | 0.01056% | 494 | 0.01064% | 0.0106% |  | 6340 | 0.01167% | 0.01242% | 0.01204% |  | 6340 | 6573 | 0.0106% | 0.01199%
| Sep | 22 | 5 | 6341 | 489.4729 | 508.8208 | 468.8153 | 0.01045% | 0.01036% | 0.009322% | 0.01058% | 147 | 0.01067% | 0.01062% |  | 11.2925 | 23.2552 | 24.8448 |  | 6341 | 478.1803 | 485.5656 | 443.9706 |  | 6341 | 0.01041% | 0.01031% | 0.009194% | 0.01234% | 0.01167% | 0.01242% |  | 6341 | 0.01031% | 0.009194% | 6341 | 2998 | 0.01056% | 5376 | 0.01064% | 0.0106% |  | 6341 | 0.01167% | 0.01242% | 0.01204% |  | 6341 | 147 | 0.0106% | 0.009173%
| Sep | 22 | 6 | 6342 | 508.5194 | 513.2987 | 470.5501 | 0.01085% | 0.01045% | 0.009357% | 0.01058% | 2382 | 0.01067% | 0.01062% |  | 11.2937 | 23.2549 | 24.8441 |  | 6342 | 497.2257 | 490.0437 | 445.7061 |  | 6342 | 0.01082% | 0.0104% | 0.00923% | 0.01234% | 0.01167% | 0.01242% |  | 6342 | 0.0104% | 0.00923% | 6342 | 7934 | 0.01056% | 7031 | 0.01064% | 0.0106% |  | 6342 | 0.01167% | 0.01242% | 0.01204% |  | 6342 | 2382 | 0.0106% | 0.01088%
| Sep | 22 | 7 | 6343 | 509.3989 | 523.8743 | 475.4732 | 0.01087% | 0.01067% | 0.009455% | 0.01058% | 6635 | 0.01067% | 0.01062% |  | 11.2949 | 23.2546 | 24.8433 |  | 6343 | 498.1041 | 500.6196 | 450.6298 |  | 6343 | 0.01084% | 0.01063% | 0.009332% | 0.01235% | 0.01167% | 0.01242% |  | 6343 | 0.01063% | 0.009332% | 6343 | 2979 | 0.01056% | 8235 | 0.01063% | 0.0106% |  | 6343 | 0.01167% | 0.01242% | 0.01204% |  | 6343 | 6635 | 0.0106% | 0.01198%
| Sep | 22 | 8 | 6344 | 505.587 | 540.3335 | 486.332 | 0.01079% | 0.011% | 0.00967% | 0.01058% | 6452 | 0.01067% | 0.01062% |  | 11.2961 | 23.2544 | 24.8426 |  | 6344 | 494.291 | 517.0791 | 461.4894 |  | 6344 | 0.01076% | 0.01097% | 0.009557% | 0.01235% | 0.01167% | 0.01242% |  | 6344 | 0.01097% | 0.009557% | 6344 | 8018 | 0.01056% | 6808 | 0.01063% | 0.01059% |  | 6344 | 0.01167% | 0.01242% | 0.01204% |  | 6344 | 6452 | 0.01059% | 0.01202%
| Sep | 22 | 9 | 6345 | 500.0892 | 544.9696 | 494.2839 | 0.01067% | 0.0111% | 0.009829% | 0.01058% | 2071 | 0.01067% | 0.01062% |  | 11.2972 | 23.2541 | 24.8419 |  | 6345 | 488.792 | 521.7156 | 469.442 |  | 6345 | 0.01064% | 0.01107% | 0.009721% | 0.01235% | 0.01167% | 0.01242% |  | 6345 | 0.01107% | 0.009721% | 6345 | 2235 | 0.01056% | 7663 | 0.01063% | 0.01059% |  | 6345 | 0.01167% | 0.01242% | 0.01204% |  | 6345 | 2071 | 0.01059% | 0.01058%
| Sep | 22 | 10 | 6346 | 494.3589 | 547.958 | 496.5626 | 0.01055% | 0.01116% | 0.009874% | 0.01058% | 2726 | 0.01067% | 0.01062% |  | 11.2984 | 23.2538 | 24.8412 |  | 6346 | 483.0605 | 524.7042 | 471.7214 |  | 6346 | 0.01052% | 0.01114% | 0.009769% | 0.01235% | 0.01167% | 0.01242% |  | 6346 | 0.01114% | 0.009769% | 6346 | 2632 | 0.01056% | 7011 | 0.01063% | 0.01059% |  | 6346 | 0.01167% | 0.01242% | 0.01204% |  | 6346 | 2726 | 0.01059% | 0.01125%
| Sep | 22 | 11 | 6347 | 486.3704 | 546.9619 | 496.5157 | 0.01038% | 0.01114% | 0.009873% | 0.01058% | 281 | 0.01067% | 0.01062% |  | 11.2996 | 23.2535 | 24.8405 |  | 6347 | 475.0708 | 523.7084 | 471.6752 |  | 6347 | 0.01034% | 0.01112% | 0.009768% | 0.01235% | 0.01167% | 0.01242% |  | 6347 | 0.01112% | 0.009768% | 6347 | 2419 | 0.01056% | 6593 | 0.01063% | 0.01059% |  | 6347 | 0.01167% | 0.01242% | 0.01204% |  | 6347 | 281 | 0.01059% | 0.009224%
| Sep | 22 | 12 | 6348 | 483.3915 | 546.1799 | 499.0569 | 0.01032% | 0.01112% | 0.009924% | 0.01058% | 8008 | 0.01066% | 0.01062% |  | 11.3008 | 23.2532 | 24.8398 |  | 6348 | 472.0908 | 522.9267 | 474.2172 |  | 6348 | 0.01028% | 0.0111% | 0.00982% | 0.01235% | 0.01167% | 0.01242% |  | 6348 | 0.0111% | 0.00982% | 6348 | 3510 | 0.01056% | 3170 | 0.01063% | 0.01059% |  | 6348 | 0.01167% | 0.01242% | 0.01204% |  | 6348 | 8008 | 0.01059% | 0.01156%
| Sep | 22 | 13 | 6349 | 481.5367 | 544.6345 | 502.339 | 0.01028% | 0.01109% | 0.009989% | 0.01058% | 6163 | 0.01066% | 0.01062% |  | 11.3019 | 23.2529 | 24.839 |  | 6349 | 470.2348 | 521.3816 | 477.4999 |  | 6349 | 0.01024% | 0.01107% | 0.009888% | 0.01235% | 0.01167% | 0.01241% |  | 6349 | 0.01107% | 0.009888% | 6349 | 24 | 0.01055% | 807 | 0.01063% | 0.01059% |  | 6349 | 0.01167% | 0.01241% | 0.01204% |  | 6349 | 6163 | 0.01059% | 0.0121%
| Sep | 22 | 14 | 6350 | 479.0801 | 542.6423 | 501.3169 | 0.01022% | 0.01105% | 0.009968% | 0.01058% | 92 | 0.01066% | 0.01062% |  | 11.3031 | 23.2526 | 24.8383 |  | 6350 | 467.777 | 519.3896 | 476.4785 |  | 6350 | 0.01018% | 0.01102% | 0.009867% | 0.01235% | 0.01167% | 0.01241% |  | 6350 | 0.01102% | 0.009867% | 6350 | 7883 | 0.01055% | 2430 | 0.01063% | 0.01059% |  | 6350 | 0.01167% | 0.01241% | 0.01204% |  | 6350 | 92 | 0.01059% | 0.009154%
| Sep | 22 | 15 | 6351 | 478.0468 | 541.581 | 502.1889 | 0.0102% | 0.01103% | 0.009986% | 0.01058% | 6937 | 0.01066% | 0.01062% |  | 11.3043 | 23.2523 | 24.8376 |  | 6351 | 466.7426 | 518.3286 | 477.3513 |  | 6351 | 0.01016% | 0.011% | 0.009885% | 0.01236% | 0.01167% | 0.01241% |  | 6351 | 0.011% | 0.009885% | 6351 | 7071 | 0.01055% | 6328 | 0.01063% | 0.01059% |  | 6351 | 0.01167% | 0.01241% | 0.01204% |  | 6351 | 6937 | 0.01059% | 0.01194%
| Sep | 22 | 16 | 6352 | 480.037 | 539.0209 | 502.3109 | 0.01025% | 0.01098% | 0.009988% | 0.01058% | 1877 | 0.01066% | 0.01062% |  | 11.3054 | 23.252 | 24.8369 |  | 6352 | 468.7315 | 515.7688 | 477.4739 |  | 6352 | 0.0102% | 0.01095% | 0.009888% | 0.01236% | 0.01167% | 0.01241% |  | 6352 | 0.01095% | 0.009888% | 6352 | 1686 | 0.01055% | 7584 | 0.01063% | 0.01059% |  | 6352 | 0.01167% | 0.01241% | 0.01204% |  | 6352 | 1877 | 0.01059% | 0.01041%
| Sep | 22 | 17 | 6353 | 479.3337 | 536.768 | 502.1327 | 0.01023% | 0.01093% | 0.009985% | 0.01058% | 6621 | 0.01066% | 0.01062% |  | 11.3066 | 23.2517 | 24.8362 |  | 6353 | 468.0271 | 513.5162 | 477.2965 |  | 6353 | 0.01019% | 0.0109% | 0.009884% | 0.01236% | 0.01167% | 0.01241% |  | 6353 | 0.0109% | 0.009884% | 6353 | 6832 | 0.01055% | 8579 | 0.01063% | 0.01059% |  | 6353 | 0.01167% | 0.01241% | 0.01204% |  | 6353 | 6621 | 0.01059% | 0.01198%
| Sep | 22 | 18 | 6354 | 479.7361 | 531.5174 | 499.9947 | 0.01024% | 0.01082% | 0.009942% | 0.01058% | 7630 | 0.01066% | 0.01062% |  | 11.3078 | 23.2515 | 24.8355 |  | 6354 | 468.4283 | 508.2659 | 475.1592 |  | 6354 | 0.0102% | 0.01079% | 0.00984% | 0.01236% | 0.01167% | 0.01241% |  | 6354 | 0.01079% | 0.00984% | 6354 | 6289 | 0.01055% | 7263 | 0.01063% | 0.01059% |  | 6354 | 0.01167% | 0.01241% | 0.01204% |  | 6354 | 7630 | 0.01059% | 0.01177%
| Sep | 22 | 19 | 6355 | 485.254 | 535.446 | 506.1649 | 0.01036% | 0.0109% | 0.01006% | 0.01058% | 578 | 0.01066% | 0.01062% |  | 11.309 | 23.2512 | 24.8348 |  | 6355 | 473.945 | 512.1948 | 481.3301 |  | 6355 | 0.01032% | 0.01087% | 0.009968% | 0.01236% | 0.01167% | 0.01241% |  | 6355 | 0.01087% | 0.009968% | 6355 | 2231 | 0.01055% | 6885 | 0.01063% | 0.01059% |  | 6355 | 0.01167% | 0.01241% | 0.01204% |  | 6355 | 578 | 0.01059% | 0.009379%
| Sep | 22 | 20 | 6356 | 482.0999 | 532.4856 | 503.83 | 0.01029% | 0.01084% | 0.01002% | 0.01058% | 7435 | 0.01066% | 0.01062% |  | 11.3101 | 23.2509 | 24.8341 |  | 6356 | 470.7898 | 509.2347 | 478.9959 |  | 6356 | 0.01025% | 0.01081% | 0.009919% | 0.01236% | 0.01167% | 0.01241% |  | 6356 | 0.01081% | 0.009919% | 6356 | 2226 | 0.01055% | 6498 | 0.01063% | 0.01059% |  | 6356 | 0.01167% | 0.01241% | 0.01204% |  | 6356 | 7435 | 0.01059% | 0.01184%
| Sep | 22 | 21 | 6357 | 474.2909 | 522.8782 | 495.6718 | 0.01012% | 0.01065% | 0.009856% | 0.01058% | 2810 | 0.01066% | 0.01062% |  | 11.3113 | 23.2506 | 24.8334 |  | 6357 | 462.9797 | 499.6276 | 470.8384 |  | 6357 | 0.01008% | 0.0106% | 0.00975% | 0.01236% | 0.01167% | 0.01241% |  | 6357 | 0.0106% | 0.00975% | 6357 | 7007 | 0.01055% | 5982 | 0.01063% | 0.01059% |  | 6357 | 0.01167% | 0.01241% | 0.01204% |  | 6357 | 2810 | 0.01059% | 0.01135%
| Sep | 22 | 22 | 6358 | 466.3623 | 512.9821 | 483.6032 | 0.009954% | 0.01045% | 0.009616% | 0.01057% | 1727 | 0.01066% | 0.01062% |  | 11.3125 | 23.2503 | 24.8327 |  | 6358 | 455.0498 | 489.7319 | 458.7705 |  | 6358 | 0.009905% | 0.01039% | 0.0095% | 0.01236% | 0.01167% | 0.01241% |  | 6358 | 0.01039% | 0.0095% | 6358 | 6861 | 0.01055% | 7066 | 0.01063% | 0.01059% |  | 6358 | 0.01167% | 0.01241% | 0.01204% |  | 6358 | 1727 | 0.01059% | 0.01029%
| Sep | 22 | 23 | 6359 | 457.7215 | 501.9783 | 478.3239 | 0.009769% | 0.01022% | 0.009511% | 0.01057% | 8703 | 0.01066% | 0.01062% |  | 11.3136 | 23.25 | 24.832 |  | 6359 | 446.4078 | 478.7283 | 453.4919 |  | 6359 | 0.009717% | 0.01016% | 0.009391% | 0.01237% | 0.01167% | 0.01241% |  | 6359 | 0.01016% | 0.009391% | 6359 | 329 | 0.01055% | 7008 | 0.01062% | 0.01059% |  | 6359 | 0.01167% | 0.01241% | 0.01204% |  | 6359 | 8703 | 0.01059% | 0.01102%
| Sep | 23 | 0 | 6360 | 451.0562 | 497.0815 | 467.8307 | 0.009627% | 0.01012% | 0.009303% | 0.01057% | 3170 | 0.01066% | 0.01062% |  | 11.3148 | 23.2497 | 24.8313 |  | 6360 | 439.7414 | 473.8318 | 442.9994 |  | 6360 | 0.009572% | 0.01006% | 0.009174% | 0.01237% | 0.01167% | 0.01241% |  | 6360 | 0.01006% | 0.009174% | 6360 | 8560 | 0.01055% | 3553 | 0.01062% | 0.01059% |  | 6360 | 0.01167% | 0.01241% | 0.01204% |  | 6360 | 3170 | 0.01059% | 0.01174%
| Sep | 23 | 1 | 6361 | 447.4088 | 493.8697 | 468.9466 | 0.009549% | 0.01006% | 0.009325% | 0.01057% | 3555 | 0.01066% | 0.01062% |  | 11.316 | 23.2494 | 24.8306 |  | 6361 | 436.0928 | 470.6203 | 444.116 |  | 6361 | 0.009493% | 0.009989% | 0.009197% | 0.01237% | 0.01167% | 0.01241% |  | 6361 | 0.009989% | 0.009197% | 6361 | 2222 | 0.01055% | 461 | 0.01062% | 0.01059% |  | 6361 | 0.01167% | 0.01241% | 0.01204% |  | 6361 | 3555 | 0.01059% | 0.01213%
| Sep | 23 | 2 | 6362 | 447.6595 | 491.561 | 466.321 | 0.009554% | 0.01001% | 0.009273% | 0.01057% | 101 | 0.01066% | 0.01062% |  | 11.3171 | 23.2491 | 24.8299 |  | 6362 | 436.3423 | 468.3118 | 441.4911 |  | 6362 | 0.009498% | 0.00994% | 0.009143% | 0.01237% | 0.01167% | 0.01241% |  | 6362 | 0.00994% | 0.009143% | 6362 | 5695 | 0.01055% | 7507 | 0.01062% | 0.01059% |  | 6362 | 0.01167% | 0.01241% | 0.01204% |  | 6362 | 101 | 0.01059% | 0.009157%
| Sep | 23 | 3 | 6363 | 451.213 | 492.734 | 464.3424 | 0.00963% | 0.01003% | 0.009233% | 0.01057% | 7563 | 0.01066% | 0.01062% |  | 11.3183 | 23.2488 | 24.8292 |  | 6363 | 439.8947 | 469.4851 | 439.5132 |  | 6363 | 0.009576% | 0.009965% | 0.009102% | 0.01237% | 0.01167% | 0.01241% |  | 6363 | 0.009965% | 0.009102% | 6363 | 6831 | 0.01055% | 7314 | 0.01062% | 0.01059% |  | 6363 | 0.01167% | 0.01241% | 0.01204% |  | 6363 | 7563 | 0.01059% | 0.0118%
| Sep | 23 | 4 | 6364 | 451.3344 | 494.27 | 453.2491 | 0.009633% | 0.01007% | 0.009013% | 0.01057% | 6987 | 0.01066% | 0.01062% |  | 11.3195 | 23.2485 | 24.8285 |  | 6364 | 440.0149 | 471.0215 | 428.4206 |  | 6364 | 0.009578% | 0.009997% | 0.008872% | 0.01237% | 0.01167% | 0.01241% |  | 6364 | 0.009997% | 0.008872% | 6364 | 2928 | 0.01055% | 6614 | 0.01062% | 0.01059% |  | 6364 | 0.01167% | 0.01241% | 0.01204% |  | 6364 | 6987 | 0.01059% | 0.01193%
| Sep | 23 | 5 | 6365 | 463.2618 | 498.9341 | 468.0558 | 0.009887% | 0.01016% | 0.009307% | 0.01057% | 480 | 0.01066% | 0.01062% |  | 11.3206 | 23.2483 | 24.8278 |  | 6365 | 451.9411 | 475.6858 | 443.2279 |  | 6365 | 0.009838% | 0.0101% | 0.009179% | 0.01237% | 0.01167% | 0.01241% |  | 6365 | 0.0101% | 0.009179% | 6365 | 659 | 0.01055% | 7239 | 0.01062% | 0.01059% |  | 6365 | 0.01167% | 0.01241% | 0.01204% |  | 6365 | 480 | 0.01059% | 0.009321%
| Sep | 23 | 6 | 6366 | 471.8199 | 500.5819 | 485.4506 | 0.01007% | 0.01019% | 0.009653% | 0.01057% | 412 | 0.01066% | 0.01062% |  | 11.3218 | 23.248 | 24.8271 |  | 6366 | 460.4981 | 477.3339 | 460.6234 |  | 6366 | 0.01002% | 0.01013% | 0.009539% | 0.01237% | 0.01167% | 0.01241% |  | 6366 | 0.01013% | 0.009539% | 6366 | 8597 | 0.01055% | 6308 | 0.01062% | 0.01059% |  | 6366 | 0.01167% | 0.01241% | 0.01204% |  | 6366 | 412 | 0.01059% | 0.009284%
| Sep | 23 | 7 | 6367 | 478.685 | 508.1598 | 498.5318 | 0.01022% | 0.01035% | 0.009913% | 0.01057% | 7776 | 0.01066% | 0.01062% |  | 11.323 | 23.2477 | 24.8265 |  | 6367 | 467.362 | 484.9121 | 473.7054 |  | 6367 | 0.01017% | 0.01029% | 0.00981% | 0.01238% | 0.01167% | 0.01241% |  | 6367 | 0.01029% | 0.00981% | 6367 | 2978 | 0.01055% | 7077 | 0.01062% | 0.01059% |  | 6367 | 0.01167% | 0.01241% | 0.01204% |  | 6367 | 7776 | 0.01059% | 0.0117%
| Sep | 23 | 8 | 6368 | 481.48 | 520.2436 | 509.0812 | 0.01028% | 0.01059% | 0.01012% | 0.01057% | 5670 | 0.01066% | 0.01061% |  | 11.3241 | 23.2474 | 24.8258 |  | 6368 | 470.1558 | 496.9962 | 484.2555 |  | 6368 | 0.01023% | 0.01055% | 0.01003% | 0.01238% | 0.01166% | 0.01241% |  | 6368 | 0.01055% | 0.01003% | 6368 | 6960 | 0.01055% | 8180 | 0.01062% | 0.01059% |  | 6368 | 0.01166% | 0.01241% | 0.01204% |  | 6368 | 5670 | 0.01059% | 0.01232%
| Sep | 23 | 9 | 6369 | 481.4092 | 524.1256 | 514.4731 | 0.01027% | 0.01067% | 0.01023% | 0.01057% | 5862 | 0.01066% | 0.01061% |  | 11.3253 | 23.2471 | 24.8251 |  | 6369 | 470.0839 | 500.8785 | 489.6481 |  | 6369 | 0.01023% | 0.01063% | 0.01014% | 0.01238% | 0.01166% | 0.01241% |  | 6369 | 0.01063% | 0.01014% | 6369 | 6582 | 0.01055% | 2764 | 0.01062% | 0.01058% |  | 6369 | 0.01166% | 0.01241% | 0.01204% |  | 6369 | 5862 | 0.01058% | 0.01223%
| Sep | 23 | 10 | 6370 | 479.2256 | 524.5725 | 522.4344 | 0.01023% | 0.01068% | 0.01039% | 0.01057% | 7090 | 0.01066% | 0.01061% |  | 11.3265 | 23.2468 | 24.8244 |  | 6370 | 467.8991 | 501.3257 | 497.61 |  | 6370 | 0.01019% | 0.01064% | 0.0103% | 0.01238% | 0.01166% | 0.01241% |  | 6370 | 0.01064% | 0.0103% | 6370 | 124 | 0.01055% | 2072 | 0.01062% | 0.01058% |  | 6370 | 0.01166% | 0.01241% | 0.01204% |  | 6370 | 7090 | 0.01058% | 0.01192%
| Sep | 23 | 11 | 6371 | 471.8016 | 522.9899 | 528.3515 | 0.01007% | 0.01065% | 0.01051% | 0.01057% | 1237 | 0.01066% | 0.01061% |  | 11.3276 | 23.2465 | 24.8237 |  | 6371 | 460.474 | 499.7434 | 503.5278 |  | 6371 | 0.01002% | 0.01061% | 0.01043% | 0.01238% | 0.01166% | 0.01241% |  | 6371 | 0.01061% | 0.01043% | 6371 | 6538 | 0.01055% | 6009 | 0.01062% | 0.01058% |  | 6371 | 0.01166% | 0.01241% | 0.01204% |  | 6371 | 1237 | 0.01058% | 0.009881%
| Sep | 23 | 12 | 6372 | 472.5908 | 522.3103 | 530.2738 | 0.01009% | 0.01064% | 0.01054% | 0.01057% | 7067 | 0.01066% | 0.01061% |  | 11.3288 | 23.2462 | 24.823 |  | 6372 | 461.262 | 499.0641 | 505.4508 |  | 6372 | 0.01004% | 0.01059% | 0.01047% | 0.01238% | 0.01166% | 0.01241% |  | 6372 | 0.01059% | 0.01047% | 6372 | 7050 | 0.01055% | 8150 | 0.01062% | 0.01058% |  | 6372 | 0.01166% | 0.01241% | 0.01204% |  | 6372 | 7067 | 0.01058% | 0.01192%
| Sep | 23 | 13 | 6373 | 474.8522 | 526.1458 | 530.7989 | 0.01013% | 0.01071% | 0.01055% | 0.01057% | 7033 | 0.01066% | 0.01061% |  | 11.33 | 23.2459 | 24.8223 |  | 6373 | 463.5222 | 502.8999 | 505.9766 |  | 6373 | 0.01009% | 0.01067% | 0.01048% | 0.01238% | 0.01166% | 0.01241% |  | 6373 | 0.01067% | 0.01048% | 6373 | 6563 | 0.01055% | 7009 | 0.01062% | 0.01058% |  | 6373 | 0.01166% | 0.01241% | 0.01204% |  | 6373 | 7033 | 0.01058% | 0.01193%
| Sep | 23 | 14 | 6374 | 480.9972 | 527.6446 | 524.9006 | 0.01027% | 0.01074% | 0.01044% | 0.01057% | 623 | 0.01066% | 0.01061% |  | 11.3311 | 23.2456 | 24.8217 |  | 6374 | 469.666 | 504.399 | 500.079 |  | 6374 | 0.01022% | 0.01071% | 0.01036% | 0.01239% | 0.01166% | 0.01241% |  | 6374 | 0.01071% | 0.01036% | 6374 | 6560 | 0.01055% | 6285 | 0.01062% | 0.01058% |  | 6374 | 0.01166% | 0.01241% | 0.01204% |  | 6374 | 623 | 0.01058% | 0.009407%
| Sep | 23 | 15 | 6375 | 479.2019 | 531.8898 | 523.4659 | 0.01023% | 0.01083% | 0.01041% | 0.01057% | 5857 | 0.01066% | 0.01061% |  | 11.3323 | 23.2453 | 24.821 |  | 6375 | 467.8696 | 508.6444 | 498.6449 |  | 6375 | 0.01018% | 0.0108% | 0.01033% | 0.01239% | 0.01166% | 0.01241% |  | 6375 | 0.0108% | 0.01033% | 6375 | 6368 | 0.01055% | 6816 | 0.01062% | 0.01058% |  | 6375 | 0.01166% | 0.01241% | 0.01203% |  | 6375 | 5857 | 0.01058% | 0.01223%
| Sep | 23 | 16 | 6376 | 480.8205 | 537.5779 | 523.269 | 0.01026% | 0.01095% | 0.0104% | 0.01057% | 7747 | 0.01066% | 0.01061% |  | 11.3335 | 23.245 | 24.8203 |  | 6376 | 469.487 | 514.3328 | 498.4487 |  | 6376 | 0.01022% | 0.01092% | 0.01032% | 0.01239% | 0.01166% | 0.01241% |  | 6376 | 0.01092% | 0.01032% | 6376 | 768 | 0.01055% | 6152 | 0.01062% | 0.01058% |  | 6376 | 0.01166% | 0.01241% | 0.01203% |  | 6376 | 7747 | 0.01058% | 0.01172%
| Sep | 23 | 17 | 6377 | 481.0855 | 536.9541 | 522.0968 | 0.01027% | 0.01093% | 0.01038% | 0.01057% | 7645 | 0.01065% | 0.01061% |  | 11.3346 | 23.2448 | 24.8196 |  | 6377 | 469.7509 | 513.7094 | 497.2772 |  | 6377 | 0.01023% | 0.0109% | 0.0103% | 0.01239% | 0.01166% | 0.01241% |  | 6377 | 0.0109% | 0.0103% | 6377 | 8437 | 0.01055% | 7181 | 0.01062% | 0.01058% |  | 6377 | 0.01166% | 0.01241% | 0.01203% |  | 6377 | 7645 | 0.01058% | 0.01177%
| Sep | 23 | 18 | 6378 | 480.3246 | 536.0884 | 519.9963 | 0.01025% | 0.01092% | 0.01034% | 0.01057% | 439 | 0.01065% | 0.01061% |  | 11.3358 | 23.2445 | 24.8189 |  | 6378 | 468.9888 | 512.8439 | 495.1774 |  | 6378 | 0.01021% | 0.01089% | 0.01025% | 0.01239% | 0.01166% | 0.0124% |  | 6378 | 0.01089% | 0.01025% | 6378 | 7852 | 0.01055% | 6833 | 0.01062% | 0.01058% |  | 6378 | 0.01166% | 0.0124% | 0.01203% |  | 6378 | 439 | 0.01058% | 0.009298%
| Sep | 23 | 19 | 6379 | 482.7586 | 540.4359 | 524.7037 | 0.0103% | 0.01101% | 0.01043% | 0.01057% | 564 | 0.01065% | 0.01061% |  | 11.337 | 23.2442 | 24.8183 |  | 6379 | 471.4216 | 517.1917 | 499.8854 |  | 6379 | 0.01026% | 0.01098% | 0.01035% | 0.01239% | 0.01166% | 0.0124% |  | 6379 | 0.01098% | 0.01035% | 6379 | 27 | 0.01055% | 1119 | 0.01062% | 0.01058% |  | 6379 | 0.01166% | 0.0124% | 0.01203% |  | 6379 | 564 | 0.01058% | 0.009371%
| Sep | 23 | 20 | 6380 | 479.0617 | 536.6935 | 522.0031 | 0.01022% | 0.01093% | 0.01038% | 0.01057% | 6326 | 0.01065% | 0.01061% |  | 11.3381 | 23.2439 | 24.8176 |  | 6380 | 467.7236 | 513.4496 | 497.1855 |  | 6380 | 0.01018% | 0.0109% | 0.0103% | 0.01239% | 0.01166% | 0.0124% |  | 6380 | 0.0109% | 0.0103% | 6380 | 2565 | 0.01055% | 6047 | 0.01062% | 0.01058% |  | 6380 | 0.01166% | 0.0124% | 0.01203% |  | 6380 | 6326 | 0.01058% | 0.01205%
| Sep | 23 | 21 | 6381 | 473.0938 | 524.2653 | 511.3599 | 0.0101% | 0.01068% | 0.01017% | 0.01057% | 1144 | 0.01065% | 0.01061% |  | 11.3393 | 23.2436 | 24.8169 |  | 6381 | 461.7545 | 501.0217 | 486.543 |  | 6381 | 0.01005% | 0.01063% | 0.01008% | 0.01239% | 0.01166% | 0.0124% |  | 6381 | 0.01063% | 0.01008% | 6381 | 8052 | 0.01055% | 793 | 0.01062% | 0.01058% |  | 6381 | 0.01166% | 0.0124% | 0.01203% |  | 6381 | 1144 | 0.01058% | 0.009801%
| Sep | 23 | 22 | 6382 | 463.0893 | 513.187 | 496.7408 | 0.009884% | 0.01045% | 0.009877% | 0.01057% | 6490 | 0.01065% | 0.01061% |  | 11.3405 | 23.2433 | 24.8163 |  | 6382 | 451.7488 | 489.9437 | 471.9245 |  | 6382 | 0.009834% | 0.0104% | 0.009773% | 0.0124% | 0.01166% | 0.0124% |  | 6382 | 0.0104% | 0.009773% | 6382 | 6772 | 0.01055% | 7289 | 0.01062% | 0.01058% |  | 6382 | 0.01166% | 0.0124% | 0.01203% |  | 6382 | 6490 | 0.01058% | 0.01201%
| Sep | 23 | 23 | 6383 | 452.7087 | 505.879 | 485.3474 | 0.009662% | 0.0103% | 0.009651% | 0.01057% | 7775 | 0.01065% | 0.01061% |  | 11.3416 | 23.243 | 24.8156 |  | 6383 | 441.367 | 482.636 | 460.5318 |  | 6383 | 0.009608% | 0.01024% | 0.009537% | 0.0124% | 0.01166% | 0.0124% |  | 6383 | 0.01024% | 0.009537% | 6383 | 2274 | 0.01055% | 1141 | 0.01062% | 0.01058% |  | 6383 | 0.01166% | 0.0124% | 0.01203% |  | 6383 | 7775 | 0.01058% | 0.0117%
| Sep | 24 | 0 | 6384 | 445.1886 | 500.6098 | 475.8576 | 0.009502% | 0.01019% | 0.009462% | 0.01057% | 2783 | 0.01065% | 0.01061% |  | 11.3428 | 23.2427 | 24.8149 |  | 6384 | 433.8458 | 477.3671 | 451.0427 |  | 6384 | 0.009444% | 0.01013% | 0.00934% | 0.0124% | 0.01166% | 0.0124% |  | 6384 | 0.01013% | 0.00934% | 6384 | 7022 | 0.01055% | 7203 | 0.01062% | 0.01058% |  | 6384 | 0.01166% | 0.0124% | 0.01203% |  | 6384 | 2783 | 0.01058% | 0.01132%
| Sep | 24 | 1 | 6385 | 437.7955 | 498.2917 | 471.1972 | 0.009344% | 0.01015% | 0.00937% | 0.01057% | 6200 | 0.01065% | 0.01061% |  | 11.344 | 23.2424 | 24.8142 |  | 6385 | 426.4515 | 475.0493 | 446.3829 |  | 6385 | 0.009283% | 0.01008% | 0.009244% | 0.0124% | 0.01166% | 0.0124% |  | 6385 | 0.01008% | 0.009244% | 6385 | 338 | 0.01055% | 7876 | 0.01062% | 0.01058% |  | 6385 | 0.01166% | 0.0124% | 0.01203% |  | 6385 | 6200 | 0.01058% | 0.01208%
| Sep | 24 | 2 | 6386 | 437.705 | 498.7386 | 473.4102 | 0.009342% | 0.01016% | 0.009414% | 0.01057% | 6294 | 0.01065% | 0.01061% |  | 11.3451 | 23.2421 | 24.8136 |  | 6386 | 426.3598 | 475.4965 | 448.5966 |  | 6386 | 0.009281% | 0.01009% | 0.00929% | 0.0124% | 0.01166% | 0.0124% |  | 6386 | 0.01009% | 0.00929% | 6386 | 520 | 0.01055% | 6701 | 0.01062% | 0.01058% |  | 6386 | 0.01166% | 0.0124% | 0.01203% |  | 6386 | 6294 | 0.01058% | 0.01206%
| Sep | 24 | 3 | 6387 | 436.3455 | 502.7231 | 478.577 | 0.009313% | 0.01024% | 0.009516% | 0.01057% | 6443 | 0.01065% | 0.01061% |  | 11.3463 | 23.2418 | 24.8129 |  | 6387 | 424.9992 | 479.4812 | 453.7641 |  | 6387 | 0.009251% | 0.01018% | 0.009397% | 0.0124% | 0.01166% | 0.0124% |  | 6387 | 0.01018% | 0.009397% | 6387 | 1515 | 0.01054% | 7778 | 0.01062% | 0.01058% |  | 6387 | 0.01166% | 0.0124% | 0.01203% |  | 6387 | 6443 | 0.01058% | 0.01202%
| Sep | 24 | 4 | 6388 | 439.0834 | 509.2956 | 481.0151 | 0.009371% | 0.01037% | 0.009565% | 0.01057% | 6589 | 0.01065% | 0.01061% |  | 11.3474 | 23.2415 | 24.8123 |  | 6388 | 427.7359 | 486.0541 | 456.2029 |  | 6388 | 0.009311% | 0.01032% | 0.009447% | 0.0124% | 0.01166% | 0.0124% |  | 6388 | 0.01032% | 0.009447% | 6388 | 336 | 0.01054% | 8718 | 0.01061% | 0.01058% |  | 6388 | 0.01166% | 0.0124% | 0.01203% |  | 6388 | 6589 | 0.01058% | 0.01199%
| Sep | 24 | 5 | 6389 | 445.4459 | 522.2917 | 494.1339 | 0.009507% | 0.01064% | 0.009826% | 0.01057% | 5861 | 0.01065% | 0.01061% |  | 11.3486 | 23.2412 | 24.8116 |  | 6389 | 434.0973 | 499.0504 | 469.3223 |  | 6389 | 0.009449% | 0.01059% | 0.009719% | 0.0124% | 0.01166% | 0.0124% |  | 6389 | 0.01059% | 0.009719% | 6389 | 6564 | 0.01054% | 7561 | 0.01061% | 0.01058% |  | 6389 | 0.01166% | 0.0124% | 0.01203% |  | 6389 | 5861 | 0.01058% | 0.01223%
| Sep | 24 | 6 | 6390 | 453.79 | 539.5236 | 509.8877 | 0.009685% | 0.01099% | 0.01014% | 0.01057% | 7508 | 0.01065% | 0.01061% |  | 11.3498 | 23.2409 | 24.8109 |  | 6390 | 442.4403 | 516.2826 | 485.0767 |  | 6390 | 0.009631% | 0.01096% | 0.01005% | 0.01241% | 0.01166% | 0.0124% |  | 6390 | 0.01096% | 0.01005% | 6390 | 1536 | 0.01054% | 6237 | 0.01061% | 0.01058% |  | 6390 | 0.01166% | 0.0124% | 0.01203% |  | 6390 | 7508 | 0.01058% | 0.01182%
| Sep | 24 | 7 | 6391 | 456.3236 | 552.5569 | 514.6888 | 0.009739% | 0.01125% | 0.01023% | 0.01057% | 6213 | 0.01065% | 0.01061% |  | 11.3509 | 23.2406 | 24.8103 |  | 6391 | 444.9727 | 529.3162 | 489.8785 |  | 6391 | 0.009686% | 0.01123% | 0.01014% | 0.01241% | 0.01166% | 0.0124% |  | 6391 | 0.01123% | 0.01014% | 6391 | 339 | 0.01054% | 6499 | 0.01061% | 0.01058% |  | 6391 | 0.01166% | 0.0124% | 0.01203% |  | 6391 | 6213 | 0.01058% | 0.01208%
| Sep | 24 | 8 | 6392 | 461.6346 | 551.3932 | 514.9795 | 0.009853% | 0.01123% | 0.01024% | 0.01057% | 7032 | 0.01065% | 0.01061% |  | 11.3521 | 23.2404 | 24.8096 |  | 6392 | 450.2825 | 528.1528 | 490.1699 |  | 6392 | 0.009802% | 0.01121% | 0.01015% | 0.01241% | 0.01166% | 0.0124% |  | 6392 | 0.01121% | 0.01015% | 6392 | 1966 | 0.01054% | 6988 | 0.01061% | 0.01058% |  | 6392 | 0.01166% | 0.0124% | 0.01203% |  | 6392 | 7032 | 0.01058% | 0.01193%
| Sep | 24 | 9 | 6393 | 467.4691 | 551.2256 | 515.9079 | 0.009977% | 0.01122% | 0.01026% | 0.01057% | 6124 | 0.01065% | 0.01061% |  | 11.3532 | 23.2401 | 24.809 |  | 6393 | 456.1159 | 527.9856 | 491.0989 |  | 6393 | 0.009929% | 0.01121% | 0.01017% | 0.01241% | 0.01166% | 0.0124% |  | 6393 | 0.01121% | 0.01017% | 6393 | 241 | 0.01054% | 808 | 0.01061% | 0.01058% |  | 6393 | 0.01166% | 0.0124% | 0.01203% |  | 6393 | 6124 | 0.01058% | 0.01211%
| Sep | 24 | 10 | 6394 | 470.4145 | 552.6686 | 517.3613 | 0.01004% | 0.01125% | 0.01029% | 0.01057% | 6888 | 0.01065% | 0.01061% |  | 11.3544 | 23.2398 | 24.8083 |  | 6394 | 459.0601 | 529.4288 | 492.553 |  | 6394 | 0.009993% | 0.01124% | 0.0102% | 0.01241% | 0.01166% | 0.0124% |  | 6394 | 0.01124% | 0.0102% | 6394 | 216 | 0.01054% | 5382 | 0.01061% | 0.01058% |  | 6394 | 0.01166% | 0.0124% | 0.01203% |  | 6394 | 6888 | 0.01058% | 0.01195%
| Sep | 24 | 11 | 6395 | 468.7303 | 561.0937 | 518.6273 | 0.01% | 0.01143% | 0.01031% | 0.01056% | 6325 | 0.01065% | 0.01061% |  | 11.3556 | 23.2395 | 24.8076 |  | 6395 | 457.3748 | 537.8542 | 493.8196 |  | 6395 | 0.009956% | 0.01142% | 0.01023% | 0.01241% | 0.01166% | 0.0124% |  | 6395 | 0.01142% | 0.01023% | 6395 | 579 | 0.01054% | 6030 | 0.01061% | 0.01058% |  | 6395 | 0.01166% | 0.0124% | 0.01203% |  | 6395 | 6325 | 0.01058% | 0.01205%
| Sep | 24 | 12 | 6396 | 471.5116 | 565.2644 | 520.5496 | 0.01006% | 0.01151% | 0.01035% | 0.01056% | 207 | 0.01065% | 0.01061% |  | 11.3567 | 23.2392 | 24.807 |  | 6396 | 460.1549 | 542.0252 | 495.7426 |  | 6396 | 0.01002% | 0.0115% | 0.01027% | 0.01241% | 0.01166% | 0.0124% |  | 6396 | 0.0115% | 0.01027% | 6396 | 869 | 0.01054% | 7036 | 0.01061% | 0.01058% |  | 6396 | 0.01166% | 0.0124% | 0.01203% |  | 6396 | 207 | 0.01058% | 0.009195%
| Sep | 24 | 13 | 6397 | 472.3815 | 570.7942 | 523.119 | 0.01008% | 0.01162% | 0.0104% | 0.01056% | 6248 | 0.01065% | 0.01061% |  | 11.3579 | 23.2389 | 24.8063 |  | 6397 | 461.0236 | 547.5553 | 498.3126 |  | 6397 | 0.01004% | 0.01162% | 0.01032% | 0.01241% | 0.01166% | 0.0124% |  | 6397 | 0.01162% | 0.01032% | 6397 | 1316 | 0.01054% | 8233 | 0.01061% | 0.01058% |  | 6397 | 0.01166% | 0.0124% | 0.01203% |  | 6397 | 6248 | 0.01058% | 0.01207%
| Sep | 24 | 14 | 6398 | 474.6388 | 574.0526 | 521.5998 | 0.01013% | 0.01169% | 0.01037% | 0.01056% | 83 | 0.01065% | 0.01061% |  | 11.3591 | 23.2386 | 24.8057 |  | 6398 | 463.2797 | 550.814 | 496.7942 |  | 6398 | 0.01008% | 0.01169% | 0.01029% | 0.01242% | 0.01166% | 0.0124% |  | 6398 | 0.01169% | 0.01029% | 6398 | 8588 | 0.01054% | 7562 | 0.01061% | 0.01058% |  | 6398 | 0.01166% | 0.0124% | 0.01203% |  | 6398 | 83 | 0.01058% | 0.009151%
| Sep | 24 | 15 | 6399 | 476.1368 | 579.4521 | 521.8812 | 0.01016% | 0.0118% | 0.01038% | 0.01056% | 6986 | 0.01065% | 0.01061% |  | 11.3602 | 23.2383 | 24.805 |  | 6399 | 464.7766 | 556.2138 | 497.0761 |  | 6399 | 0.01012% | 0.01181% | 0.01029% | 0.01242% | 0.01166% | 0.0124% |  | 6399 | 0.01181% | 0.01029% | 6399 | 6833 | 0.01054% | 7114 | 0.01061% | 0.01058% |  | 6399 | 0.01166% | 0.0124% | 0.01203% |  | 6399 | 6986 | 0.01058% | 0.01193%
| Sep | 24 | 16 | 6400 | 478.0321 | 578.7539 | 521.9562 | 0.0102% | 0.01179% | 0.01038% | 0.01056% | 8172 | 0.01065% | 0.0106% |  | 11.3614 | 23.238 | 24.8044 |  | 6400 | 466.6707 | 555.5159 | 497.1518 |  | 6400 | 0.01016% | 0.01179% | 0.0103% | 0.01242% | 0.01166% | 0.0124% |  | 6400 | 0.01179% | 0.0103% | 6400 | 1073 | 0.01054% | 7366 | 0.01061% | 0.01058% |  | 6400 | 0.01166% | 0.0124% | 0.01203% |  | 6400 | 8172 | 0.01058% | 0.01145%
| Sep | 24 | 17 | 6401 | 479.1131 | 576.501 | 518.3553 | 0.01023% | 0.01174% | 0.01031% | 0.01056% | 7425 | 0.01065% | 0.0106% |  | 11.3625 | 23.2377 | 24.8037 |  | 6401 | 467.7506 | 553.2633 | 493.5516 |  | 6401 | 0.01018% | 0.01174% | 0.01022% | 0.01242% | 0.01166% | 0.0124% |  | 6401 | 0.01174% | 0.01022% | 6401 | 1555 | 0.01054% | 8206 | 0.01061% | 0.01058% |  | 6401 | 0.01166% | 0.0124% | 0.01203% |  | 6401 | 7425 | 0.01058% | 0.01184%
| Sep | 24 | 18 | 6402 | 477.2651 | 573.3823 | 514.2481 | 0.01019% | 0.01168% | 0.01023% | 0.01056% | 6984 | 0.01065% | 0.0106% |  | 11.3637 | 23.2374 | 24.8031 |  | 6402 | 465.9015 | 550.1449 | 489.445 |  | 6402 | 0.01014% | 0.01168% | 0.01014% | 0.01242% | 0.01166% | 0.0124% |  | 6402 | 0.01168% | 0.01014% | 6402 | 456 | 0.01054% | 1622 | 0.01061% | 0.01058% |  | 6402 | 0.01166% | 0.0124% | 0.01203% |  | 6402 | 6984 | 0.01058% | 0.01193%
| Sep | 24 | 19 | 6403 | 485.0951 | 577.9532 | 517.7552 | 0.01035% | 0.01177% | 0.0103% | 0.01056% | 2725 | 0.01065% | 0.0106% |  | 11.3648 | 23.2371 | 24.8024 |  | 6403 | 473.7303 | 554.7161 | 492.9527 |  | 6403 | 0.01031% | 0.01177% | 0.01021% | 0.01242% | 0.01166% | 0.0124% |  | 6403 | 0.01177% | 0.01021% | 6403 | 7766 | 0.01054% | 7549 | 0.01061% | 0.01058% |  | 6403 | 0.01166% | 0.0124% | 0.01203% |  | 6403 | 2725 | 0.01058% | 0.01125%
| Sep | 24 | 20 | 6404 | 479.0188 | 570.7756 | 513.9761 | 0.01022% | 0.01162% | 0.01022% | 0.01056% | 6615 | 0.01064% | 0.0106% |  | 11.366 | 23.2368 | 24.8018 |  | 6404 | 467.6528 | 547.5388 | 489.1743 |  | 6404 | 0.01018% | 0.01162% | 0.01013% | 0.01242% | 0.01166% | 0.0124% |  | 6404 | 0.01162% | 0.01013% | 6404 | 701 | 0.01054% | 6571 | 0.01061% | 0.01058% |  | 6404 | 0.01166% | 0.0124% | 0.01203% |  | 6404 | 6615 | 0.01058% | 0.01198%
| Sep | 24 | 21 | 6405 | 466.6791 | 557.5282 | 502.1139 | 0.00996% | 0.01135% | 0.009984% | 0.01056% | 3554 | 0.01064% | 0.0106% |  | 11.3672 | 23.2365 | 24.8012 |  | 6405 | 455.312 | 534.2917 | 477.3128 |  | 6405 | 0.009911% | 0.01134% | 0.009884% | 0.01242% | 0.01166% | 0.0124% |  | 6405 | 0.01134% | 0.009884% | 6405 | 5711 | 0.01054% | 7749 | 0.01061% | 0.01057% |  | 6405 | 0.01166% | 0.0124% | 0.01203% |  | 6405 | 3554 | 0.01057% | 0.01213%
| Sep | 24 | 22 | 6406 | 452.0413 | 543.2474 | 485.7038 | 0.009648% | 0.01106% | 0.009658% | 0.01056% | 7285 | 0.01064% | 0.0106% |  | 11.3683 | 23.2362 | 24.8005 |  | 6406 | 440.673 | 520.0112 | 460.9032 |  | 6406 | 0.009593% | 0.01104% | 0.009545% | 0.01243% | 0.01166% | 0.0124% |  | 6406 | 0.01104% | 0.009545% | 6406 | 8706 | 0.01054% | 7887 | 0.01061% | 0.01057% |  | 6406 | 0.01166% | 0.0124% | 0.01203% |  | 6406 | 7285 | 0.01057% | 0.01188%
| Sep | 24 | 23 | 6407 | 443.4052 | 533.0535 | 475.1356 | 0.009464% | 0.01085% | 0.009448% | 0.01056% | 541 | 0.01064% | 0.0106% |  | 11.3695 | 23.2359 | 24.7999 |  | 6407 | 432.0357 | 509.8175 | 450.3357 |  | 6407 | 0.009405% | 0.01082% | 0.009326% | 0.01243% | 0.01166% | 0.0124% |  | 6407 | 0.01082% | 0.009326% | 6407 | 8566 | 0.01054% | 8204 | 0.01061% | 0.01057% |  | 6407 | 0.01166% | 0.0124% | 0.01203% |  | 6407 | 541 | 0.01057% | 0.009357%
| Sep | 25 | 0 | 6408 | 440.6036 | 526.0155 | 465.9834 | 0.009404% | 0.01071% | 0.009266% | 0.01056% | 3359 | 0.01064% | 0.0106% |  | 11.3706 | 23.2356 | 24.7992 |  | 6408 | 429.233 | 502.7798 | 441.1842 |  | 6408 | 0.009344% | 0.01067% | 0.009136% | 0.01243% | 0.01166% | 0.01239% |  | 6408 | 0.01067% | 0.009136% | 6408 | 433 | 0.01054% | 7158 | 0.01061% | 0.01057% |  | 6408 | 0.01166% | 0.01239% | 0.01203% |  | 6408 | 3359 | 0.01057% | 0.01194%
| Sep | 25 | 1 | 6409 | 441.8599 | 522.3661 | 461.9137 | 0.009431% | 0.01064% | 0.009185% | 0.01056% | 7457 | 0.01064% | 0.0106% |  | 11.3718 | 23.2353 | 24.7986 |  | 6409 | 430.4881 | 499.1308 | 437.1151 |  | 6409 | 0.009371% | 0.01059% | 0.009052% | 0.01243% | 0.01166% | 0.01239% |  | 6409 | 0.01059% | 0.009052% | 6409 | 7935 | 0.01054% | 5347 | 0.01061% | 0.01057% |  | 6409 | 0.01166% | 0.01239% | 0.01203% |  | 6409 | 7457 | 0.01057% | 0.01183%
| Sep | 25 | 2 | 6410 | 439.9789 | 523.3529 | 462.2325 | 0.00939% | 0.01066% | 0.009191% | 0.01056% | 7380 | 0.01064% | 0.0106% |  | 11.373 | 23.235 | 24.798 |  | 6410 | 428.6059 | 500.1179 | 437.4346 |  | 6410 | 0.00933% | 0.01061% | 0.009059% | 0.01243% | 0.01166% | 0.01239% |  | 6410 | 0.01061% | 0.009059% | 6410 | 5865 | 0.01054% | 795 | 0.01061% | 0.01057% |  | 6410 | 0.01166% | 0.01239% | 0.01203% |  | 6410 | 7380 | 0.01057% | 0.01185%
| Sep | 25 | 3 | 6411 | 444.2883 | 524.1349 | 464.408 | 0.009482% | 0.01067% | 0.009235% | 0.01056% | 8645 | 0.01064% | 0.0106% |  | 11.3741 | 23.2347 | 24.7973 |  | 6411 | 432.9142 | 500.9002 | 439.6107 |  | 6411 | 0.009424% | 0.01063% | 0.009104% | 0.01243% | 0.01166% | 0.01239% |  | 6411 | 0.01063% | 0.009104% | 6411 | 7672 | 0.01054% | 143 | 0.01061% | 0.01057% |  | 6411 | 0.01166% | 0.01239% | 0.01203% |  | 6411 | 8645 | 0.01057% | 0.01107%
| Sep | 25 | 4 | 6412 | 450.4079 | 529.2645 | 469.1248 | 0.009613% | 0.01078% | 0.009328% | 0.01056% | 7717 | 0.01064% | 0.0106% |  | 11.3753 | 23.2345 | 24.7967 |  | 6412 | 439.0326 | 506.03 | 444.3281 |  | 6412 | 0.009557% | 0.01074% | 0.009201% | 0.01243% | 0.01166% | 0.01239% |  | 6412 | 0.01074% | 0.009201% | 6412 | 8401 | 0.01054% | 2760 | 0.01061% | 0.01057% |  | 6412 | 0.01166% | 0.01239% | 0.01203% |  | 6412 | 7717 | 0.01057% | 0.01173%
| Sep | 25 | 5 | 6413 | 464.2437 | 545.2303 | 482.131 | 0.009908% | 0.0111% | 0.009587% | 0.01056% | 7363 | 0.01064% | 0.0106% |  | 11.3764 | 23.2342 | 24.796 |  | 6413 | 452.8673 | 521.9961 | 457.335 |  | 6413 | 0.009858% | 0.01108% | 0.009471% | 0.01243% | 0.01166% | 0.01239% |  | 6413 | 0.01108% | 0.009471% | 6413 | 6820 | 0.01054% | 794 | 0.01061% | 0.01057% |  | 6413 | 0.01166% | 0.01239% | 0.01203% |  | 6413 | 7363 | 0.01057% | 0.01186%
| Sep | 25 | 6 | 6414 | 480.3196 | 562.7136 | 499.8259 | 0.01025% | 0.01146% | 0.009939% | 0.01056% | 577 | 0.01064% | 0.0106% |  | 11.3776 | 23.2339 | 24.7954 |  | 6414 | 468.9421 | 539.4797 | 475.0305 |  | 6414 | 0.01021% | 0.01145% | 0.009837% | 0.01244% | 0.01166% | 0.01239% |  | 6414 | 0.01145% | 0.009837% | 6414 | 972 | 0.01054% | 2432 | 0.01061% | 0.01057% |  | 6414 | 0.01166% | 0.01239% | 0.01203% |  | 6414 | 577 | 0.01057% | 0.009379%
| Sep | 25 | 7 | 6415 | 491.4176 | 574.1736 | 505.0021 | 0.01049% | 0.01169% | 0.01004% | 0.01056% | 6655 | 0.01064% | 0.0106% |  | 11.3787 | 23.2336 | 24.7948 |  | 6415 | 480.0389 | 550.94 | 480.2073 |  | 6415 | 0.01045% | 0.01169% | 0.009944% | 0.01244% | 0.01166% | 0.01239% |  | 6415 | 0.01169% | 0.009944% | 6415 | 1571 | 0.01054% | 6327 | 0.01061% | 0.01057% |  | 6415 | 0.01166% | 0.01239% | 0.01203% |  | 6415 | 6655 | 0.01057% | 0.01198%
| Sep | 25 | 8 | 6416 | 491.6564 | 571.4273 | 503.4455 | 0.01049% | 0.01164% | 0.01001% | 0.01056% | 8234 | 0.01064% | 0.0106% |  | 11.3799 | 23.2333 | 24.7942 |  | 6416 | 480.2765 | 548.194 | 478.6513 |  | 6416 | 0.01045% | 0.01164% | 0.009912% | 0.01244% | 0.01166% | 0.01239% |  | 6416 | 0.01164% | 0.009912% | 6416 | 655 | 0.01054% | 6329 | 0.0106% | 0.01057% |  | 6416 | 0.01166% | 0.01239% | 0.01203% |  | 6416 | 8234 | 0.01057% | 0.0114%
| Sep | 25 | 9 | 6417 | 492.9762 | 569.1185 | 508.4436 | 0.01052% | 0.01159% | 0.01011% | 0.01056% | 7762 | 0.01064% | 0.0106% |  | 11.381 | 23.233 | 24.7935 |  | 6417 | 481.5952 | 545.8855 | 483.65 |  | 6417 | 0.01048% | 0.01159% | 0.01002% | 0.01244% | 0.01166% | 0.01239% |  | 6417 | 0.01159% | 0.01002% | 6417 | 734 | 0.01053% | 3555 | 0.0106% | 0.01057% |  | 6417 | 0.01166% | 0.01239% | 0.01202% |  | 6417 | 7762 | 0.01057% | 0.01171%
| Sep | 25 | 10 | 6418 | 492.0942 | 570.3753 | 513.2822 | 0.0105% | 0.01161% | 0.01021% | 0.01056% | 8686 | 0.01064% | 0.0106% |  | 11.3822 | 23.2327 | 24.7929 |  | 6418 | 480.712 | 547.1426 | 488.4893 |  | 6418 | 0.01046% | 0.01161% | 0.01012% | 0.01244% | 0.01166% | 0.01239% |  | 6418 | 0.01161% | 0.01012% | 6418 | 2384 | 0.01053% | 94 | 0.0106% | 0.01057% |  | 6418 | 0.01166% | 0.01239% | 0.01202% |  | 6418 | 8686 | 0.01057% | 0.01103%
| Sep | 25 | 11 | 6419 | 495.455 | 569.8726 | 515.5234 | 0.01057% | 0.0116% | 0.01025% | 0.01056% | 6628 | 0.01064% | 0.0106% |  | 11.3834 | 23.2324 | 24.7923 |  | 6419 | 484.0717 | 546.6402 | 490.7311 |  | 6419 | 0.01054% | 0.0116% | 0.01016% | 0.01244% | 0.01166% | 0.01239% |  | 6419 | 0.0116% | 0.01016% | 6419 | 7445 | 0.01053% | 455 | 0.0106% | 0.01057% |  | 6419 | 0.01166% | 0.01239% | 0.01202% |  | 6419 | 6628 | 0.01057% | 0.01198%
| Sep | 25 | 12 | 6420 | 496.4347 | 573.2799 | 516.3392 | 0.0106% | 0.01167% | 0.01027% | 0.01056% | 7452 | 0.01064% | 0.0106% |  | 11.3845 | 23.2321 | 24.7916 |  | 6420 | 485.0502 | 550.0478 | 491.5476 |  | 6420 | 0.01056% | 0.01167% | 0.01018% | 0.01244% | 0.01166% | 0.01239% |  | 6420 | 0.01167% | 0.01018% | 6420 | 2602 | 0.01053% | 640 | 0.0106% | 0.01057% |  | 6420 | 0.01166% | 0.01239% | 0.01202% |  | 6420 | 7452 | 0.01057% | 0.01183%
| Sep | 25 | 13 | 6421 | 499.5697 | 578.307 | 520.062 | 0.01066% | 0.01178% | 0.01034% | 0.01056% | 6513 | 0.01064% | 0.0106% |  | 11.3857 | 23.2318 | 24.791 |  | 6421 | 488.184 | 555.0752 | 495.271 |  | 6421 | 0.01063% | 0.01178% | 0.01026% | 0.01244% | 0.01166% | 0.01239% |  | 6421 | 0.01178% | 0.01026% | 6421 | 8603 | 0.01053% | 2095 | 0.0106% | 0.01057% |  | 6421 | 0.01166% | 0.01239% | 0.01202% |  | 6421 | 6513 | 0.01057% | 0.012%
| Sep | 25 | 14 | 6422 | 499.8441 | 581.6677 | 519.7713 | 0.01067% | 0.01184% | 0.01034% | 0.01056% | 3461 | 0.01064% | 0.0106% |  | 11.3868 | 23.2315 | 24.7904 |  | 6422 | 488.4573 | 558.4363 | 494.9809 |  | 6422 | 0.01063% | 0.01185% | 0.01025% | 0.01245% | 0.01166% | 0.01239% |  | 6422 | 0.01185% | 0.01025% | 6422 | 8041 | 0.01053% | 2741 | 0.0106% | 0.01057% |  | 6422 | 0.01166% | 0.01239% | 0.01202% |  | 6422 | 3461 | 0.01057% | 0.01204%
| Sep | 25 | 15 | 6423 | 499.8457 | 586.4063 | 530.0862 | 0.01067% | 0.01194% | 0.01054% | 0.01056% | 6120 | 0.01064% | 0.0106% |  | 11.388 | 23.2312 | 24.7898 |  | 6423 | 488.4577 | 563.1751 | 505.2965 |  | 6423 | 0.01063% | 0.01195% | 0.01046% | 0.01245% | 0.01166% | 0.01239% |  | 6423 | 0.01195% | 0.01046% | 6423 | 2451 | 0.01053% | 553 | 0.0106% | 0.01057% |  | 6423 | 0.01166% | 0.01239% | 0.01202% |  | 6423 | 6120 | 0.01057% | 0.01211%
| Sep | 25 | 16 | 6424 | 498.8045 | 595.4831 | 531.9711 | 0.01065% | 0.01213% | 0.01058% | 0.01056% | 6496 | 0.01064% | 0.0106% |  | 11.3891 | 23.2309 | 24.7892 |  | 6424 | 487.4154 | 572.2522 | 507.1819 |  | 6424 | 0.01061% | 0.01215% | 0.0105% | 0.01245% | 0.01166% | 0.01239% |  | 6424 | 0.01215% | 0.0105% | 6424 | 2652 | 0.01053% | 6512 | 0.0106% | 0.01057% |  | 6424 | 0.01166% | 0.01239% | 0.01202% |  | 6424 | 6496 | 0.01057% | 0.01201%
| Sep | 25 | 17 | 6425 | 496.3718 | 596.0416 | 531.2209 | 0.01059% | 0.01214% | 0.01056% | 0.01056% | 8630 | 0.01064% | 0.0106% |  | 11.3903 | 23.2306 | 24.7885 |  | 6425 | 484.9815 | 572.811 | 506.4324 |  | 6425 | 0.01056% | 0.01216% | 0.01049% | 0.01245% | 0.01166% | 0.01239% |  | 6425 | 0.01216% | 0.01049% | 6425 | 6221 | 0.01053% | 1645 | 0.0106% | 0.01057% |  | 6425 | 0.01166% | 0.01239% | 0.01202% |  | 6425 | 8630 | 0.01057% | 0.01108%
| Sep | 25 | 18 | 6426 | 498.4374 | 588.9478 | 524.7881 | 0.01064% | 0.01199% | 0.01044% | 0.01056% | 1650 | 0.01064% | 0.0106% |  | 11.3914 | 23.2303 | 24.7879 |  | 6426 | 487.0459 | 565.7175 | 500.0002 |  | 6426 | 0.0106% | 0.01201% | 0.01035% | 0.01245% | 0.01166% | 0.01239% |  | 6426 | 0.01201% | 0.01035% | 6426 | 6509 | 0.01053% | 2406 | 0.0106% | 0.01057% |  | 6426 | 0.01166% | 0.01239% | 0.01202% |  | 6426 | 1650 | 0.01057% | 0.01023%
| Sep | 25 | 19 | 6427 | 505.9749 | 586.1363 | 528.8578 | 0.0108% | 0.01194% | 0.01052% | 0.01056% | 126 | 0.01064% | 0.0106% |  | 11.3926 | 23.23 | 24.7873 |  | 6427 | 494.5824 | 562.9063 | 504.0705 |  | 6427 | 0.01077% | 0.01195% | 0.01044% | 0.01245% | 0.01166% | 0.01239% |  | 6427 | 0.01195% | 0.01044% | 6427 | 7146 | 0.01053% | 6573 | 0.0106% | 0.01057% |  | 6427 | 0.01166% | 0.01239% | 0.01202% |  | 6427 | 126 | 0.01057% | 0.009165%
| Sep | 25 | 20 | 6428 | 500.2988 | 576.7058 | 520.9622 | 0.01068% | 0.01174% | 0.01036% | 0.01056% | 2049 | 0.01064% | 0.0106% |  | 11.3937 | 23.2297 | 24.7867 |  | 6428 | 488.9051 | 553.4761 | 496.1755 |  | 6428 | 0.01064% | 0.01175% | 0.01028% | 0.01245% | 0.01166% | 0.01239% |  | 6428 | 0.01175% | 0.01028% | 6428 | 2692 | 0.01053% | 8008 | 0.0106% | 0.01057% |  | 6428 | 0.01166% | 0.01239% | 0.01202% |  | 6428 | 2049 | 0.01057% | 0.01056%
| Sep | 25 | 21 | 6429 | 489.7384 | 564.3055 | 507.5715 | 0.01045% | 0.01149% | 0.01009% | 0.01056% | 3270 | 0.01064% | 0.0106% |  | 11.3949 | 23.2294 | 24.7861 |  | 6429 | 478.3435 | 541.0761 | 482.7854 |  | 6429 | 0.01041% | 0.01148% | 0.009998% | 0.01245% | 0.01166% | 0.01239% |  | 6429 | 0.01148% | 0.009998% | 6429 | 6168 | 0.01053% | 6001 | 0.0106% | 0.01057% |  | 6429 | 0.01166% | 0.01239% | 0.01202% |  | 6429 | 3270 | 0.01057% | 0.01185%
| Sep | 25 | 22 | 6430 | 474.4978 | 549.6896 | 490.0735 | 0.01013% | 0.01119% | 0.009745% | 0.01056% | 118 | 0.01063% | 0.01059% |  | 11.396 | 23.2291 | 24.7855 |  | 6430 | 463.1017 | 526.4605 | 465.2881 |  | 6430 | 0.01008% | 0.01117% | 0.009635% | 0.01246% | 0.01166% | 0.01239% |  | 6430 | 0.01117% | 0.009635% | 6430 | 7670 | 0.01053% | 449 | 0.0106% | 0.01057% |  | 6430 | 0.01166% | 0.01239% | 0.01202% |  | 6430 | 118 | 0.01057% | 0.009163%
| Sep | 25 | 23 | 6431 | 464.7662 | 538.7695 | 473.8322 | 0.009919% | 0.01097% | 0.009422% | 0.01055% | 6551 | 0.01063% | 0.01059% |  | 11.3972 | 23.2288 | 24.7849 |  | 6431 | 453.3691 | 515.5407 | 449.0473 |  | 6431 | 0.009869% | 0.01094% | 0.009299% | 0.01246% | 0.01166% | 0.01239% |  | 6431 | 0.01094% | 0.009299% | 6431 | 2554 | 0.01053% | 6635 | 0.0106% | 0.01056% |  | 6431 | 0.01166% | 0.01239% | 0.01202% |  | 6431 | 6551 | 0.01056% | 0.012%
| Sep | 26 | 0 | 6432 | 457.0939 | 531.7129 | 464.3143 | 0.009756% | 0.01083% | 0.009233% | 0.01055% | 6142 | 0.01063% | 0.01059% |  | 11.3983 | 23.2285 | 24.7842 |  | 6432 | 445.6956 | 508.4844 | 439.53 |  | 6432 | 0.009702% | 0.01079% | 0.009102% | 0.01246% | 0.01166% | 0.01239% |  | 6432 | 0.01079% | 0.009102% | 6432 | 8377 | 0.01053% | 3359 | 0.0106% | 0.01056% |  | 6432 | 0.01166% | 0.01239% | 0.01202% |  | 6432 | 6142 | 0.01056% | 0.0121%
| Sep | 26 | 1 | 6433 | 455.881 | 533.5841 | 462.3544 | 0.00973% | 0.01087% | 0.009194% | 0.01055% | 8151 | 0.01063% | 0.01059% |  | 11.3995 | 23.2282 | 24.7836 |  | 6433 | 444.4815 | 510.3559 | 437.5708 |  | 6433 | 0.009675% | 0.01083% | 0.009061% | 0.01246% | 0.01166% | 0.01239% |  | 6433 | 0.01083% | 0.009061% | 6433 | 2223 | 0.01053% | 6452 | 0.0106% | 0.01056% |  | 6433 | 0.01166% | 0.01239% | 0.01202% |  | 6433 | 8151 | 0.01056% | 0.01147%
| Sep | 26 | 2 | 6434 | 451.5597 | 529.6555 | 465.1395 | 0.009638% | 0.01079% | 0.009249% | 0.01055% | 7777 | 0.01063% | 0.01059% |  | 11.4006 | 23.2279 | 24.783 |  | 6434 | 440.159 | 506.4276 | 440.3564 |  | 6434 | 0.009581% | 0.01075% | 0.009119% | 0.01246% | 0.01166% | 0.01239% |  | 6434 | 0.01075% | 0.009119% | 6434 | 8376 | 0.01053% | 3270 | 0.0106% | 0.01056% |  | 6434 | 0.01166% | 0.01239% | 0.01202% |  | 6434 | 7777 | 0.01056% | 0.0117%
| Sep | 26 | 3 | 6435 | 456.8423 | 529.4414 | 468.8528 | 0.00975% | 0.01078% | 0.009323% | 0.01055% | 806 | 0.01063% | 0.01059% |  | 11.4018 | 23.2276 | 24.7824 |  | 6435 | 445.4405 | 506.2138 | 444.0704 |  | 6435 | 0.009696% | 0.01074% | 0.009196% | 0.01246% | 0.01165% | 0.01239% |  | 6435 | 0.01074% | 0.009196% | 6435 | 6548 | 0.01053% | 408 | 0.0106% | 0.01056% |  | 6435 | 0.01165% | 0.01239% | 0.01202% |  | 6435 | 806 | 0.01056% | 0.009532%
| Sep | 26 | 4 | 6436 | 463.7584 | 535.1481 | 473.232 | 0.009898% | 0.0109% | 0.00941% | 0.01055% | 6222 | 0.01063% | 0.01059% |  | 11.4029 | 23.2273 | 24.7818 |  | 6436 | 452.3554 | 511.9208 | 448.4502 |  | 6436 | 0.009847% | 0.01087% | 0.009287% | 0.01246% | 0.01165% | 0.01239% |  | 6436 | 0.01087% | 0.009287% | 6436 | 7008 | 0.01053% | 8703 | 0.0106% | 0.01056% |  | 6436 | 0.01165% | 0.01239% | 0.01202% |  | 6436 | 6222 | 0.01056% | 0.01208%
| Sep | 26 | 5 | 6437 | 477.5402 | 548.0232 | 485.1599 | 0.01019% | 0.01116% | 0.009647% | 0.01055% | 3475 | 0.01063% | 0.01059% |  | 11.4041 | 23.227 | 24.7812 |  | 6437 | 466.1361 | 524.7961 | 460.3787 |  | 6437 | 0.01015% | 0.01114% | 0.009534% | 0.01246% | 0.01165% | 0.01239% |  | 6437 | 0.01114% | 0.009534% | 6437 | 7094 | 0.01053% | 7630 | 0.0106% | 0.01056% |  | 6437 | 0.01165% | 0.01239% | 0.01202% |  | 6437 | 3475 | 0.01056% | 0.01205%
| Sep | 26 | 6 | 6438 | 496.5968 | 566.6329 | 500.8668 | 0.0106% | 0.01154% | 0.00996% | 0.01055% | 1763 | 0.01063% | 0.01059% |  | 11.4052 | 23.2267 | 24.7806 |  | 6438 | 485.1915 | 543.4062 | 476.0862 |  | 6438 | 0.01056% | 0.01153% | 0.009859% | 0.01247% | 0.01165% | 0.01239% |  | 6438 | 0.01153% | 0.009859% | 6438 | 6290 | 0.01053% | 6937 | 0.01059% | 0.01056% |  | 6438 | 0.01165% | 0.01239% | 0.01202% |  | 6438 | 1763 | 0.01056% | 0.01032%
| Sep | 26 | 7 | 6439 | 497.8364 | 573.5033 | 513.4979 | 0.01063% | 0.01168% | 0.01021% | 0.01055% | 7606 | 0.01063% | 0.01059% |  | 11.4064 | 23.2264 | 24.78 |  | 6439 | 486.43 | 550.2769 | 488.7179 |  | 6439 | 0.01059% | 0.01168% | 0.01012% | 0.01247% | 0.01165% | 0.01239% |  | 6439 | 0.01168% | 0.01012% | 6439 | 6860 | 0.01053% | 7435 | 0.01059% | 0.01056% |  | 6439 | 0.01165% | 0.01239% | 0.01202% |  | 6439 | 7606 | 0.01056% | 0.01178%
| Sep | 26 | 8 | 6440 | 492.0121 | 568.3738 | 515.2796 | 0.0105% | 0.01157% | 0.01025% | 0.01055% | 8173 | 0.01063% | 0.01059% |  | 11.4075 | 23.2261 | 24.7794 |  | 6440 | 480.6045 | 545.1476 | 490.5002 |  | 6440 | 0.01046% | 0.01157% | 0.01016% | 0.01247% | 0.01165% | 0.01239% |  | 6440 | 0.01157% | 0.01016% | 6440 | 2038 | 0.01053% | 6621 | 0.01059% | 0.01056% |  | 6440 | 0.01165% | 0.01239% | 0.01202% |  | 6440 | 8173 | 0.01056% | 0.01145%
| Sep | 26 | 9 | 6441 | 495.977 | 564.0262 | 524.1317 | 0.01059% | 0.01149% | 0.01042% | 0.01055% | 6500 | 0.01063% | 0.01059% |  | 11.4087 | 23.2258 | 24.7788 |  | 6441 | 484.5683 | 540.8004 | 499.3529 |  | 6441 | 0.01055% | 0.01148% | 0.01034% | 0.01247% | 0.01165% | 0.01238% |  | 6441 | 0.01148% | 0.01034% | 6441 | 6242 | 0.01053% | 7563 | 0.01059% | 0.01056% |  | 6441 | 0.01165% | 0.01238% | 0.01202% |  | 6441 | 6500 | 0.01056% | 0.01201%
| Sep | 26 | 10 | 6442 | 499.2408 | 567.2845 | 531.5491 | 0.01066% | 0.01155% | 0.01057% | 0.01055% | 7560 | 0.01063% | 0.01059% |  | 11.4098 | 23.2255 | 24.7782 |  | 6442 | 487.8309 | 544.059 | 506.7709 |  | 6442 | 0.01062% | 0.01155% | 0.01049% | 0.01247% | 0.01165% | 0.01238% |  | 6442 | 0.01155% | 0.01049% | 6442 | 220 | 0.01053% | 7776 | 0.01059% | 0.01056% |  | 6442 | 0.01165% | 0.01238% | 0.01202% |  | 6442 | 7560 | 0.01056% | 0.0118%
| Sep | 26 | 11 | 6443 | 500.2531 | 568.7554 | 535.6376 | 0.01068% | 0.01158% | 0.01065% | 0.01055% | 2000 | 0.01063% | 0.01059% |  | 11.411 | 23.2252 | 24.7776 |  | 6443 | 488.8421 | 545.5302 | 510.86 |  | 6443 | 0.01064% | 0.01158% | 0.01058% | 0.01247% | 0.01165% | 0.01238% |  | 6443 | 0.01158% | 0.01058% | 6443 | 2429 | 0.01053% | 2999 | 0.01059% | 0.01056% |  | 6443 | 0.01165% | 0.01238% | 0.01202% |  | 6443 | 2000 | 0.01056% | 0.01052%
| Sep | 26 | 12 | 6444 | 501.3996 | 571.4087 | 540.345 | 0.0107% | 0.01164% | 0.01074% | 0.01055% | 7621 | 0.01063% | 0.01059% |  | 11.4121 | 23.2249 | 24.777 |  | 6444 | 489.9874 | 548.1837 | 515.5679 |  | 6444 | 0.01067% | 0.01164% | 0.01068% | 0.01247% | 0.01165% | 0.01238% |  | 6444 | 0.01164% | 0.01068% | 6444 | 1560 | 0.01053% | 5980 | 0.01059% | 0.01056% |  | 6444 | 0.01165% | 0.01238% | 0.01202% |  | 6444 | 7621 | 0.01056% | 0.01178%
| Sep | 26 | 13 | 6445 | 504.783 | 576.9013 | 545.9901 | 0.01077% | 0.01175% | 0.01086% | 0.01055% | 3478 | 0.01063% | 0.01059% |  | 11.4133 | 23.2246 | 24.7764 |  | 6445 | 493.3697 | 553.6766 | 521.2136 |  | 6445 | 0.01074% | 0.01175% | 0.01079% | 0.01247% | 0.01165% | 0.01238% |  | 6445 | 0.01175% | 0.01079% | 6445 | 2818 | 0.01053% | 6987 | 0.01059% | 0.01056% |  | 6445 | 0.01165% | 0.01238% | 0.01202% |  | 6445 | 3478 | 0.01056% | 0.01205%
| Sep | 26 | 14 | 6446 | 510.0943 | 583.8555 | 543.13 | 0.01089% | 0.01189% | 0.0108% | 0.01055% | 7724 | 0.01063% | 0.01059% |  | 11.4144 | 23.2243 | 24.7758 |  | 6446 | 498.6799 | 560.6311 | 518.3542 |  | 6446 | 0.01086% | 0.0119% | 0.01073% | 0.01248% | 0.01165% | 0.01238% |  | 6446 | 0.0119% | 0.01073% | 6446 | 1463 | 0.01053% | 409 | 0.01059% | 0.01056% |  | 6446 | 0.01165% | 0.01238% | 0.01202% |  | 6446 | 7724 | 0.01056% | 0.01173%
| Sep | 26 | 15 | 6447 | 515.8088 | 593.9098 | 548.3625 | 0.01101% | 0.01209% | 0.0109% | 0.01055% | 6123 | 0.01063% | 0.01059% |  | 11.4156 | 23.224 | 24.7752 |  | 6447 | 504.3932 | 570.6857 | 523.5873 |  | 6447 | 0.01098% | 0.01211% | 0.01084% | 0.01248% | 0.01165% | 0.01238% |  | 6447 | 0.01211% | 0.01084% | 6447 | 8705 | 0.01053% | 7747 | 0.01059% | 0.01056% |  | 6447 | 0.01165% | 0.01238% | 0.01202% |  | 6447 | 6123 | 0.01056% | 0.01211%
| Sep | 26 | 16 | 6448 | 517.9448 | 591.6568 | 550.6318 | 0.01105% | 0.01205% | 0.01095% | 0.01055% | 159 | 0.01063% | 0.01059% |  | 11.4167 | 23.2237 | 24.7746 |  | 6448 | 506.5281 | 568.4331 | 525.8572 |  | 6448 | 0.01103% | 0.01206% | 0.01089% | 0.01248% | 0.01165% | 0.01238% |  | 6448 | 0.01206% | 0.01089% | 6448 | 706 | 0.01053% | 3554 | 0.01059% | 0.01056% |  | 6448 | 0.01165% | 0.01238% | 0.01202% |  | 6448 | 159 | 0.01056% | 0.009177%
| Sep | 26 | 17 | 6449 | 517.4618 | 589.4877 | 549.5534 | 0.01104% | 0.012% | 0.01093% | 0.01055% | 3514 | 0.01063% | 0.01059% |  | 11.4179 | 23.2234 | 24.774 |  | 6449 | 506.0439 | 566.2643 | 524.7794 |  | 6449 | 0.01102% | 0.01202% | 0.01087% | 0.01248% | 0.01165% | 0.01238% |  | 6449 | 0.01202% | 0.01087% | 6449 | 3333 | 0.01052% | 146 | 0.01059% | 0.01056% |  | 6449 | 0.01165% | 0.01238% | 0.01202% |  | 6449 | 3514 | 0.01056% | 0.01209%
| Sep | 26 | 18 | 6450 | 508.0676 | 586.5552 | 545.3149 | 0.01084% | 0.01194% | 0.01084% | 0.01055% | 5377 | 0.01063% | 0.01059% |  | 11.419 | 23.2231 | 24.7735 |  | 6450 | 496.6485 | 563.3321 | 520.5414 |  | 6450 | 0.01081% | 0.01196% | 0.01078% | 0.01248% | 0.01165% | 0.01238% |  | 6450 | 0.01196% | 0.01078% | 6450 | 7869 | 0.01052% | 7090 | 0.01059% | 0.01056% |  | 6450 | 0.01165% | 0.01238% | 0.01202% |  | 6450 | 5377 | 0.01056% | 0.01249%
| Sep | 26 | 19 | 6451 | 514.28 | 585.7267 | 545.8775 | 0.01098% | 0.01193% | 0.01085% | 0.01055% | 6845 | 0.01063% | 0.01059% |  | 11.4202 | 23.2228 | 24.7729 |  | 6451 | 502.8598 | 562.5039 | 521.1047 |  | 6451 | 0.01095% | 0.01194% | 0.01079% | 0.01248% | 0.01165% | 0.01238% |  | 6451 | 0.01194% | 0.01079% | 6451 | 6313 | 0.01052% | 7645 | 0.01059% | 0.01056% |  | 6451 | 0.01165% | 0.01238% | 0.01202% |  | 6451 | 6845 | 0.01056% | 0.01195%
| Sep | 26 | 20 | 6452 | 510.8117 | 577.9626 | 536.5378 | 0.0109% | 0.01177% | 0.01067% | 0.01055% | 7073 | 0.01063% | 0.01059% |  | 11.4213 | 23.2225 | 24.7723 |  | 6452 | 499.3904 | 554.74 | 511.7655 |  | 6452 | 0.01087% | 0.01177% | 0.0106% | 0.01248% | 0.01165% | 0.01238% |  | 6452 | 0.01177% | 0.0106% | 6452 | 7093 | 0.01052% | 6163 | 0.01059% | 0.01056% |  | 6452 | 0.01165% | 0.01238% | 0.01202% |  | 6452 | 7073 | 0.01056% | 0.01192%
| Sep | 26 | 21 | 6453 | 498.0103 | 565.8229 | 525.1351 | 0.01063% | 0.01152% | 0.01044% | 0.01055% | 3457 | 0.01062% | 0.01059% |  | 11.4225 | 23.2222 | 24.7717 |  | 6453 | 486.5878 | 542.6007 | 500.3634 |  | 6453 | 0.01059% | 0.01152% | 0.01036% | 0.01248% | 0.01165% | 0.01238% |  | 6453 | 0.01152% | 0.01036% | 6453 | 6794 | 0.01052% | 1575 | 0.01059% | 0.01056% |  | 6453 | 0.01165% | 0.01238% | 0.01202% |  | 6453 | 3457 | 0.01056% | 0.01203%
| Sep | 26 | 22 | 6454 | 479.0792 | 544.5786 | 506.39 | 0.01022% | 0.01109% | 0.01007% | 0.01055% | 7666 | 0.01062% | 0.01058% |  | 11.4236 | 23.2219 | 24.7711 |  | 6454 | 467.6556 | 521.3567 | 481.6188 |  | 6454 | 0.01018% | 0.01107% | 0.009974% | 0.01249% | 0.01165% | 0.01238% |  | 6454 | 0.01107% | 0.009974% | 6454 | 8702 | 0.01052% | 7067 | 0.01059% | 0.01055% |  | 6454 | 0.01165% | 0.01238% | 0.01202% |  | 6454 | 7666 | 0.01055% | 0.01176%
| Sep | 26 | 23 | 6455 | 469.3166 | 532.7276 | 490.8987 | 0.01002% | 0.01085% | 0.009761% | 0.01055% | 8662 | 0.01062% | 0.01058% |  | 11.4248 | 23.2216 | 24.7705 |  | 6455 | 457.8919 | 509.506 | 466.1282 |  | 6455 | 0.009967% | 0.01081% | 0.009653% | 0.01249% | 0.01165% | 0.01238% |  | 6455 | 0.01081% | 0.009653% | 6455 | 6561 | 0.01052% | 7775 | 0.01059% | 0.01055% |  | 6455 | 0.01165% | 0.01238% | 0.01202% |  | 6455 | 8662 | 0.01055% | 0.01105%
| Sep | 27 | 0 | 6456 | 463.1116 | 525.1869 | 480.6307 | 0.009884% | 0.01069% | 0.009557% | 0.01055% | 4253 | 0.01062% | 0.01058% |  | 11.4259 | 23.2213 | 24.77 |  | 6456 | 451.6857 | 501.9656 | 455.8607 |  | 6456 | 0.009832% | 0.01065% | 0.00944% | 0.01249% | 0.01165% | 0.01238% |  | 6456 | 0.01065% | 0.00944% | 6456 | 6174 | 0.01052% | 7033 | 0.01059% | 0.01055% |  | 6456 | 0.01165% | 0.01238% | 0.01202% |  | 6456 | 4253 | 0.01055% | 0.01263%
| Sep | 27 | 1 | 6457 | 459.2 | 523.4926 | 479.3647 | 0.009801% | 0.01066% | 0.009532% | 0.01055% | 554 | 0.01062% | 0.01058% |  | 11.4271 | 23.221 | 24.7694 |  | 6457 | 447.7729 | 500.2716 | 454.5954 |  | 6457 | 0.009747% | 0.01062% | 0.009414% | 0.01249% | 0.01165% | 0.01238% |  | 6457 | 0.01062% | 0.009414% | 6457 | 7052 | 0.01052% | 593 | 0.01059% | 0.01055% |  | 6457 | 0.01165% | 0.01238% | 0.01202% |  | 6457 | 554 | 0.01055% | 0.009364%
| Sep | 27 | 2 | 6458 | 456.9356 | 522.543 | 481.5027 | 0.009752% | 0.01064% | 0.009574% | 0.01055% | 8136 | 0.01062% | 0.01058% |  | 11.4282 | 23.2207 | 24.7688 |  | 6458 | 445.5074 | 499.3223 | 456.734 |  | 6458 | 0.009698% | 0.0106% | 0.009458% | 0.01249% | 0.01165% | 0.01238% |  | 6458 | 0.0106% | 0.009458% | 6458 | 1393 | 0.01052% | 3461 | 0.01059% | 0.01055% |  | 6458 | 0.01165% | 0.01238% | 0.01202% |  | 6458 | 8136 | 0.01055% | 0.01148%
| Sep | 27 | 3 | 6459 | 460.2049 | 527.0116 | 486.107 | 0.009822% | 0.01073% | 0.009666% | 0.01055% | 7533 | 0.01062% | 0.01058% |  | 11.4293 | 23.2204 | 24.7682 |  | 6459 | 448.7756 | 503.7912 | 461.3388 |  | 6459 | 0.009769% | 0.01069% | 0.009554% | 0.01249% | 0.01165% | 0.01238% |  | 6459 | 0.01069% | 0.009554% | 6459 | 7889 | 0.01052% | 1928 | 0.01059% | 0.01055% |  | 6459 | 0.01165% | 0.01238% | 0.01202% |  | 6459 | 7533 | 0.01055% | 0.01181%
| Sep | 27 | 4 | 6460 | 463.7885 | 529.19 | 489.811 | 0.009899% | 0.01078% | 0.00974% | 0.01055% | 2764 | 0.01062% | 0.01058% |  | 11.4305 | 23.2201 | 24.7676 |  | 6460 | 452.3581 | 505.9699 | 465.0433 |  | 6460 | 0.009847% | 0.01074% | 0.00963% | 0.01249% | 0.01165% | 0.01238% |  | 6460 | 0.01074% | 0.00963% | 6460 | 2596 | 0.01052% | 1776 | 0.01059% | 0.01055% |  | 6460 | 0.01165% | 0.01238% | 0.01202% |  | 6460 | 2764 | 0.01055% | 0.0113%
| Sep | 27 | 5 | 6461 | 479.1442 | 542.8191 | 503.333 | 0.01023% | 0.01105% | 0.01001% | 0.01054% | 8628 | 0.01062% | 0.01058% |  | 11.4316 | 23.2198 | 24.7671 |  | 6461 | 467.7126 | 519.5993 | 478.5659 |  | 6461 | 0.01018% | 0.01103% | 0.00991% | 0.01249% | 0.01165% | 0.01238% |  | 6461 | 0.01103% | 0.00991% | 6461 | 6505 | 0.01052% | 7508 | 0.01058% | 0.01055% |  | 6461 | 0.01165% | 0.01238% | 0.01201% |  | 6461 | 8628 | 0.01055% | 0.01108%
| Sep | 27 | 6 | 6462 | 499.3334 | 561.6337 | 515.9735 | 0.01066% | 0.01144% | 0.01026% | 0.01054% | 1880 | 0.01062% | 0.01058% |  | 11.4328 | 23.2195 | 24.7665 |  | 6462 | 487.9006 | 538.4141 | 491.207 |  | 6462 | 0.01062% | 0.01143% | 0.01017% | 0.0125% | 0.01165% | 0.01238% |  | 6462 | 0.01143% | 0.01017% | 6462 | 148 | 0.01052% | 8172 | 0.01058% | 0.01055% |  | 6462 | 0.01165% | 0.01238% | 0.01201% |  | 6462 | 1880 | 0.01055% | 0.01042%
| Sep | 27 | 7 | 6463 | 503.4617 | 567.3683 | 526.326 | 0.01075% | 0.01155% | 0.01047% | 0.01054% | 6616 | 0.01062% | 0.01058% |  | 11.4339 | 23.2192 | 24.7659 |  | 6463 | 492.0278 | 544.1491 | 501.5601 |  | 6463 | 0.01071% | 0.01155% | 0.01039% | 0.0125% | 0.01165% | 0.01238% |  | 6463 | 0.01155% | 0.01039% | 6463 | 413 | 0.01052% | 6490 | 0.01058% | 0.01055% |  | 6463 | 0.01165% | 0.01238% | 0.01201% |  | 6463 | 6616 | 0.01055% | 0.01198%
| Sep | 27 | 8 | 6464 | 499.2296 | 561.6244 | 527.8451 | 0.01065% | 0.01144% | 0.0105% | 0.01054% | 7720 | 0.01062% | 0.01058% |  | 11.4351 | 23.2189 | 24.7653 |  | 6464 | 487.7946 | 538.4054 | 503.0797 |  | 6464 | 0.01062% | 0.01143% | 0.01042% | 0.0125% | 0.01165% | 0.01238% |  | 6464 | 0.01143% | 0.01042% | 6464 | 434 | 0.01052% | 7032 | 0.01058% | 0.01055% |  | 6464 | 0.01165% | 0.01238% | 0.01201% |  | 6464 | 7720 | 0.01055% | 0.01173%
| Sep | 27 | 9 | 6465 | 502.5542 | 564.9106 | 526.0728 | 0.01073% | 0.0115% | 0.01046% | 0.01054% | 6592 | 0.01062% | 0.01058% |  | 11.4362 | 23.2186 | 24.7648 |  | 6465 | 491.118 | 541.692 | 501.308 |  | 6465 | 0.01069% | 0.0115% | 0.01038% | 0.0125% | 0.01165% | 0.01238% |  | 6465 | 0.0115% | 0.01038% | 6465 | 7036 | 0.01052% | 3475 | 0.01058% | 0.01055% |  | 6465 | 0.01165% | 0.01238% | 0.01201% |  | 6465 | 6592 | 0.01055% | 0.01199%
| Sep | 27 | 10 | 6466 | 501.5879 | 575.5048 | 525.9696 | 0.01071% | 0.01172% | 0.01046% | 0.01054% | 7124 | 0.01062% | 0.01058% |  | 11.4374 | 23.2183 | 24.7642 |  | 6466 | 490.1505 | 552.2865 | 501.2054 |  | 6466 | 0.01067% | 0.01172% | 0.01038% | 0.0125% | 0.01165% | 0.01238% |  | 6466 | 0.01172% | 0.01038% | 6466 | 6852 | 0.01052% | 6589 | 0.01058% | 0.01055% |  | 6466 | 0.01165% | 0.01238% | 0.01201% |  | 6466 | 7124 | 0.01055% | 0.01191%
| Sep | 27 | 11 | 6467 | 504.6323 | 576.2217 | 526.2791 | 0.01077% | 0.01173% | 0.01046% | 0.01054% | 7757 | 0.01062% | 0.01058% |  | 11.4385 | 23.218 | 24.7636 |  | 6467 | 493.1938 | 553.0037 | 501.5155 |  | 6467 | 0.01074% | 0.01174% | 0.01039% | 0.0125% | 0.01165% | 0.01238% |  | 6467 | 0.01174% | 0.01039% | 6467 | 7095 | 0.01052% | 6326 | 0.01058% | 0.01055% |  | 6467 | 0.01165% | 0.01238% | 0.01201% |  | 6467 | 7757 | 0.01055% | 0.01171%
| Sep | 27 | 12 | 6468 | 511.3392 | 579.359 | 522.2375 | 0.01091% | 0.0118% | 0.01038% | 0.01054% | 7588 | 0.01062% | 0.01058% |  | 11.4396 | 23.2177 | 24.7631 |  | 6468 | 499.8996 | 556.1413 | 497.4744 |  | 6468 | 0.01088% | 0.0118% | 0.0103% | 0.0125% | 0.01165% | 0.01238% |  | 6468 | 0.0118% | 0.0103% | 6468 | 7096 | 0.01052% | 6888 | 0.01058% | 0.01055% |  | 6468 | 0.01165% | 0.01238% | 0.01201% |  | 6468 | 7588 | 0.01055% | 0.01179%
| Sep | 27 | 13 | 6469 | 519.5979 | 577.4226 | 525.5664 | 0.01109% | 0.01176% | 0.01045% | 0.01054% | 1118 | 0.01062% | 0.01058% |  | 11.4408 | 23.2174 | 24.7625 |  | 6469 | 508.1571 | 554.2052 | 500.8039 |  | 6469 | 0.01106% | 0.01176% | 0.01037% | 0.0125% | 0.01165% | 0.01238% |  | 6469 | 0.01176% | 0.01037% | 6469 | 7465 | 0.01051% | 2045 | 0.01058% | 0.01055% |  | 6469 | 0.01165% | 0.01238% | 0.01201% |  | 6469 | 1118 | 0.01055% | 0.009779%
| Sep | 27 | 14 | 6470 | 521.1437 | 591.2938 | 523.7097 | 0.01112% | 0.01204% | 0.01041% | 0.01054% | 6985 | 0.01062% | 0.01058% |  | 11.4419 | 23.2171 | 24.7619 |  | 6470 | 509.7018 | 568.0767 | 498.9478 |  | 6470 | 0.0111% | 0.01206% | 0.01033% | 0.01251% | 0.01165% | 0.01238% |  | 6470 | 0.01206% | 0.01033% | 6470 | 554 | 0.01051% | 6443 | 0.01058% | 0.01055% |  | 6470 | 0.01165% | 0.01238% | 0.01201% |  | 6470 | 6985 | 0.01055% | 0.01193%
| Sep | 27 | 15 | 6471 | 536.8593 | 609.2984 | 517.2207 | 0.01146% | 0.01241% | 0.01028% | 0.01054% | 7734 | 0.01062% | 0.01058% |  | 11.4431 | 23.2168 | 24.7614 |  | 6471 | 525.4163 | 586.0816 | 492.4593 |  | 6471 | 0.01144% | 0.01244% | 0.0102% | 0.01251% | 0.01165% | 0.01238% |  | 6471 | 0.01244% | 0.0102% | 6471 | 6733 | 0.01051% | 7425 | 0.01058% | 0.01055% |  | 6471 | 0.01165% | 0.01238% | 0.01201% |  | 6471 | 7734 | 0.01055% | 0.01172%
| Sep | 27 | 16 | 6472 | 534.7201 | 605.9097 | 516.855 | 0.01141% | 0.01234% | 0.01028% | 0.01054% | 1833 | 0.01061% | 0.01058% |  | 11.4442 | 23.2165 | 24.7608 |  | 6472 | 523.2759 | 582.6932 | 492.0941 |  | 6472 | 0.01139% | 0.01237% | 0.01019% | 0.01251% | 0.01165% | 0.01238% |  | 6472 | 0.01237% | 0.01019% | 6472 | 8067 | 0.01051% | 6986 | 0.01058% | 0.01055% |  | 6472 | 0.01165% | 0.01238% | 0.01201% |  | 6472 | 1833 | 0.01055% | 0.01038%
| Sep | 27 | 17 | 6473 | 534.9442 | 600.3426 | 513.3666 | 0.01142% | 0.01223% | 0.01021% | 0.01054% | 7171 | 0.01061% | 0.01058% |  | 11.4454 | 23.2162 | 24.7603 |  | 6473 | 523.4989 | 577.1264 | 488.6064 |  | 6473 | 0.0114% | 0.01225% | 0.01012% | 0.01251% | 0.01165% | 0.01238% |  | 6473 | 0.01225% | 0.01012% | 6473 | 615 | 0.01051% | 6294 | 0.01058% | 0.01055% |  | 6473 | 0.01165% | 0.01238% | 0.01201% |  | 6473 | 7171 | 0.01055% | 0.0119%
| Sep | 27 | 18 | 6474 | 528.3678 | 591.1448 | 510.2252 | 0.01128% | 0.01204% | 0.01015% | 0.01054% | 7414 | 0.01061% | 0.01058% |  | 11.4465 | 23.2159 | 24.7597 |  | 6474 | 516.9213 | 567.9289 | 485.4656 |  | 6474 | 0.01125% | 0.01205% | 0.01005% | 0.01251% | 0.01165% | 0.01238% |  | 6474 | 0.01205% | 0.01005% | 6474 | 519 | 0.01051% | 8645 | 0.01058% | 0.01055% |  | 6474 | 0.01165% | 0.01238% | 0.01201% |  | 6474 | 7414 | 0.01055% | 0.01184%
| Sep | 27 | 19 | 6475 | 527.2893 | 591.7779 | 514.4075 | 0.01125% | 0.01205% | 0.01023% | 0.01054% | 411 | 0.01061% | 0.01057% |  | 11.4476 | 23.2156 | 24.7591 |  | 6475 | 515.8417 | 568.5623 | 489.6484 |  | 6475 | 0.01123% | 0.01207% | 0.01014% | 0.01251% | 0.01165% | 0.01237% |  | 6475 | 0.01207% | 0.01014% | 6475 | 7023 | 0.01051% | 639 | 0.01058% | 0.01054% |  | 6475 | 0.01165% | 0.01237% | 0.01201% |  | 6475 | 411 | 0.01054% | 0.009284%
| Sep | 27 | 20 | 6476 | 523.0235 | 588.0913 | 509.5501 | 0.01116% | 0.01198% | 0.01013% | 0.01054% | 204 | 0.01061% | 0.01057% |  | 11.4488 | 23.2153 | 24.7586 |  | 6476 | 511.5747 | 564.876 | 484.7915 |  | 6476 | 0.01114% | 0.01199% | 0.01004% | 0.01251% | 0.01165% | 0.01237% |  | 6476 | 0.01199% | 0.01004% | 6476 | 919 | 0.01051% | 3478 | 0.01058% | 0.01054% |  | 6476 | 0.01165% | 0.01237% | 0.01201% |  | 6476 | 204 | 0.01054% | 0.009194%
| Sep | 27 | 21 | 6477 | 505.8859 | 571.1294 | 498.5131 | 0.0108% | 0.01163% | 0.009913% | 0.01054% | 7871 | 0.01061% | 0.01057% |  | 11.4499 | 23.215 | 24.758 |  | 6477 | 494.436 | 547.9144 | 473.755 |  | 6477 | 0.01076% | 0.01163% | 0.009811% | 0.01251% | 0.01165% | 0.01237% |  | 6477 | 0.01163% | 0.009811% | 6477 | 2933 | 0.01051% | 6984 | 0.01058% | 0.01054% |  | 6477 | 0.01165% | 0.01237% | 0.01201% |  | 6477 | 7871 | 0.01054% | 0.01165%
| Sep | 27 | 22 | 6478 | 490.7494 | 555.9269 | 489.4922 | 0.01047% | 0.01132% | 0.009733% | 0.01054% | 6497 | 0.01061% | 0.01057% |  | 11.4511 | 23.2147 | 24.7575 |  | 6478 | 479.2983 | 532.7122 | 464.7347 |  | 6478 | 0.01043% | 0.01131% | 0.009624% | 0.01252% | 0.01165% | 0.01237% |  | 6478 | 0.01131% | 0.009624% | 6478 | 8476 | 0.01051% | 6200 | 0.01058% | 0.01054% |  | 6478 | 0.01165% | 0.01237% | 0.01201% |  | 6478 | 6497 | 0.01054% | 0.01201%
| Sep | 27 | 23 | 6479 | 477.9258 | 545.9378 | 482.4686 | 0.0102% | 0.01112% | 0.009594% | 0.01054% | 2999 | 0.01061% | 0.01057% |  | 11.4522 | 23.2144 | 24.7569 |  | 6479 | 466.4736 | 522.7234 | 457.7117 |  | 6479 | 0.01015% | 0.01109% | 0.009478% | 0.01252% | 0.01165% | 0.01237% |  | 6479 | 0.01109% | 0.009478% | 6479 | 1939 | 0.01051% | 7285 | 0.01058% | 0.01054% |  | 6479 | 0.01165% | 0.01237% | 0.01201% |  | 6479 | 2999 | 0.01054% | 0.01155%
| Sep | 28 | 0 | 6480 | 468.9706 | 537.4289 | 475.3982 | 0.01001% | 0.01094% | 0.009453% | 0.01054% | 7370 | 0.01061% | 0.01057% |  | 11.4533 | 23.2141 | 24.7564 |  | 6480 | 457.5172 | 514.2148 | 450.6418 |  | 6480 | 0.009959% | 0.01091% | 0.009332% | 0.01252% | 0.01165% | 0.01237% |  | 6480 | 0.01091% | 0.009332% | 6480 | 700 | 0.01051% | 8234 | 0.01057% | 0.01054% |  | 6480 | 0.01165% | 0.01237% | 0.01201% |  | 6480 | 7370 | 0.01054% | 0.01186%
| Sep | 28 | 1 | 6481 | 471.621 | 536.1163 | 474.0291 | 0.01007% | 0.01092% | 0.009426% | 0.01054% | 1777 | 0.01061% | 0.01057% |  | 11.4545 | 23.2138 | 24.7558 |  | 6481 | 460.1665 | 512.9025 | 449.2733 |  | 6481 | 0.01002% | 0.01089% | 0.009304% | 0.01252% | 0.01165% | 0.01237% |  | 6481 | 0.01089% | 0.009304% | 6481 | 1394 | 0.01051% | 6325 | 0.01057% | 0.01054% |  | 6481 | 0.01165% | 0.01237% | 0.01201% |  | 6481 | 1777 | 0.01054% | 0.01033%
| Sep | 28 | 2 | 6482 | 468.5096 | 535.4181 | 473.2039 | 0.009999% | 0.0109% | 0.009409% | 0.01054% | 7161 | 0.01061% | 0.01057% |  | 11.4556 | 23.2135 | 24.7553 |  | 6482 | 457.054 | 512.2046 | 448.4486 |  | 6482 | 0.009949% | 0.01087% | 0.009287% | 0.01252% | 0.01165% | 0.01237% |  | 6482 | 0.01087% | 0.009287% | 6482 | 6241 | 0.01051% | 6615 | 0.01057% | 0.01054% |  | 6482 | 0.01165% | 0.01237% | 0.01201% |  | 6482 | 7161 | 0.01054% | 0.01191%
| Sep | 28 | 3 | 6483 | 470.4175 | 534.2171 | 476.2609 | 0.01004% | 0.01088% | 0.00947% | 0.01054% | 6101 | 0.01061% | 0.01057% |  | 11.4568 | 23.2132 | 24.7547 |  | 6483 | 458.9607 | 511.004 | 451.5062 |  | 6483 | 0.009991% | 0.01085% | 0.00935% | 0.01252% | 0.01165% | 0.01237% |  | 6483 | 0.01085% | 0.00935% | 6483 | 2659 | 0.01051% | 3457 | 0.01057% | 0.01054% |  | 6483 | 0.01165% | 0.01237% | 0.01201% |  | 6483 | 6101 | 0.01054% | 0.01212%
| Sep | 28 | 4 | 6484 | 476.0459 | 536.2559 | 479.8711 | 0.01016% | 0.01092% | 0.009542% | 0.01054% | 2760 | 0.01061% | 0.01057% |  | 11.4579 | 23.2129 | 24.7542 |  | 6484 | 464.588 | 513.043 | 455.1169 |  | 6484 | 0.01011% | 0.01089% | 0.009425% | 0.01252% | 0.01165% | 0.01237% |  | 6484 | 0.01089% | 0.009425% | 6484 | 3177 | 0.01051% | 8686 | 0.01057% | 0.01054% |  | 6484 | 0.01165% | 0.01237% | 0.01201% |  | 6484 | 2760 | 0.01054% | 0.01129%
| Sep | 28 | 5 | 6485 | 486.0725 | 550.3785 | 489.4922 | 0.01037% | 0.01121% | 0.009733% | 0.01054% | 2070 | 0.01061% | 0.01057% |  | 11.459 | 23.2126 | 24.7536 |  | 6485 | 474.6134 | 527.1659 | 464.7385 |  | 6485 | 0.01033% | 0.01119% | 0.009624% | 0.01252% | 0.01165% | 0.01237% |  | 6485 | 0.01119% | 0.009624% | 6485 | 7092 | 0.01051% | 6213 | 0.01057% | 0.01054% |  | 6485 | 0.01165% | 0.01237% | 0.01201% |  | 6485 | 2070 | 0.01054% | 0.01058%
| Sep | 28 | 6 | 6486 | 506.0409 | 566.3536 | 499.0945 | 0.0108% | 0.01153% | 0.009924% | 0.01054% | 6002 | 0.01061% | 0.01057% |  | 11.4602 | 23.2123 | 24.7531 |  | 6486 | 494.5807 | 543.1413 | 474.3414 |  | 6486 | 0.01077% | 0.01153% | 0.009823% | 0.01253% | 0.01165% | 0.01237% |  | 6486 | 0.01153% | 0.009823% | 6486 | 6213 | 0.01051% | 7457 | 0.01057% | 0.01054% |  | 6486 | 0.01165% | 0.01237% | 0.01201% |  | 6486 | 6002 | 0.01054% | 0.01216%
| Sep | 28 | 7 | 6487 | 509.3282 | 572.1441 | 508.678 | 0.01087% | 0.01165% | 0.01011% | 0.01053% | 1772 | 0.01061% | 0.01057% |  | 11.4613 | 23.212 | 24.7525 |  | 6487 | 497.8669 | 548.9321 | 483.9255 |  | 6487 | 0.01084% | 0.01165% | 0.01002% | 0.01253% | 0.01165% | 0.01237% |  | 6487 | 0.01165% | 0.01002% | 6487 | 6730 | 0.01051% | 5862 | 0.01057% | 0.01054% |  | 6487 | 0.01165% | 0.01237% | 0.01201% |  | 6487 | 1772 | 0.01054% | 0.01033%
| Sep | 28 | 8 | 6488 | 511.1004 | 573.5126 | 518.2428 | 0.01091% | 0.01168% | 0.01031% | 0.01053% | 2430 | 0.01061% | 0.01057% |  | 11.4625 | 23.2117 | 24.752 |  | 6488 | 499.638 | 550.3009 | 493.4908 |  | 6488 | 0.01088% | 0.01168% | 0.01022% | 0.01253% | 0.01165% | 0.01237% |  | 6488 | 0.01168% | 0.01022% | 6488 | 1735 | 0.01051% | 112 | 0.01057% | 0.01054% |  | 6488 | 0.01165% | 0.01237% | 0.01201% |  | 6488 | 2430 | 0.01054% | 0.01093%
| Sep | 28 | 9 | 6489 | 500.8908 | 578.5863 | 529.4486 | 0.01069% | 0.01178% | 0.01053% | 0.01053% | 445 | 0.01061% | 0.01057% |  | 11.4636 | 23.2114 | 24.7514 |  | 6489 | 489.4272 | 555.3749 | 504.6971 |  | 6489 | 0.01065% | 0.01179% | 0.01045% | 0.01253% | 0.01165% | 0.01237% |  | 6489 | 0.01179% | 0.01045% | 6489 | 2219 | 0.01051% | 7717 | 0.01057% | 0.01054% |  | 6489 | 0.01165% | 0.01237% | 0.01201% |  | 6489 | 445 | 0.01054% | 0.009301%
| Sep | 28 | 10 | 6490 | 514.0427 | 580.1782 | 535.722 | 0.01097% | 0.01181% | 0.01065% | 0.01053% | 7410 | 0.01061% | 0.01057% |  | 11.4647 | 23.2111 | 24.7509 |  | 6490 | 502.5779 | 556.9671 | 510.9711 |  | 6490 | 0.01094% | 0.01182% | 0.01058% | 0.01253% | 0.01165% | 0.01237% |  | 6490 | 0.01182% | 0.01058% | 6490 | 7305 | 0.01051% | 5348 | 0.01057% | 0.01054% |  | 6490 | 0.01165% | 0.01237% | 0.01201% |  | 6490 | 7410 | 0.01054% | 0.01185%
| Sep | 28 | 11 | 6491 | 514.4632 | 578.3442 | 544.4241 | 0.01098% | 0.01178% | 0.01083% | 0.01053% | 8538 | 0.01061% | 0.01057% |  | 11.4659 | 23.2108 | 24.7504 |  | 6491 | 502.9973 | 555.1335 | 519.6737 |  | 6491 | 0.01095% | 0.01178% | 0.01076% | 0.01253% | 0.01165% | 0.01237% |  | 6491 | 0.01178% | 0.01076% | 6491 | 229 | 0.01051% | 7380 | 0.01057% | 0.01054% |  | 6491 | 0.01165% | 0.01237% | 0.01201% |  | 6491 | 8538 | 0.01054% | 0.01116%
| Sep | 28 | 12 | 6492 | 521.6795 | 581.2861 | 545.3712 | 0.01113% | 0.01184% | 0.01084% | 0.01053% | 7195 | 0.01061% | 0.01057% |  | 11.467 | 23.2105 | 24.7498 |  | 6492 | 510.2125 | 558.0756 | 520.6213 |  | 6492 | 0.01111% | 0.01185% | 0.01078% | 0.01253% | 0.01165% | 0.01237% |  | 6492 | 0.01185% | 0.01078% | 6492 | 2931 | 0.01051% | 1774 | 0.01057% | 0.01054% |  | 6492 | 0.01165% | 0.01237% | 0.01201% |  | 6492 | 7195 | 0.01054% | 0.0119%
| Sep | 28 | 13 | 6493 | 530.7598 | 584.6561 | 543.0456 | 0.01133% | 0.01191% | 0.0108% | 0.01053% | 386 | 0.0106% | 0.01057% |  | 11.4681 | 23.2102 | 24.7493 |  | 6493 | 519.2916 | 561.4459 | 518.2963 |  | 6493 | 0.0113% | 0.01192% | 0.01073% | 0.01253% | 0.01165% | 0.01237% |  | 6493 | 0.01192% | 0.01073% | 6493 | 3198 | 0.01051% | 624 | 0.01057% | 0.01054% |  | 6493 | 0.01165% | 0.01237% | 0.01201% |  | 6493 | 386 | 0.01054% | 0.009271%
| Sep | 28 | 14 | 6494 | 535.9641 | 585.6615 | 538.4039 | 0.01144% | 0.01193% | 0.01071% | 0.01053% | 1809 | 0.0106% | 0.01057% |  | 11.4693 | 23.2099 | 24.7488 |  | 6494 | 524.4948 | 562.4517 | 513.6551 |  | 6494 | 0.01142% | 0.01194% | 0.01064% | 0.01254% | 0.01165% | 0.01237% |  | 6494 | 0.01194% | 0.01064% | 6494 | 8718 | 0.01051% | 7762 | 0.01057% | 0.01054% |  | 6494 | 0.01165% | 0.01237% | 0.01201% |  | 6494 | 1809 | 0.01054% | 0.01036%
| Sep | 28 | 15 | 6495 | 540.3919 | 586.2387 | 539.2666 | 0.01153% | 0.01194% | 0.01072% | 0.01053% | 1601 | 0.0106% | 0.01057% |  | 11.4704 | 23.2096 | 24.7482 |  | 6495 | 528.9215 | 563.0292 | 514.5183 |  | 6495 | 0.01151% | 0.01195% | 0.01065% | 0.01254% | 0.01165% | 0.01237% |  | 6495 | 0.01195% | 0.01065% | 6495 | 8379 | 0.01051% | 6248 | 0.01057% | 0.01054% |  | 6495 | 0.01165% | 0.01237% | 0.01201% |  | 6495 | 1601 | 0.01054% | 0.01019%
| Sep | 28 | 16 | 6496 | 540.0322 | 589.3667 | 534.9155 | 0.01153% | 0.012% | 0.01064% | 0.01053% | 8181 | 0.0106% | 0.01057% |  | 11.4716 | 23.2092 | 24.7477 |  | 6496 | 528.5606 | 566.1575 | 510.1678 |  | 6496 | 0.01151% | 0.01202% | 0.01056% | 0.01254% | 0.01165% | 0.01237% |  | 6496 | 0.01202% | 0.01056% | 6496 | 1959 | 0.01051% | 8630 | 0.01057% | 0.01054% |  | 6496 | 0.01165% | 0.01237% | 0.01201% |  | 6496 | 8181 | 0.01054% | 0.01144%
| Sep | 28 | 17 | 6497 | 534.7609 | 584.023 | 533.6121 | 0.01141% | 0.01189% | 0.01061% | 0.01053% | 2741 | 0.0106% | 0.01057% |  | 11.4727 | 23.2089 | 24.7472 |  | 6497 | 523.2882 | 560.8141 | 508.8649 |  | 6497 | 0.01139% | 0.0119% | 0.01054% | 0.01254% | 0.01165% | 0.01237% |  | 6497 | 0.0119% | 0.01054% | 6497 | 1604 | 0.01051% | 6124 | 0.01057% | 0.01054% |  | 6497 | 0.01165% | 0.01237% | 0.01201% |  | 6497 | 2741 | 0.01054% | 0.01127%
| Sep | 28 | 18 | 6498 | 529.5609 | 576.1007 | 537.8787 | 0.0113% | 0.01173% | 0.0107% | 0.01053% | 7132 | 0.0106% | 0.01057% |  | 11.4738 | 23.2086 | 24.7466 |  | 6498 | 518.0871 | 552.892 | 513.1321 |  | 6498 | 0.01128% | 0.01174% | 0.01063% | 0.01254% | 0.01165% | 0.01237% |  | 6498 | 0.01174% | 0.01063% | 6498 | 6883 | 0.01051% | 3514 | 0.01057% | 0.01054% |  | 6498 | 0.01165% | 0.01237% | 0.01201% |  | 6498 | 7132 | 0.01054% | 0.01191%
| Sep | 28 | 19 | 6499 | 529.3732 | 572.7492 | 537.3161 | 0.0113% | 0.01166% | 0.01068% | 0.01053% | 8555 | 0.0106% | 0.01057% |  | 11.475 | 23.2083 | 24.7461 |  | 6499 | 517.8982 | 549.5409 | 512.57 |  | 6499 | 0.01127% | 0.01166% | 0.01061% | 0.01254% | 0.01165% | 0.01237% |  | 6499 | 0.01166% | 0.01061% | 6499 | 614 | 0.0105% | 7363 | 0.01057% | 0.01054% |  | 6499 | 0.01165% | 0.01237% | 0.01201% |  | 6499 | 8555 | 0.01054% | 0.01114%
| Sep | 28 | 20 | 6500 | 520.1386 | 566.5212 | 534.5873 | 0.0111% | 0.01154% | 0.01063% | 0.01053% | 206 | 0.0106% | 0.01057% |  | 11.4761 | 23.208 | 24.7456 |  | 6500 | 508.6625 | 543.3131 | 509.8418 |  | 6500 | 0.01107% | 0.01153% | 0.01056% | 0.01254% | 0.01165% | 0.01237% |  | 6500 | 0.01153% | 0.01056% | 6500 | 2740 | 0.0105% | 5857 | 0.01057% | 0.01054% |  | 6500 | 0.01165% | 0.01237% | 0.01201% |  | 6500 | 206 | 0.01054% | 0.009194%
| Sep | 28 | 21 | 6501 | 503.8865 | 555.629 | 528.3515 | 0.01075% | 0.01131% | 0.01051% | 0.01053% | 809 | 0.0106% | 0.01057% |  | 11.4772 | 23.2077 | 24.745 |  | 6501 | 492.4093 | 532.4213 | 503.6064 |  | 6501 | 0.01072% | 0.0113% | 0.01043% | 0.01254% | 0.01164% | 0.01237% |  | 6501 | 0.0113% | 0.01043% | 6501 | 2733 | 0.0105% | 1804 | 0.01057% | 0.01054% |  | 6501 | 0.01164% | 0.01237% | 0.01201% |  | 6501 | 809 | 0.01054% | 0.009534%
| Sep | 28 | 22 | 6502 | 487.1464 | 544.9696 | 518.3272 | 0.0104% | 0.0111% | 0.01031% | 0.01053% | 6852 | 0.0106% | 0.01056% |  | 11.4784 | 23.2074 | 24.7445 |  | 6502 | 475.668 | 521.7622 | 493.5827 |  | 6502 | 0.01035% | 0.01107% | 0.01022% | 0.01255% | 0.01164% | 0.01237% |  | 6502 | 0.01107% | 0.01022% | 6502 | 2578 | 0.0105% | 589 | 0.01057% | 0.01054% |  | 6502 | 0.01164% | 0.01237% | 0.01201% |  | 6502 | 6852 | 0.01054% | 0.01195%
| Sep | 28 | 23 | 6503 | 472.8783 | 534.1613 | 510.0377 | 0.01009% | 0.01088% | 0.01014% | 0.01053% | 8191 | 0.0106% | 0.01056% |  | 11.4795 | 23.2071 | 24.744 |  | 6503 | 461.3988 | 510.9542 | 485.2937 |  | 6503 | 0.01004% | 0.01084% | 0.01005% | 0.01255% | 0.01164% | 0.01237% |  | 6503 | 0.01084% | 0.01005% | 6503 | 8425 | 0.0105% | 7452 | 0.01057% | 0.01054% |  | 6503 | 0.01164% | 0.01237% | 0.01201% |  | 6503 | 8191 | 0.01054% | 0.01144%
| Sep | 29 | 0 | 6504 | 465.1441 | 523.7812 | 505.6116 | 0.009928% | 0.01067% | 0.01005% | 0.01053% | 1773 | 0.0106% | 0.01056% |  | 11.4806 | 23.2068 | 24.7435 |  | 6504 | 453.6635 | 500.5744 | 480.8682 |  | 6504 | 0.009875% | 0.01062% | 0.009958% | 0.01255% | 0.01164% | 0.01237% |  | 6504 | 0.01062% | 0.009958% | 6504 | 7983 | 0.0105% | 6655 | 0.01057% | 0.01054% |  | 6504 | 0.01164% | 0.01237% | 0.01201% |  | 6504 | 1773 | 0.01054% | 0.01033%
| Sep | 29 | 1 | 6505 | 464.5244 | 518.7913 | 498.9257 | 0.009914% | 0.01056% | 0.009921% | 0.01053% | 3490 | 0.0106% | 0.01056% |  | 11.4818 | 23.2065 | 24.7429 |  | 6505 | 453.0426 | 495.5848 | 474.1827 |  | 6505 | 0.009862% | 0.01052% | 0.00982% | 0.01255% | 0.01164% | 0.01237% |  | 6505 | 0.01052% | 0.00982% | 6505 | 3124 | 0.0105% | 137 | 0.01057% | 0.01054% |  | 6505 | 0.01164% | 0.01237% | 0.01201% |  | 6505 | 3490 | 0.01054% | 0.01207%
| Sep | 29 | 2 | 6506 | 464.0666 | 511.9674 | 493.7119 | 0.009905% | 0.01043% | 0.009817% | 0.01053% | 6553 | 0.0106% | 0.01056% |  | 11.4829 | 23.2062 | 24.7424 |  | 6506 | 452.5837 | 488.7612 | 468.9695 |  | 6506 | 0.009852% | 0.01037% | 0.009712% | 0.01255% | 0.01164% | 0.01237% |  | 6506 | 0.01037% | 0.009712% | 6506 | 8589 | 0.0105% | 5670 | 0.01057% | 0.01054% |  | 6506 | 0.01164% | 0.01237% | 0.01201% |  | 6506 | 6553 | 0.01054% | 0.012%
| Sep | 29 | 3 | 6507 | 464.3433 | 512.405 | 500.1353 | 0.00991% | 0.01043% | 0.009945% | 0.01053% | 387 | 0.0106% | 0.01056% |  | 11.484 | 23.2059 | 24.7419 |  | 6507 | 452.8593 | 489.1991 | 475.3934 |  | 6507 | 0.009858% | 0.01038% | 0.009845% | 0.01255% | 0.01164% | 0.01237% |  | 6507 | 0.01038% | 0.009845% | 6507 | 8378 | 0.0105% | 8151 | 0.01057% | 0.01054% |  | 6507 | 0.01164% | 0.01237% | 0.01201% |  | 6507 | 387 | 0.01054% | 0.009271%
| Sep | 29 | 4 | 6508 | 473.035 | 515.3654 | 506.6244 | 0.0101% | 0.01049% | 0.01007% | 0.01052% | 8710 | 0.0106% | 0.01056% |  | 11.4852 | 23.2056 | 24.7414 |  | 6508 | 461.5498 | 492.1598 | 481.883 |  | 6508 | 0.01005% | 0.01045% | 0.009979% | 0.01255% | 0.01164% | 0.01237% |  | 6508 | 0.01045% | 0.009979% | 6508 | 3101 | 0.0105% | 6628 | 0.01057% | 0.01054% |  | 6508 | 0.01164% | 0.01237% | 0.012% |  | 6508 | 8710 | 0.01054% | 0.01101%
| Sep | 29 | 5 | 6509 | 491.0728 | 519.4057 | 514.023 | 0.01048% | 0.01058% | 0.01022% | 0.01052% | 109 | 0.0106% | 0.01056% |  | 11.4863 | 23.2053 | 24.7409 |  | 6509 | 479.5865 | 496.2004 | 489.2822 |  | 6509 | 0.01044% | 0.01053% | 0.01013% | 0.01255% | 0.01164% | 0.01237% |  | 6509 | 0.01053% | 0.01013% | 6509 | 7946 | 0.0105% | 5861 | 0.01057% | 0.01053% |  | 6509 | 0.01164% | 0.01237% | 0.012% |  | 6509 | 109 | 0.01053% | 0.00916%
| Sep | 29 | 6 | 6510 | 509.69 | 524.6563 | 520.4746 | 0.01088% | 0.01068% | 0.01035% | 0.01052% | 7438 | 0.0106% | 0.01056% |  | 11.4874 | 23.205 | 24.7404 |  | 6510 | 498.2026 | 501.4513 | 495.7342 |  | 6510 | 0.01084% | 0.01064% | 0.01027% | 0.01256% | 0.01164% | 0.01237% |  | 6510 | 0.01064% | 0.01027% | 6510 | 2589 | 0.0105% | 7777 | 0.01057% | 0.01053% |  | 6510 | 0.01164% | 0.01237% | 0.012% |  | 6510 | 7438 | 0.01053% | 0.01184%
| Sep | 29 | 7 | 6511 | 515.685 | 529.9906 | 527.7232 | 0.01101% | 0.01079% | 0.01049% | 0.01052% | 7202 | 0.0106% | 0.01056% |  | 11.4886 | 23.2047 | 24.7398 |  | 6511 | 504.1964 | 506.786 | 502.9833 |  | 6511 | 0.01098% | 0.01076% | 0.01042% | 0.01256% | 0.01164% | 0.01237% |  | 6511 | 0.01076% | 0.01042% | 6511 | 2765 | 0.0105% | 6513 | 0.01057% | 0.01053% |  | 6511 | 0.01164% | 0.01237% | 0.012% |  | 6511 | 7202 | 0.01053% | 0.0119%
| Sep | 29 | 8 | 6512 | 514.3785 | 536.5166 | 536.7347 | 0.01098% | 0.01093% | 0.01067% | 0.01052% | 8490 | 0.0106% | 0.01056% |  | 11.4897 | 23.2044 | 24.7393 |  | 6512 | 502.8888 | 513.3122 | 511.9954 |  | 6512 | 0.01095% | 0.01089% | 0.0106% | 0.01256% | 0.01164% | 0.01236% |  | 6512 | 0.01089% | 0.0106% | 6512 | 894 | 0.0105% | 8173 | 0.01057% | 0.01053% |  | 6512 | 0.01164% | 0.01236% | 0.012% |  | 6512 | 8490 | 0.01053% | 0.0112%
| Sep | 29 | 9 | 6513 | 509.2691 | 541.9534 | 534.9437 | 0.01087% | 0.01104% | 0.01064% | 0.01052% | 7345 | 0.0106% | 0.01056% |  | 11.4908 | 23.2041 | 24.7388 |  | 6513 | 497.7782 | 518.7493 | 510.2048 |  | 6513 | 0.01084% | 0.01101% | 0.01057% | 0.01256% | 0.01164% | 0.01236% |  | 6513 | 0.01101% | 0.01057% | 6513 | 7436 | 0.0105% | 6496 | 0.01056% | 0.01053% |  | 6513 | 0.01164% | 0.01236% | 0.012% |  | 6513 | 7345 | 0.01053% | 0.01186%
| Sep | 29 | 10 | 6514 | 509.3086 | 541.0131 | 541.2077 | 0.01087% | 0.01102% | 0.01076% | 0.01052% | 7346 | 0.0106% | 0.01056% |  | 11.492 | 23.2038 | 24.7383 |  | 6514 | 497.8166 | 517.8093 | 516.4694 |  | 6514 | 0.01084% | 0.01099% | 0.0107% | 0.01256% | 0.01164% | 0.01236% |  | 6514 | 0.01099% | 0.0107% | 6514 | 5690 | 0.0105% | 1598 | 0.01056% | 0.01053% |  | 6514 | 0.01164% | 0.01236% | 0.012% |  | 6514 | 7346 | 0.01053% | 0.01186%
| Sep | 29 | 11 | 6515 | 512.9437 | 544.3459 | 548.6532 | 0.01095% | 0.01108% | 0.01091% | 0.01052% | 3460 | 0.01059% | 0.01056% |  | 11.4931 | 23.2035 | 24.7378 |  | 6515 | 501.4506 | 521.1424 | 523.9154 |  | 6515 | 0.01092% | 0.01106% | 0.01085% | 0.01256% | 0.01164% | 0.01236% |  | 6515 | 0.01106% | 0.01085% | 6515 | 122 | 0.0105% | 7606 | 0.01056% | 0.01053% |  | 6515 | 0.01164% | 0.01236% | 0.012% |  | 6515 | 3460 | 0.01053% | 0.01204%
| Sep | 29 | 12 | 6516 | 518.3071 | 548.0511 | 546.8059 | 0.01106% | 0.01116% | 0.01087% | 0.01052% | 792 | 0.01059% | 0.01056% |  | 11.4942 | 23.2031 | 24.7373 |  | 6516 | 506.8128 | 524.8479 | 522.0686 |  | 6516 | 0.01103% | 0.01114% | 0.01081% | 0.01256% | 0.01164% | 0.01236% |  | 6516 | 0.01114% | 0.01081% | 6516 | 2932 | 0.0105% | 1771 | 0.01056% | 0.01053% |  | 6516 | 0.01164% | 0.01236% | 0.012% |  | 6516 | 792 | 0.01053% | 0.009522%
| Sep | 29 | 13 | 6517 | 522.5234 | 543.5639 | 544.9492 | 0.01115% | 0.01107% | 0.01084% | 0.01052% | 3193 | 0.01059% | 0.01056% |  | 11.4954 | 23.2028 | 24.7368 |  | 6517 | 511.0281 | 520.3611 | 520.2124 |  | 6517 | 0.01112% | 0.01104% | 0.01077% | 0.01256% | 0.01164% | 0.01236% |  | 6517 | 0.01104% | 0.01077% | 6517 | 6782 | 0.0105% | 6551 | 0.01056% | 0.01053% |  | 6517 | 0.01164% | 0.01236% | 0.012% |  | 6517 | 3193 | 0.01053% | 0.01177%
| Sep | 29 | 14 | 6518 | 517.9975 | 541.8323 | 541.3389 | 0.01106% | 0.01103% | 0.01076% | 0.01052% | 7172 | 0.01059% | 0.01056% |  | 11.4965 | 23.2025 | 24.7363 |  | 6518 | 506.501 | 518.6298 | 516.6027 |  | 6518 | 0.01103% | 0.01101% | 0.0107% | 0.01257% | 0.01164% | 0.01236% |  | 6518 | 0.01101% | 0.0107% | 6518 | 2382 | 0.0105% | 7560 | 0.01056% | 0.01053% |  | 6518 | 0.01164% | 0.01236% | 0.012% |  | 6518 | 7172 | 0.01053% | 0.0119%
| Sep | 29 | 15 | 6519 | 514.8699 | 540.8455 | 542.8768 | 0.01099% | 0.01101% | 0.01079% | 0.01052% | 384 | 0.01059% | 0.01056% |  | 11.4976 | 23.2022 | 24.7358 |  | 6519 | 503.3723 | 517.6433 | 518.141 |  | 6519 | 0.01096% | 0.01099% | 0.01073% | 0.01257% | 0.01164% | 0.01236% |  | 6519 | 0.01099% | 0.01073% | 6519 | 123 | 0.0105% | 7621 | 0.01056% | 0.01053% |  | 6519 | 0.01164% | 0.01236% | 0.012% |  | 6519 | 384 | 0.01053% | 0.00927%
| Sep | 29 | 16 | 6520 | 513.369 | 540.8828 | 543.7395 | 0.01096% | 0.01101% | 0.01081% | 0.01052% | 7523 | 0.01059% | 0.01056% |  | 11.4987 | 23.2019 | 24.7353 |  | 6520 | 501.8703 | 517.6808 | 519.0042 |  | 6520 | 0.01092% | 0.01099% | 0.01075% | 0.01257% | 0.01164% | 0.01236% |  | 6520 | 0.01099% | 0.01075% | 6520 | 8729 | 0.0105% | 7724 | 0.01056% | 0.01053% |  | 6520 | 0.01164% | 0.01236% | 0.012% |  | 6520 | 7523 | 0.01053% | 0.01181%
| Sep | 29 | 17 | 6521 | 510.9605 | 537.9037 | 546.5058 | 0.01091% | 0.01095% | 0.01087% | 0.01052% | 7509 | 0.01059% | 0.01056% |  | 11.4999 | 23.2016 | 24.7348 |  | 6521 | 499.4606 | 514.7021 | 521.771 |  | 6521 | 0.01087% | 0.01092% | 0.01081% | 0.01257% | 0.01164% | 0.01236% |  | 6521 | 0.01092% | 0.01081% | 6521 | 2407 | 0.0105% | 3193 | 0.01056% | 0.01053% |  | 6521 | 0.01164% | 0.01236% | 0.012% |  | 6521 | 7509 | 0.01053% | 0.01182%
| Sep | 29 | 18 | 6522 | 505.5318 | 537.159 | 550.3599 | 0.01079% | 0.01094% | 0.01094% | 0.01052% | 6838 | 0.01059% | 0.01056% |  | 11.501 | 23.2013 | 24.7343 |  | 6522 | 494.0308 | 513.9576 | 525.6256 |  | 6522 | 0.01075% | 0.01091% | 0.01088% | 0.01257% | 0.01164% | 0.01236% |  | 6522 | 0.01091% | 0.01088% | 6522 | 978 | 0.0105% | 144 | 0.01056% | 0.01053% |  | 6522 | 0.01164% | 0.01236% | 0.012% |  | 6522 | 6838 | 0.01053% | 0.01195%
| Sep | 29 | 19 | 6523 | 509.0651 | 543.778 | 555.3204 | 0.01086% | 0.01107% | 0.01104% | 0.01052% | 1715 | 0.01059% | 0.01056% |  | 11.5021 | 23.201 | 24.7338 |  | 6523 | 497.563 | 520.577 | 530.5866 |  | 6523 | 0.01083% | 0.01105% | 0.01099% | 0.01257% | 0.01164% | 0.01236% |  | 6523 | 0.01105% | 0.01099% | 6523 | 5691 | 0.0105% | 2734 | 0.01056% | 0.01053% |  | 6523 | 0.01164% | 0.01236% | 0.012% |  | 6523 | 1715 | 0.01053% | 0.01028%
| Sep | 29 | 20 | 6524 | 501.5291 | 538.5926 | 550.9881 | 0.0107% | 0.01097% | 0.01096% | 0.01052% | 7355 | 0.01059% | 0.01056% |  | 11.5033 | 23.2007 | 24.7333 |  | 6524 | 490.0258 | 515.3919 | 526.2549 |  | 6524 | 0.01067% | 0.01094% | 0.0109% | 0.01257% | 0.01164% | 0.01236% |  | 6524 | 0.01094% | 0.0109% | 6524 | 616 | 0.0105% | 6120 | 0.01056% | 0.01053% |  | 6524 | 0.01164% | 0.01236% | 0.012% |  | 6524 | 7355 | 0.01053% | 0.01186%
| Sep | 29 | 21 | 6525 | 495.7498 | 535.325 | 540.8888 | 0.01058% | 0.0109% | 0.01076% | 0.01052% | 6562 | 0.01059% | 0.01056% |  | 11.5044 | 23.2004 | 24.7328 |  | 6525 | 484.2454 | 512.1246 | 516.1561 |  | 6525 | 0.01054% | 0.01087% | 0.01069% | 0.01257% | 0.01164% | 0.01236% |  | 6525 | 0.01087% | 0.01069% | 6525 | 7159 | 0.0105% | 6500 | 0.01056% | 0.01053% |  | 6525 | 0.01164% | 0.01236% | 0.012% |  | 6525 | 6562 | 0.01053% | 0.01199%
| Sep | 29 | 22 | 6526 | 485.2495 | 525.3824 | 528.614 | 0.01036% | 0.0107% | 0.01051% | 0.01052% | 6246 | 0.01059% | 0.01056% |  | 11.5055 | 23.2001 | 24.7323 |  | 6526 | 473.7439 | 502.1823 | 503.8818 |  | 6526 | 0.01031% | 0.01066% | 0.01043% | 0.01258% | 0.01164% | 0.01236% |  | 6526 | 0.01066% | 0.01043% | 6526 | 26 | 0.01049% | 8662 | 0.01056% | 0.01053% |  | 6526 | 0.01164% | 0.01236% | 0.012% |  | 6526 | 6246 | 0.01053% | 0.01207%
| Sep | 29 | 23 | 6527 | 477.5877 | 498.9899 | 520.3058 | 0.01019% | 0.01016% | 0.01035% | 0.01052% | 542 | 0.01059% | 0.01055% |  | 11.5067 | 23.1998 | 24.7318 |  | 6527 | 466.081 | 475.7902 | 495.574 |  | 6527 | 0.01015% | 0.0101% | 0.01026% | 0.01258% | 0.01164% | 0.01236% |  | 6527 | 0.0101% | 0.01026% | 6527 | 242 | 0.01049% | 2830 | 0.01056% | 0.01053% |  | 6527 | 0.01164% | 0.01236% | 0.012% |  | 6527 | 542 | 0.01053% | 0.009357%
| Sep | 30 | 0 | 6528 | 469.612 | 489.2708 | 514.445 | 0.01002% | 0.009963% | 0.01023% | 0.01052% | 410 | 0.01059% | 0.01055% |  | 11.5078 | 23.1995 | 24.7313 |  | 6528 | 458.1042 | 466.0713 | 489.7137 |  | 6528 | 0.009972% | 0.009892% | 0.01014% | 0.01258% | 0.01164% | 0.01236% |  | 6528 | 0.009892% | 0.01014% | 6528 | 1103 | 0.01049% | 2834 | 0.01056% | 0.01053% |  | 6528 | 0.01164% | 0.01236% | 0.012% |  | 6528 | 410 | 0.01053% | 0.009283%
| Sep | 30 | 1 | 6529 | 464.599 | 488.2654 | 512.7008 | 0.009916% | 0.009943% | 0.01019% | 0.01052% | 385 | 0.01059% | 0.01055% |  | 11.5089 | 23.1992 | 24.7308 |  | 6529 | 453.09 | 465.0662 | 487.97 |  | 6529 | 0.009863% | 0.009871% | 0.01011% | 0.01258% | 0.01164% | 0.01236% |  | 6529 | 0.009871% | 0.01011% | 6529 | 6959 | 0.01049% | 8136 | 0.01056% | 0.01052% |  | 6529 | 0.01164% | 0.01236% | 0.012% |  | 6529 | 385 | 0.01052% | 0.00927%
| Sep | 30 | 2 | 6530 | 461.6851 | 486.9621 | 516.5361 | 0.009854% | 0.009916% | 0.01027% | 0.01052% | 7738 | 0.01059% | 0.01055% |  | 11.51 | 23.1989 | 24.7303 |  | 6530 | 450.175 | 463.7632 | 491.8058 |  | 6530 | 0.009799% | 0.009843% | 0.01018% | 0.01258% | 0.01164% | 0.01236% |  | 6530 | 0.009843% | 0.01018% | 6530 | 3347 | 0.01049% | 6222 | 0.01056% | 0.01052% |  | 6530 | 0.01164% | 0.01236% | 0.012% |  | 6530 | 7738 | 0.01052% | 0.01172%
| Sep | 30 | 3 | 6531 | 465.3831 | 488.9077 | 522.5845 | 0.009933% | 0.009956% | 0.01039% | 0.01052% | 6008 | 0.01059% | 0.01055% |  | 11.5112 | 23.1985 | 24.7298 |  | 6531 | 453.8719 | 465.7092 | 497.8546 |  | 6531 | 0.00988% | 0.009885% | 0.01031% | 0.01258% | 0.01164% | 0.01236% |  | 6531 | 0.009885% | 0.01031% | 6531 | 2234 | 0.01049% | 7073 | 0.01056% | 0.01052% |  | 6531 | 0.01164% | 0.01236% | 0.012% |  | 6531 | 6008 | 0.01052% | 0.01216%
| Sep | 30 | 4 | 6532 | 466.6563 | 488.3119 | 528.3515 | 0.00996% | 0.009944% | 0.01051% | 0.01052% | 7982 | 0.01059% | 0.01055% |  | 11.5123 | 23.1982 | 24.7293 |  | 6532 | 455.144 | 465.1137 | 503.6221 |  | 6532 | 0.009908% | 0.009872% | 0.01043% | 0.01258% | 0.01164% | 0.01236% |  | 6532 | 0.009872% | 0.01043% | 6532 | 8473 | 0.01049% | 8628 | 0.01056% | 0.01052% |  | 6532 | 0.01164% | 0.01236% | 0.012% |  | 6532 | 7982 | 0.01052% | 0.01158%
| Sep | 30 | 5 | 6533 | 474.9676 | 489.8015 | 545.915 | 0.01014% | 0.009974% | 0.01086% | 0.01052% | 8489 | 0.01059% | 0.01055% |  | 11.5134 | 23.1979 | 24.7288 |  | 6533 | 463.4542 | 466.6035 | 521.1862 |  | 6533 | 0.01009% | 0.009904% | 0.01079% | 0.01258% | 0.01164% | 0.01236% |  | 6533 | 0.009904% | 0.01079% | 6533 | 2929 | 0.01049% | 2407 | 0.01056% | 0.01052% |  | 6533 | 0.01164% | 0.01236% | 0.012% |  | 6533 | 8489 | 0.01052% | 0.0112%
| Sep | 30 | 6 | 6534 | 482.4283 | 496.5695 | 563.3098 | 0.0103% | 0.01011% | 0.0112% | 0.01052% | 1241 | 0.01059% | 0.01055% |  | 11.5145 | 23.1976 | 24.7283 |  | 6534 | 470.9137 | 473.3719 | 538.5815 |  | 6534 | 0.01025% | 0.01005% | 0.01115% | 0.01259% | 0.01164% | 0.01236% |  | 6534 | 0.01005% | 0.01115% | 6534 | 7744 | 0.01049% | 7666 | 0.01056% | 0.01052% |  | 6534 | 0.01164% | 0.01236% | 0.012% |  | 6534 | 1241 | 0.01052% | 0.009885%
| Sep | 30 | 7 | 6535 | 487.6534 | 504.557 | 573.8311 | 0.01041% | 0.01027% | 0.01141% | 0.01052% | 7585 | 0.01059% | 0.01055% |  | 11.5157 | 23.1973 | 24.7279 |  | 6535 | 476.1377 | 481.3597 | 549.1032 |  | 6535 | 0.01036% | 0.01022% | 0.01137% | 0.01259% | 0.01164% | 0.01236% |  | 6535 | 0.01022% | 0.01137% | 6535 | 6240 | 0.01049% | 6845 | 0.01056% | 0.01052% |  | 6535 | 0.01164% | 0.01236% | 0.012% |  | 6535 | 7585 | 0.01052% | 0.01179%
| Sep | 30 | 8 | 6536 | 495.7537 | 513.187 | 573.0715 | 0.01058% | 0.01045% | 0.0114% | 0.01052% | 3526 | 0.01059% | 0.01055% |  | 11.5168 | 23.197 | 24.7274 |  | 6536 | 484.2369 | 489.9899 | 548.3442 |  | 6536 | 0.01054% | 0.0104% | 0.01136% | 0.01259% | 0.01164% | 0.01236% |  | 6536 | 0.0104% | 0.01136% | 6536 | 2224 | 0.01049% | 6142 | 0.01056% | 0.01052% |  | 6536 | 0.01164% | 0.01236% | 0.012% |  | 6536 | 3526 | 0.01052% | 0.0121%
| Sep | 30 | 9 | 6537 | 496.8934 | 521.9472 | 567.614 | 0.01061% | 0.01063% | 0.01129% | 0.01052% | 7587 | 0.01059% | 0.01055% |  | 11.5179 | 23.1967 | 24.7269 |  | 6537 | 485.3755 | 498.7505 | 542.8871 |  | 6537 | 0.01057% | 0.01059% | 0.01124% | 0.01259% | 0.01164% | 0.01236% |  | 6537 | 0.01059% | 0.01124% | 6537 | 2815 | 0.01049% | 2094 | 0.01055% | 0.01052% |  | 6537 | 0.01164% | 0.01236% | 0.012% |  | 6537 | 7587 | 0.01052% | 0.01179%
| Sep | 30 | 10 | 6538 | 495.5198 | 520.2249 | 564.2007 | 0.01058% | 0.01059% | 0.01122% | 0.01052% | 1746 | 0.01059% | 0.01055% |  | 11.5191 | 23.1964 | 24.7264 |  | 6538 | 484.0007 | 497.0286 | 539.4743 |  | 6538 | 0.01054% | 0.01055% | 0.01117% | 0.01259% | 0.01164% | 0.01236% |  | 6538 | 0.01055% | 0.01117% | 6538 | 8078 | 0.01049% | 7533 | 0.01055% | 0.01052% |  | 6538 | 0.01164% | 0.01236% | 0.012% |  | 6538 | 1746 | 0.01052% | 0.01031%
| Sep | 30 | 11 | 6539 | 498.3427 | 515.775 | 557.4678 | 0.01064% | 0.0105% | 0.01108% | 0.01052% | 5349 | 0.01059% | 0.01055% |  | 11.5202 | 23.1961 | 24.7259 |  | 6539 | 486.8225 | 492.5789 | 532.7419 |  | 6539 | 0.0106% | 0.01045% | 0.01103% | 0.01259% | 0.01164% | 0.01236% |  | 6539 | 0.01045% | 0.01103% | 6539 | 772 | 0.01049% | 7720 | 0.01055% | 0.01052% |  | 6539 | 0.01164% | 0.01236% | 0.012% |  | 6539 | 5349 | 0.01052% | 0.0125%
| Sep | 30 | 12 | 6540 | 498.6959 | 511.6974 | 545.118 | 0.01064% | 0.01042% | 0.01084% | 0.01052% | 7434 | 0.01059% | 0.01055% |  | 11.5213 | 23.1958 | 24.7254 |  | 6540 | 487.1746 | 488.5017 | 520.3925 |  | 6540 | 0.0106% | 0.01037% | 0.01078% | 0.01259% | 0.01164% | 0.01236% |  | 6540 | 0.01037% | 0.01078% | 6540 | 337 | 0.01049% | 89 | 0.01055% | 0.01052% |  | 6540 | 0.01164% | 0.01236% | 0.012% |  | 6540 | 7434 | 0.01052% | 0.01184%
| Sep | 30 | 13 | 6541 | 493.6032 | 504.6594 | 542.9143 | 0.01053% | 0.01028% | 0.0108% | 0.01051% | 7053 | 0.01058% | 0.01055% |  | 11.5224 | 23.1955 | 24.725 |  | 6541 | 482.0808 | 481.464 | 518.1893 |  | 6541 | 0.01049% | 0.01022% | 0.01073% | 0.01259% | 0.01164% | 0.01236% |  | 6541 | 0.01022% | 0.01073% | 6541 | 7138 | 0.01049% | 205 | 0.01055% | 0.01052% |  | 6541 | 0.01164% | 0.01236% | 0.012% |  | 6541 | 7053 | 0.01052% | 0.01192%
| Sep | 30 | 14 | 6542 | 495.1735 | 502.7231 | 542.9612 | 0.01057% | 0.01024% | 0.0108% | 0.01051% | 7442 | 0.01058% | 0.01055% |  | 11.5236 | 23.1952 | 24.7245 |  | 6542 | 483.6499 | 479.5279 | 518.2367 |  | 6542 | 0.01053% | 0.01018% | 0.01073% | 0.0126% | 0.01164% | 0.01236% |  | 6542 | 0.01018% | 0.01073% | 6542 | 1023 | 0.01049% | 7757 | 0.01055% | 0.01052% |  | 6542 | 0.01164% | 0.01236% | 0.012% |  | 6542 | 7442 | 0.01052% | 0.01184%
| Sep | 30 | 15 | 6543 | 489.2434 | 501.3266 | 546.3276 | 0.01044% | 0.01021% | 0.01086% | 0.01051% | 2432 | 0.01058% | 0.01055% |  | 11.5247 | 23.1949 | 24.724 |  | 6543 | 477.7187 | 478.1318 | 521.6036 |  | 6543 | 0.0104% | 0.01015% | 0.0108% | 0.0126% | 0.01164% | 0.01236% |  | 6543 | 0.01015% | 0.0108% | 6543 | 3366 | 0.01049% | 6123 | 0.01055% | 0.01052% |  | 6543 | 0.01164% | 0.01236% | 0.012% |  | 6543 | 2432 | 0.01052% | 0.01094%
| Sep | 30 | 16 | 6544 | 490.7219 | 501.3825 | 546.5996 | 0.01047% | 0.01021% | 0.01087% | 0.01051% | 7649 | 0.01058% | 0.01055% |  | 11.5258 | 23.1945 | 24.7235 |  | 6544 | 479.1961 | 478.188 | 521.876 |  | 6544 | 0.01043% | 0.01015% | 0.01081% | 0.0126% | 0.01164% | 0.01236% |  | 6544 | 0.01015% | 0.01081% | 6544 | 2530 | 0.01049% | 7588 | 0.01055% | 0.01052% |  | 6544 | 0.01164% | 0.01236% | 0.012% |  | 6544 | 7649 | 0.01052% | 0.01176%
| Sep | 30 | 17 | 6545 | 490.7385 | 506.7634 | 545.0992 | 0.01047% | 0.01032% | 0.01084% | 0.01051% | 3489 | 0.01058% | 0.01055% |  | 11.5269 | 23.1942 | 24.7231 |  | 6545 | 479.2116 | 483.5692 | 520.3761 |  | 6545 | 0.01043% | 0.01026% | 0.01078% | 0.0126% | 0.01164% | 0.01236% |  | 6545 | 0.01026% | 0.01078% | 6545 | 6884 | 0.01049% | 460 | 0.01055% | 0.01052% |  | 6545 | 0.01164% | 0.01236% | 0.012% |  | 6545 | 3489 | 0.01052% | 0.01207%
| Sep | 30 | 18 | 6546 | 489.8853 | 514.3134 | 553.8857 | 0.01046% | 0.01047% | 0.01101% | 0.01051% | 5381 | 0.01058% | 0.01055% |  | 11.5281 | 23.1939 | 24.7226 |  | 6546 | 478.3572 | 491.1195 | 529.1631 |  | 6546 | 0.01041% | 0.01042% | 0.01096% | 0.0126% | 0.01164% | 0.01236% |  | 6546 | 0.01042% | 0.01096% | 6546 | 2819 | 0.01049% | 6616 | 0.01055% | 0.01052% |  | 6546 | 0.01164% | 0.01236% | 0.012% |  | 6546 | 5381 | 0.01052% | 0.01249%
| Sep | 30 | 19 | 6547 | 488.1507 | 525.0938 | 564.9884 | 0.01042% | 0.01069% | 0.01123% | 0.01051% | 6076 | 0.01058% | 0.01055% |  | 11.5292 | 23.1936 | 24.7221 |  | 6547 | 476.6215 | 501.9002 | 540.2662 |  | 6547 | 0.01038% | 0.01065% | 0.01119% | 0.0126% | 0.01164% | 0.01236% |  | 6547 | 0.01065% | 0.01119% | 6547 | 2667 | 0.01049% | 6592 | 0.01055% | 0.01052% |  | 6547 | 0.01164% | 0.01236% | 0.012% |  | 6547 | 6076 | 0.01052% | 0.01213%
| Sep | 30 | 20 | 6548 | 483.1809 | 519.2661 | 559.7465 | 0.01031% | 0.01057% | 0.01113% | 0.01051% | 545 | 0.01058% | 0.01055% |  | 11.5303 | 23.1933 | 24.7217 |  | 6548 | 471.6506 | 496.0728 | 535.0248 |  | 6548 | 0.01027% | 0.01053% | 0.01108% | 0.0126% | 0.01164% | 0.01236% |  | 6548 | 0.01053% | 0.01108% | 6548 | 2421 | 0.01049% | 7124 | 0.01055% | 0.01052% |  | 6548 | 0.01164% | 0.01236% | 0.012% |  | 6548 | 545 | 0.01052% | 0.009359%
| Sep | 30 | 21 | 6549 | 477.0889 | 510.1334 | 552.4041 | 0.01018% | 0.01039% | 0.01098% | 0.01051% | 8006 | 0.01058% | 0.01055% |  | 11.5314 | 23.193 | 24.7212 |  | 6549 | 465.5575 | 486.9404 | 527.6829 |  | 6549 | 0.01013% | 0.01034% | 0.01093% | 0.0126% | 0.01164% | 0.01236% |  | 6549 | 0.01034% | 0.01093% | 6549 | 7767 | 0.01049% | 7734 | 0.01055% | 0.01052% |  | 6549 | 0.01164% | 0.01236% | 0.012% |  | 6549 | 8006 | 0.01052% | 0.01157%
| Sep | 30 | 22 | 6550 | 468.5125 | 499.4089 | 538.8258 | 0.009999% | 0.01017% | 0.01071% | 0.01051% | 5340 | 0.01058% | 0.01055% |  | 11.5325 | 23.1927 | 24.7207 |  | 6550 | 456.98 | 476.2162 | 514.1051 |  | 6550 | 0.009948% | 0.01011% | 0.01065% | 0.01261% | 0.01164% | 0.01236% |  | 6550 | 0.01011% | 0.01065% | 6550 | 1453 | 0.01049% | 2827 | 0.01055% | 0.01052% |  | 6550 | 0.01164% | 0.01236% | 0.012% |  | 6550 | 5340 | 0.01052% | 0.01251%
| Sep | 30 | 23 | 6551 | 463.0005 | 491.3561 | 534.7655 | 0.009882% | 0.01001% | 0.01063% | 0.01051% | 8203 | 0.01058% | 0.01055% |  | 11.5337 | 23.1924 | 24.7203 |  | 6551 | 451.4668 | 468.1638 | 510.0452 |  | 6551 | 0.009827% | 0.009937% | 0.01056% | 0.01261% | 0.01164% | 0.01236% |  | 6551 | 0.009937% | 0.01056% | 6551 | 459 | 0.01049% | 6985 | 0.01055% | 0.01052% |  | 6551 | 0.01164% | 0.01236% | 0.012% |  | 6551 | 8203 | 0.01052% | 0.01143%
| Oct | 1 | 0 | 6552 | 459.2145 | 485.5656 | 531.0146 | 0.009801% | 0.009888% | 0.01056% | 0.01051% | 8176 | 0.01058% | 0.01054% |  | 11.5348 | 23.1921 | 24.7198 |  | 6552 | 447.6797 | 462.3736 | 506.2948 |  | 6552 | 0.009745% | 0.009814% | 0.01048% | 0.01261% | 0.01164% | 0.01236% |  | 6552 | 0.009814% | 0.01048% | 6552 | 2784 | 0.01049% | 3490 | 0.01055% | 0.01052% |  | 6552 | 0.01164% | 0.01236% | 0.012% |  | 6552 | 8176 | 0.01052% | 0.01145%
| Oct | 1 | 1 | 6553 | 457.5151 | 479.6634 | 533.0588 | 0.009765% | 0.009768% | 0.0106% | 0.01051% | 6424 | 0.01058% | 0.01054% |  | 11.5359 | 23.1918 | 24.7193 |  | 6553 | 445.9791 | 456.4716 | 508.3395 |  | 6553 | 0.009708% | 0.009689% | 0.01053% | 0.01261% | 0.01164% | 0.01235% |  | 6553 | 0.009689% | 0.01053% | 6553 | 2264 | 0.01049% | 446 | 0.01054% | 0.01052% |  | 6553 | 0.01164% | 0.01235% | 0.012% |  | 6553 | 6424 | 0.01052% | 0.01202%
| Oct | 1 | 2 | 6554 | 455.006 | 467.319 | 542.286 | 0.009711% | 0.009516% | 0.01078% | 0.01051% | 2406 | 0.01058% | 0.01054% |  | 11.537 | 23.1915 | 24.7189 |  | 6554 | 443.4689 | 444.1275 | 517.5672 |  | 6554 | 0.009653% | 0.009427% | 0.01072% | 0.01261% | 0.01164% | 0.01235% |  | 6554 | 0.009427% | 0.01072% | 6554 | 5878 | 0.01049% | 565 | 0.01054% | 0.01052% |  | 6554 | 0.01164% | 0.01235% | 0.012% |  | 6554 | 2406 | 0.01052% | 0.01091%
| Oct | 1 | 3 | 6555 | 453.1082 | 466.9745 | 553.1261 | 0.009671% | 0.009509% | 0.011% | 0.01051% | 8174 | 0.01058% | 0.01054% |  | 11.5382 | 23.1911 | 24.7184 |  | 6555 | 441.57 | 443.7834 | 528.4077 |  | 6555 | 0.009612% | 0.009419% | 0.01094% | 0.01261% | 0.01164% | 0.01235% |  | 6555 | 0.009419% | 0.01094% | 6555 | 2292 | 0.01049% | 7871 | 0.01054% | 0.01052% |  | 6555 | 0.01164% | 0.01235% | 0.012% |  | 6555 | 8174 | 0.01052% | 0.01145%
| Oct | 1 | 4 | 6556 | 453.8703 | 470.419 | 561.2562 | 0.009687% | 0.009579% | 0.01116% | 0.01051% | 8166 | 0.01058% | 0.01054% |  | 11.5393 | 23.1908 | 24.7179 |  | 6556 | 442.331 | 447.2282 | 536.5383 |  | 6556 | 0.009629% | 0.009492% | 0.01111% | 0.01261% | 0.01164% | 0.01235% |  | 6556 | 0.009492% | 0.01111% | 6556 | 8428 | 0.01049% | 7171 | 0.01054% | 0.01051% |  | 6556 | 0.01164% | 0.01235% | 0.012% |  | 6556 | 8166 | 0.01051% | 0.01145%
| Oct | 1 | 5 | 6557 | 459.1179 | 484.7464 | 583.6678 | 0.009799% | 0.009871% | 0.01161% | 0.01051% | 6330 | 0.01058% | 0.01054% |  | 11.5404 | 23.1905 | 24.7175 |  | 6557 | 447.5775 | 461.5559 | 558.9503 |  | 6557 | 0.009743% | 0.009796% | 0.01157% | 0.01261% | 0.01164% | 0.01235% |  | 6557 | 0.009796% | 0.01157% | 6557 | 6837 | 0.01049% | 7414 | 0.01054% | 0.01051% |  | 6557 | 0.01164% | 0.01235% | 0.012% |  | 6557 | 6330 | 0.01051% | 0.01205%
| Oct | 1 | 6 | 6558 | 467.1614 | 503.6261 | 608.9489 | 0.009971% | 0.01026% | 0.01211% | 0.01051% | 629 | 0.01058% | 0.01054% |  | 11.5415 | 23.1902 | 24.717 |  | 6558 | 455.6199 | 480.4359 | 584.2318 |  | 6558 | 0.009918% | 0.0102% | 0.0121% | 0.01262% | 0.01164% | 0.01235% |  | 6558 | 0.0102% | 0.0121% | 6558 | 6784 | 0.01049% | 3460 | 0.01054% | 0.01051% |  | 6558 | 0.01164% | 0.01235% | 0.012% |  | 6558 | 629 | 0.01051% | 0.009411%
| Oct | 1 | 7 | 6559 | 472.4533 | 515.7936 | 612.5685 | 0.01008% | 0.0105% | 0.01218% | 0.01051% | 2072 | 0.01058% | 0.01054% |  | 11.5426 | 23.1899 | 24.7166 |  | 6559 | 460.9107 | 492.6037 | 587.8519 |  | 6559 | 0.01003% | 0.01046% | 0.01217% | 0.01262% | 0.01164% | 0.01235% |  | 6559 | 0.01046% | 0.01217% | 6559 | 7464 | 0.01048% | 686 | 0.01054% | 0.01051% |  | 6559 | 0.01164% | 0.01235% | 0.01199% |  | 6559 | 2072 | 0.01051% | 0.01059%
| Oct | 1 | 8 | 6560 | 478.2446 | 520.197 | 573.6717 | 0.01021% | 0.01059% | 0.01141% | 0.01051% | 6636 | 0.01058% | 0.01054% |  | 11.5438 | 23.1896 | 24.7161 |  | 6560 | 466.7008 | 497.0074 | 548.9556 |  | 6560 | 0.01016% | 0.01055% | 0.01137% | 0.01262% | 0.01164% | 0.01235% |  | 6560 | 0.01055% | 0.01137% | 6560 | 6623 | 0.01048% | 278 | 0.01054% | 0.01051% |  | 6560 | 0.01164% | 0.01235% | 0.01199% |  | 6560 | 6636 | 0.01051% | 0.01198%
| Oct | 1 | 9 | 6561 | 482.2307 | 518.9216 | 544.546 | 0.01029% | 0.01057% | 0.01083% | 0.01051% | 796 | 0.01058% | 0.01054% |  | 11.5449 | 23.1893 | 24.7157 |  | 6561 | 470.6859 | 495.7323 | 519.8303 |  | 6561 | 0.01025% | 0.01052% | 0.01076% | 0.01262% | 0.01164% | 0.01235% |  | 6561 | 0.01052% | 0.01076% | 6561 | 2531 | 0.01048% | 8538 | 0.01054% | 0.01051% |  | 6561 | 0.01164% | 0.01235% | 0.01199% |  | 6561 | 796 | 0.01051% | 0.009525%
| Oct | 1 | 10 | 6562 | 480.9598 | 521.64 | 532.6462 | 0.01027% | 0.01062% | 0.01059% | 0.01051% | 1577 | 0.01057% | 0.01054% |  | 11.546 | 23.189 | 24.7152 |  | 6562 | 469.4138 | 498.451 | 507.931 |  | 6562 | 0.01022% | 0.01058% | 0.01052% | 0.01262% | 0.01164% | 0.01235% |  | 6562 | 0.01058% | 0.01052% | 6562 | 3507 | 0.01048% | 7370 | 0.01054% | 0.01051% |  | 6562 | 0.01164% | 0.01235% | 0.01199% |  | 6562 | 1577 | 0.01051% | 0.01017%
| Oct | 1 | 11 | 6563 | 479.943 | 520.2063 | 517.2207 | 0.01024% | 0.01059% | 0.01028% | 0.01051% | 7646 | 0.01057% | 0.01054% |  | 11.5471 | 23.1887 | 24.7148 |  | 6563 | 468.3959 | 497.0177 | 492.5059 |  | 6563 | 0.0102% | 0.01055% | 0.0102% | 0.01262% | 0.01164% | 0.01235% |  | 6563 | 0.01055% | 0.0102% | 6563 | 3054 | 0.01048% | 145 | 0.01054% | 0.01051% |  | 6563 | 0.01164% | 0.01235% | 0.01199% |  | 6563 | 7646 | 0.01051% | 0.01177%
| Oct | 1 | 12 | 6564 | 479.6851 | 519.9922 | 509.1094 | 0.01024% | 0.01059% | 0.01012% | 0.01051% | 6887 | 0.01057% | 0.01054% |  | 11.5482 | 23.1883 | 24.7143 |  | 6564 | 468.1368 | 496.8039 | 484.395 |  | 6564 | 0.01019% | 0.01054% | 0.01003% | 0.01262% | 0.01164% | 0.01235% |  | 6564 | 0.01054% | 0.01003% | 6564 | 8427 | 0.01048% | 7161 | 0.01054% | 0.01051% |  | 6564 | 0.01164% | 0.01235% | 0.01199% |  | 6564 | 6887 | 0.01051% | 0.01195%
| Oct | 1 | 13 | 6565 | 478.9393 | 524.8518 | 506.6056 | 0.01022% | 0.01069% | 0.01007% | 0.01051% | 6331 | 0.01057% | 0.01054% |  | 11.5494 | 23.188 | 24.7139 |  | 6565 | 467.3899 | 501.6637 | 481.8918 |  | 6565 | 0.01017% | 0.01065% | 0.009979% | 0.01262% | 0.01164% | 0.01235% |  | 6565 | 0.01065% | 0.009979% | 6565 | 2446 | 0.01048% | 6497 | 0.01054% | 0.01051% |  | 6565 | 0.01164% | 0.01235% | 0.01199% |  | 6565 | 6331 | 0.01051% | 0.01205%
| Oct | 1 | 14 | 6566 | 476.6886 | 523.7067 | 503.6612 | 0.01017% | 0.01066% | 0.01002% | 0.01051% | 1215 | 0.01057% | 0.01054% |  | 11.5505 | 23.1877 | 24.7134 |  | 6566 | 465.1381 | 500.519 | 478.9478 |  | 6566 | 0.01013% | 0.01062% | 0.009918% | 0.01262% | 0.01163% | 0.01235% |  | 6566 | 0.01062% | 0.009918% | 6566 | 1663 | 0.01048% | 8181 | 0.01054% | 0.01051% |  | 6566 | 0.01163% | 0.01235% | 0.01199% |  | 6566 | 1215 | 0.01051% | 0.009862%
| Oct | 1 | 15 | 6567 | 476.4165 | 526.7882 | 505.5929 | 0.01017% | 0.01073% | 0.01005% | 0.01051% | 7308 | 0.01057% | 0.01054% |  | 11.5516 | 23.1874 | 24.713 |  | 6567 | 464.8649 | 503.6007 | 480.8799 |  | 6567 | 0.01012% | 0.01069% | 0.009958% | 0.01263% | 0.01163% | 0.01235% |  | 6567 | 0.01069% | 0.009958% | 6567 | 1942 | 0.01048% | 15 | 0.01054% | 0.01051% |  | 6567 | 0.01163% | 0.01235% | 0.01199% |  | 6567 | 7308 | 0.01051% | 0.01187%
| Oct | 1 | 16 | 6568 | 475.9212 | 530.2047 | 508.3404 | 0.01016% | 0.0108% | 0.01011% | 0.01051% | 7574 | 0.01057% | 0.01054% |  | 11.5527 | 23.1871 | 24.7125 |  | 6568 | 464.3685 | 507.0176 | 483.6279 |  | 6568 | 0.01011% | 0.01076% | 0.01002% | 0.01263% | 0.01163% | 0.01235% |  | 6568 | 0.01076% | 0.01002% | 6568 | 7874 | 0.01048% | 2821 | 0.01054% | 0.01051% |  | 6568 | 0.01163% | 0.01235% | 0.01199% |  | 6568 | 7574 | 0.01051% | 0.01179%
| Oct | 1 | 17 | 6569 | 476.2217 | 530.3165 | 510.4409 | 0.01016% | 0.0108% | 0.01015% | 0.01051% | 494 | 0.01057% | 0.01054% |  | 11.5538 | 23.1868 | 24.7121 |  | 6569 | 464.6678 | 507.1297 | 485.7288 |  | 6569 | 0.01011% | 0.01076% | 0.01006% | 0.01263% | 0.01163% | 0.01235% |  | 6569 | 0.01076% | 0.01006% | 6569 | 7868 | 0.01048% | 2788 | 0.01054% | 0.01051% |  | 6569 | 0.01163% | 0.01235% | 0.01199% |  | 6569 | 494 | 0.01051% | 0.009329%
| Oct | 1 | 18 | 6570 | 476.4621 | 531.7687 | 520.634 | 0.01017% | 0.01083% | 0.01035% | 0.01051% | 552 | 0.01057% | 0.01054% |  | 11.555 | 23.1865 | 24.7116 |  | 6570 | 464.9071 | 508.5823 | 495.9224 |  | 6570 | 0.01012% | 0.01079% | 0.01027% | 0.01263% | 0.01163% | 0.01235% |  | 6570 | 0.01079% | 0.01027% | 6570 | 172 | 0.01048% | 8555 | 0.01054% | 0.01051% |  | 6570 | 0.01163% | 0.01235% | 0.01199% |  | 6570 | 552 | 0.01051% | 0.009363%
| Oct | 1 | 19 | 6571 | 484.4208 | 532.076 | 537.0817 | 0.01034% | 0.01083% | 0.01068% | 0.01051% | 7719 | 0.01057% | 0.01054% |  | 11.5561 | 23.1862 | 24.7112 |  | 6571 | 472.8648 | 508.8898 | 512.3705 |  | 6571 | 0.01029% | 0.0108% | 0.01061% | 0.01263% | 0.01163% | 0.01235% |  | 6571 | 0.0108% | 0.01061% | 6571 | 2674 | 0.01048% | 7410 | 0.01054% | 0.01051% |  | 6571 | 0.01163% | 0.01235% | 0.01199% |  | 6571 | 7719 | 0.01051% | 0.01173%
| Oct | 1 | 20 | 6572 | 481.3905 | 528.4825 | 539.8292 | 0.01027% | 0.01076% | 0.01073% | 0.01051% | 7538 | 0.01057% | 0.01054% |  | 11.5572 | 23.1859 | 24.7107 |  | 6572 | 469.8333 | 505.2966 | 515.1185 |  | 6572 | 0.01023% | 0.01072% | 0.01067% | 0.01263% | 0.01163% | 0.01235% |  | 6572 | 0.01072% | 0.01067% | 6572 | 5854 | 0.01048% | 7195 | 0.01054% | 0.01051% |  | 6572 | 0.01163% | 0.01235% | 0.01199% |  | 6572 | 7538 | 0.01051% | 0.01181%
| Oct | 1 | 21 | 6573 | 475.2952 | 516.8456 | 536.6222 | 0.01014% | 0.01052% | 0.01067% | 0.01051% | 8139 | 0.01057% | 0.01054% |  | 11.5583 | 23.1856 | 24.7103 |  | 6573 | 463.7369 | 493.66 | 511.9119 |  | 6573 | 0.01009% | 0.01048% | 0.0106% | 0.01263% | 0.01163% | 0.01235% |  | 6573 | 0.01048% | 0.0106% | 6573 | 1392 | 0.01048% | 8191 | 0.01053% | 0.01051% |  | 6573 | 0.01163% | 0.01235% | 0.01199% |  | 6573 | 8139 | 0.01051% | 0.01147%
| Oct | 1 | 22 | 6574 | 466.0764 | 504.5012 | 525.904 | 0.009947% | 0.01027% | 0.01046% | 0.01051% | 6830 | 0.01057% | 0.01054% |  | 11.5594 | 23.1852 | 24.7099 |  | 6574 | 454.517 | 481.3159 | 501.1941 |  | 6574 | 0.009894% | 0.01022% | 0.01038% | 0.01263% | 0.01163% | 0.01235% |  | 6574 | 0.01022% | 0.01038% | 6574 | 423 | 0.01048% | 431 | 0.01053% | 0.01051% |  | 6574 | 0.01163% | 0.01235% | 0.01199% |  | 6574 | 6830 | 0.01051% | 0.01195%
| Oct | 1 | 23 | 6575 | 457.7137 | 493.7115 | 523.766 | 0.009769% | 0.01005% | 0.01041% | 0.0105% | 6442 | 0.01057% | 0.01054% |  | 11.5605 | 23.1849 | 24.7094 |  | 6575 | 446.1531 | 470.5265 | 499.0566 |  | 6575 | 0.009712% | 0.009987% | 0.01033% | 0.01264% | 0.01163% | 0.01235% |  | 6575 | 0.009987% | 0.01033% | 6575 | 1589 | 0.01048% | 1576 | 0.01053% | 0.01051% |  | 6575 | 0.01163% | 0.01235% | 0.01199% |  | 6575 | 6442 | 0.01051% | 0.01202%
| Oct | 2 | 0 | 6576 | 453.6731 | 488.4702 | 523.991 | 0.009683% | 0.009947% | 0.01042% | 0.0105% | 6637 | 0.01057% | 0.01054% |  | 11.5617 | 23.1846 | 24.709 |  | 6576 | 442.1115 | 465.2856 | 499.282 |  | 6576 | 0.009624% | 0.009876% | 0.01034% | 0.01264% | 0.01163% | 0.01235% |  | 6576 | 0.009876% | 0.01034% | 6576 | 457 | 0.01048% | 8710 | 0.01053% | 0.01051% |  | 6576 | 0.01163% | 0.01235% | 0.01199% |  | 6576 | 6637 | 0.01051% | 0.01198%
| Oct | 2 | 1 | 6577 | 456.0822 | 484.2064 | 529.9456 | 0.009734% | 0.00986% | 0.01054% | 0.0105% | 6832 | 0.01057% | 0.01054% |  | 11.5628 | 23.1843 | 24.7086 |  | 6577 | 444.5194 | 461.0221 | 505.237 |  | 6577 | 0.009676% | 0.009785% | 0.01046% | 0.01264% | 0.01163% | 0.01235% |  | 6577 | 0.009785% | 0.01046% | 6577 | 2541 | 0.01048% | 628 | 0.01053% | 0.01051% |  | 6577 | 0.01163% | 0.01235% | 0.01199% |  | 6577 | 6832 | 0.01051% | 0.01195%
| Oct | 2 | 2 | 6578 | 459.0621 | 479.7099 | 539.2291 | 0.009798% | 0.009769% | 0.01072% | 0.0105% | 7212 | 0.01057% | 0.01054% |  | 11.5639 | 23.184 | 24.7081 |  | 6578 | 447.4982 | 456.526 | 514.5209 |  | 6578 | 0.009741% | 0.00969% | 0.01065% | 0.01264% | 0.01163% | 0.01235% |  | 6578 | 0.00969% | 0.01065% | 6578 | 7435 | 0.01048% | 7132 | 0.01053% | 0.01051% |  | 6578 | 0.01163% | 0.01235% | 0.01199% |  | 6578 | 7212 | 0.01051% | 0.0119%
| Oct | 2 | 3 | 6579 | 464.9044 | 480.9574 | 549.1314 | 0.009922% | 0.009794% | 0.01092% | 0.0105% | 7196 | 0.01057% | 0.01053% |  | 11.565 | 23.1837 | 24.7077 |  | 6579 | 453.3394 | 457.7737 | 524.4237 |  | 6579 | 0.009868% | 0.009716% | 0.01086% | 0.01264% | 0.01163% | 0.01235% |  | 6579 | 0.009716% | 0.01086% | 6579 | 7145 | 0.01048% | 2982 | 0.01053% | 0.01051% |  | 6579 | 0.01163% | 0.01235% | 0.01199% |  | 6579 | 7196 | 0.01051% | 0.0119%
| Oct | 2 | 4 | 6580 | 473.2273 | 486.6455 | 558.3024 | 0.0101% | 0.00991% | 0.0111% | 0.0105% | 3276 | 0.01057% | 0.01053% |  | 11.5661 | 23.1834 | 24.7073 |  | 6580 | 461.6612 | 463.4622 | 533.5951 |  | 6580 | 0.01005% | 0.009837% | 0.01105% | 0.01264% | 0.01163% | 0.01235% |  | 6580 | 0.009837% | 0.01105% | 6580 | 2807 | 0.01048% | 8490 | 0.01053% | 0.0105% |  | 6580 | 0.01163% | 0.01235% | 0.01199% |  | 6580 | 3276 | 0.0105% | 0.01185%
| Oct | 2 | 5 | 6581 | 488.2175 | 498.2824 | 578.8292 | 0.01042% | 0.01015% | 0.01151% | 0.0105% | 2834 | 0.01056% | 0.01053% |  | 11.5672 | 23.1831 | 24.7068 |  | 6581 | 476.6502 | 475.0994 | 554.1223 |  | 6581 | 0.01038% | 0.01008% | 0.01147% | 0.01264% | 0.01163% | 0.01235% |  | 6581 | 0.01008% | 0.01147% | 6581 | 6859 | 0.01048% | 3526 | 0.01053% | 0.0105% |  | 6581 | 0.01163% | 0.01235% | 0.01199% |  | 6581 | 2834 | 0.0105% | 0.01137%
| Oct | 2 | 6 | 6582 | 510.5161 | 520.2156 | 602.2441 | 0.0109% | 0.01059% | 0.01198% | 0.0105% | 2830 | 0.01056% | 0.01053% |  | 11.5684 | 23.1827 | 24.7064 |  | 6582 | 498.9478 | 497.0329 | 577.5377 |  | 6582 | 0.01086% | 0.01055% | 0.01196% | 0.01264% | 0.01163% | 0.01235% |  | 6582 | 0.01055% | 0.01196% | 6582 | 6573 | 0.01048% | 6852 | 0.01053% | 0.0105% |  | 6582 | 0.01163% | 0.01235% | 0.01199% |  | 6582 | 2830 | 0.0105% | 0.01137%
| Oct | 2 | 7 | 6583 | 521.2133 | 526.8161 | 603.135 | 0.01112% | 0.01073% | 0.01199% | 0.0105% | 6324 | 0.01056% | 0.01053% |  | 11.5695 | 23.1824 | 24.706 |  | 6583 | 509.6439 | 503.6337 | 578.429 |  | 6583 | 0.01109% | 0.01069% | 0.01198% | 0.01265% | 0.01163% | 0.01235% |  | 6583 | 0.01069% | 0.01198% | 6583 | 6791 | 0.01048% | 4253 | 0.01053% | 0.0105% |  | 6583 | 0.01163% | 0.01235% | 0.01199% |  | 6583 | 6324 | 0.0105% | 0.01205%
| Oct | 2 | 8 | 6584 | 513.2026 | 528.0263 | 579.3074 | 0.01095% | 0.01075% | 0.01152% | 0.0105% | 143 | 0.01056% | 0.01053% |  | 11.5706 | 23.1821 | 24.7056 |  | 6584 | 501.632 | 504.8442 | 554.6018 |  | 6584 | 0.01092% | 0.01072% | 0.01148% | 0.01265% | 0.01163% | 0.01235% |  | 6584 | 0.01072% | 0.01148% | 6584 | 25 | 0.01048% | 459 | 0.01053% | 0.0105% |  | 6584 | 0.01163% | 0.01235% | 0.01199% |  | 6584 | 143 | 0.0105% | 0.009171%
| Oct | 2 | 9 | 6585 | 506.6654 | 531.8898 | 552.4228 | 0.01081% | 0.01083% | 0.01098% | 0.0105% | 8175 | 0.01056% | 0.01053% |  | 11.5717 | 23.1818 | 24.7051 |  | 6585 | 495.0936 | 508.708 | 527.7177 |  | 6585 | 0.01078% | 0.0108% | 0.01093% | 0.01265% | 0.01163% | 0.01235% |  | 6585 | 0.0108% | 0.01093% | 6585 | 7840 | 0.01048% | 6101 | 0.01053% | 0.0105% |  | 6585 | 0.01163% | 0.01235% | 0.01199% |  | 6585 | 8175 | 0.0105% | 0.01145%
| Oct | 2 | 10 | 6586 | 506.8088 | 533.6306 | 547.978 | 0.01082% | 0.01087% | 0.0109% | 0.0105% | 94 | 0.01056% | 0.01053% |  | 11.5728 | 23.1815 | 24.7047 |  | 6586 | 495.236 | 510.4492 | 523.2733 |  | 6586 | 0.01078% | 0.01083% | 0.01084% | 0.01265% | 0.01163% | 0.01235% |  | 6586 | 0.01083% | 0.01084% | 6586 | 6793 | 0.01047% | 3489 | 0.01053% | 0.0105% |  | 6586 | 0.01163% | 0.01235% | 0.01199% |  | 6586 | 94 | 0.0105% | 0.009154%
| Oct | 2 | 11 | 6587 | 506.6949 | 530.9774 | 543.7489 | 0.01081% | 0.01081% | 0.01081% | 0.0105% | 6425 | 0.01056% | 0.01053% |  | 11.5739 | 23.1812 | 24.7043 |  | 6587 | 495.121 | 507.7963 | 519.0446 |  | 6587 | 0.01078% | 0.01078% | 0.01075% | 0.01265% | 0.01163% | 0.01235% |  | 6587 | 0.01078% | 0.01075% | 6587 | 2211 | 0.01047% | 132 | 0.01053% | 0.0105% |  | 6587 | 0.01163% | 0.01235% | 0.01199% |  | 6587 | 6425 | 0.0105% | 0.01202%
| Oct | 2 | 12 | 6588 | 509.116 | 531.3312 | 540.4106 | 0.01087% | 0.01082% | 0.01075% | 0.0105% | 7123 | 0.01056% | 0.01053% |  | 11.575 | 23.1809 | 24.7039 |  | 6588 | 497.5409 | 508.1503 | 515.7067 |  | 6588 | 0.01083% | 0.01079% | 0.01068% | 0.01265% | 0.01163% | 0.01235% |  | 6588 | 0.01079% | 0.01068% | 6588 | 5693 | 0.01047% | 7438 | 0.01053% | 0.0105% |  | 6588 | 0.01163% | 0.01235% | 0.01199% |  | 6588 | 7123 | 0.0105% | 0.01191%
| Oct | 2 | 13 | 6589 | 510.5749 | 531.9084 | 535.6188 | 0.0109% | 0.01083% | 0.01065% | 0.0105% | 7518 | 0.01056% | 0.01053% |  | 11.5762 | 23.1806 | 24.7034 |  | 6589 | 498.9987 | 508.7278 | 510.9154 |  | 6589 | 0.01086% | 0.0108% | 0.01058% | 0.01265% | 0.01163% | 0.01235% |  | 6589 | 0.0108% | 0.01058% | 6589 | 1603 | 0.01047% | 6553 | 0.01053% | 0.0105% |  | 6589 | 0.01163% | 0.01235% | 0.01199% |  | 6589 | 7518 | 0.0105% | 0.01181%
| Oct | 2 | 14 | 6590 | 512.8759 | 532.7649 | 528.614 | 0.01095% | 0.01085% | 0.01051% | 0.0105% | 461 | 0.01056% | 0.01053% |  | 11.5773 | 23.1802 | 24.703 |  | 6590 | 501.2986 | 509.5846 | 503.911 |  | 6590 | 0.01091% | 0.01082% | 0.01044% | 0.01265% | 0.01163% | 0.01235% |  | 6590 | 0.01082% | 0.01044% | 6590 | 1510 | 0.01047% | 125 | 0.01053% | 0.0105% |  | 6590 | 0.01163% | 0.01235% | 0.01199% |  | 6590 | 461 | 0.0105% | 0.00931%
| Oct | 2 | 15 | 6591 | 513.8334 | 537.0659 | 530.752 | 0.01097% | 0.01094% | 0.01055% | 0.0105% | 6678 | 0.01056% | 0.01053% |  | 11.5784 | 23.1799 | 24.7026 |  | 6591 | 502.2551 | 513.8859 | 506.0494 |  | 6591 | 0.01093% | 0.01091% | 0.01048% | 0.01266% | 0.01163% | 0.01235% |  | 6591 | 0.01091% | 0.01048% | 6591 | 6814 | 0.01047% | 5377 | 0.01053% | 0.0105% |  | 6591 | 0.01163% | 0.01235% | 0.01199% |  | 6591 | 6678 | 0.0105% | 0.01197%
| Oct | 2 | 16 | 6592 | 512.0365 | 534.4313 | 534.0434 | 0.01093% | 0.01088% | 0.01062% | 0.0105% | 2095 | 0.01056% | 0.01053% |  | 11.5795 | 23.1796 | 24.7022 |  | 6592 | 500.457 | 511.2517 | 509.3413 |  | 6592 | 0.01089% | 0.01085% | 0.01055% | 0.01266% | 0.01163% | 0.01235% |  | 6592 | 0.01085% | 0.01055% | 6592 | 144 | 0.01047% | 7202 | 0.01053% | 0.0105% |  | 6592 | 0.01163% | 0.01235% | 0.01199% |  | 6592 | 2095 | 0.0105% | 0.01061%
| Oct | 2 | 17 | 6593 | 515.5713 | 530.754 | 538.0663 | 0.011% | 0.01081% | 0.0107% | 0.0105% | 3458 | 0.01056% | 0.01053% |  | 11.5806 | 23.1793 | 24.7018 |  | 6593 | 503.9906 | 507.5747 | 513.3645 |  | 6593 | 0.01097% | 0.01077% | 0.01063% | 0.01266% | 0.01163% | 0.01235% |  | 6593 | 0.01077% | 0.01063% | 6593 | 6646 | 0.01047% | 7346 | 0.01053% | 0.0105% |  | 6593 | 0.01163% | 0.01235% | 0.01199% |  | 6593 | 3458 | 0.0105% | 0.01204%
| Oct | 2 | 18 | 6594 | 515.4033 | 533.5841 | 547.5092 | 0.011% | 0.01087% | 0.01089% | 0.0105% | 5378 | 0.01056% | 0.01053% |  | 11.5817 | 23.179 | 24.7014 |  | 6594 | 503.8215 | 510.4051 | 522.8078 |  | 6594 | 0.01097% | 0.01083% | 0.01083% | 0.01266% | 0.01163% | 0.01235% |  | 6594 | 0.01083% | 0.01083% | 6594 | 2657 | 0.01047% | 7345 | 0.01053% | 0.0105% |  | 6594 | 0.01163% | 0.01235% | 0.01199% |  | 6594 | 5378 | 0.0105% | 0.01249%
| Oct | 2 | 19 | 6595 | 516.6153 | 539.8029 | 552.3103 | 0.01103% | 0.01099% | 0.01098% | 0.0105% | 7170 | 0.01056% | 0.01053% |  | 11.5828 | 23.1787 | 24.701 |  | 6595 | 505.0324 | 516.6242 | 527.6094 |  | 6595 | 0.01099% | 0.01097% | 0.01093% | 0.01266% | 0.01163% | 0.01235% |  | 6595 | 0.01097% | 0.01093% | 6595 | 802 | 0.01047% | 1740 | 0.01053% | 0.0105% |  | 6595 | 0.01163% | 0.01235% | 0.01199% |  | 6595 | 7170 | 0.0105% | 0.0119%
| Oct | 2 | 20 | 6596 | 510.859 | 535.7067 | 551.0163 | 0.0109% | 0.01091% | 0.01096% | 0.0105% | 2734 | 0.01056% | 0.01053% |  | 11.584 | 23.1784 | 24.7005 |  | 6596 | 499.275 | 512.5283 | 526.3157 |  | 6596 | 0.01087% | 0.01088% | 0.0109% | 0.01266% | 0.01163% | 0.01235% |  | 6596 | 0.01088% | 0.0109% | 6596 | 2528 | 0.01047% | 2761 | 0.01053% | 0.0105% |  | 6596 | 0.01163% | 0.01235% | 0.01199% |  | 6596 | 2734 | 0.0105% | 0.01126%
| Oct | 2 | 21 | 6597 | 497.998 | 526.9464 | 543.1019 | 0.01063% | 0.01073% | 0.0108% | 0.0105% | 8550 | 0.01056% | 0.01053% |  | 11.5851 | 23.178 | 24.7001 |  | 6597 | 486.4129 | 503.7684 | 518.4017 |  | 6597 | 0.01059% | 0.01069% | 0.01074% | 0.01266% | 0.01163% | 0.01235% |  | 6597 | 0.01069% | 0.01074% | 6597 | 2658 | 0.01047% | 3276 | 0.01053% | 0.0105% |  | 6597 | 0.01163% | 0.01235% | 0.01199% |  | 6597 | 8550 | 0.0105% | 0.01115%
| Oct | 2 | 22 | 6598 | 486.9768 | 513.2242 | 529.3361 | 0.01039% | 0.01045% | 0.01053% | 0.0105% | 7140 | 0.01056% | 0.01053% |  | 11.5862 | 23.1777 | 24.6997 |  | 6598 | 475.3906 | 490.0465 | 504.6363 |  | 6598 | 0.01035% | 0.0104% | 0.01045% | 0.01266% | 0.01163% | 0.01235% |  | 6598 | 0.0104% | 0.01045% | 6598 | 1929 | 0.01047% | 6002 | 0.01053% | 0.0105% |  | 6598 | 0.01163% | 0.01235% | 0.01199% |  | 6598 | 7140 | 0.0105% | 0.01191%
| Oct | 2 | 23 | 6599 | 477.8948 | 503.4585 | 522.6688 | 0.0102% | 0.01025% | 0.01039% | 0.0105% | 6552 | 0.01056% | 0.01053% |  | 11.5873 | 23.1774 | 24.6993 |  | 6599 | 466.3075 | 480.2811 | 497.9695 |  | 6599 | 0.01015% | 0.01019% | 0.01031% | 0.01267% | 0.01163% | 0.01234% |  | 6599 | 0.01019% | 0.01031% | 6599 | 458 | 0.01047% | 2383 | 0.01052% | 0.0105% |  | 6599 | 0.01163% | 0.01234% | 0.01199% |  | 6599 | 6552 | 0.0105% | 0.012%
| Oct | 3 | 0 | 6600 | 472.6582 | 499.2972 | 516.6393 | 0.01009% | 0.01017% | 0.01027% | 0.0105% | 6657 | 0.01056% | 0.01053% |  | 11.5884 | 23.1771 | 24.6989 |  | 6600 | 461.0698 | 476.1201 | 491.9404 |  | 6600 | 0.01004% | 0.01011% | 0.01019% | 0.01267% | 0.01163% | 0.01234% |  | 6600 | 0.01011% | 0.01019% | 6600 | 7083 | 0.01047% | 7523 | 0.01052% | 0.0105% |  | 6600 | 0.01163% | 0.01234% | 0.01199% |  | 6600 | 6657 | 0.0105% | 0.01198%
| Oct | 3 | 1 | 6601 | 470.2076 | 498.1149 | 515.936 | 0.01004% | 0.01014% | 0.01026% | 0.0105% | 7419 | 0.01056% | 0.01053% |  | 11.5895 | 23.1768 | 24.6985 |  | 6601 | 458.6181 | 474.9381 | 491.2375 |  | 6601 | 0.009983% | 0.01008% | 0.01017% | 0.01267% | 0.01163% | 0.01234% |  | 6601 | 0.01008% | 0.01017% | 6601 | 6315 | 0.01047% | 7509 | 0.01052% | 0.0105% |  | 6601 | 0.01163% | 0.01234% | 0.01199% |  | 6601 | 7419 | 0.0105% | 0.01184%
| Oct | 3 | 2 | 6602 | 469.4367 | 501.9224 | 519.4712 | 0.01002% | 0.01022% | 0.01033% | 0.0105% | 7532 | 0.01056% | 0.01053% |  | 11.5906 | 23.1765 | 24.6981 |  | 6602 | 457.8461 | 478.746 | 494.7731 |  | 6602 | 0.009966% | 0.01016% | 0.01025% | 0.01267% | 0.01163% | 0.01234% |  | 6602 | 0.01016% | 0.01025% | 6602 | 3033 | 0.01047% | 7172 | 0.01052% | 0.0105% |  | 6602 | 0.01163% | 0.01234% | 0.01199% |  | 6602 | 7532 | 0.0105% | 0.01181%
| Oct | 3 | 3 | 6603 | 478.5774 | 508.1505 | 521.553 | 0.01021% | 0.01035% | 0.01037% | 0.01049% | 807 | 0.01056% | 0.01053% |  | 11.5917 | 23.1762 | 24.6977 |  | 6603 | 466.9857 | 484.9743 | 496.8553 |  | 6603 | 0.01017% | 0.01029% | 0.01029% | 0.01267% | 0.01163% | 0.01234% |  | 6603 | 0.01029% | 0.01029% | 6603 | 1382 | 0.01047% | 8489 | 0.01052% | 0.0105% |  | 6603 | 0.01163% | 0.01234% | 0.01199% |  | 6603 | 807 | 0.0105% | 0.009533%
| Oct | 3 | 4 | 6604 | 487.4267 | 513.6617 | 526.9074 | 0.0104% | 0.01046% | 0.01048% | 0.01049% | 7984 | 0.01056% | 0.01052% |  | 11.5928 | 23.1758 | 24.6973 |  | 6604 | 475.8339 | 490.4859 | 502.2101 |  | 6604 | 0.01036% | 0.01041% | 0.0104% | 0.01267% | 0.01163% | 0.01234% |  | 6604 | 0.01041% | 0.0104% | 6604 | 7851 | 0.01047% | 7355 | 0.01052% | 0.01049% |  | 6604 | 0.01163% | 0.01234% | 0.01199% |  | 6604 | 7984 | 0.01049% | 0.01158%
| Oct | 3 | 5 | 6605 | 510.4985 | 535.3529 | 544.0865 | 0.0109% | 0.0109% | 0.01082% | 0.01049% | 6373 | 0.01055% | 0.01052% |  | 11.5939 | 23.1755 | 24.6969 |  | 6605 | 498.9046 | 512.1774 | 519.3896 |  | 6605 | 0.01086% | 0.01087% | 0.01076% | 0.01267% | 0.01163% | 0.01234% |  | 6605 | 0.01087% | 0.01076% | 6605 | 8439 | 0.01047% | 6838 | 0.01052% | 0.01049% |  | 6605 | 0.01163% | 0.01234% | 0.01199% |  | 6605 | 6373 | 0.01049% | 0.01204%
| Oct | 3 | 6 | 6606 | 534.1481 | 559.1108 | 562.1189 | 0.0114% | 0.01139% | 0.01118% | 0.01049% | 7341 | 0.01055% | 0.01052% |  | 11.5951 | 23.1752 | 24.6965 |  | 6606 | 522.553 | 535.9356 | 537.4224 |  | 6606 | 0.01137% | 0.01138% | 0.01113% | 0.01267% | 0.01163% | 0.01234% |  | 6606 | 0.01138% | 0.01113% | 6606 | 3166 | 0.01047% | 7738 | 0.01052% | 0.01049% |  | 6606 | 0.01163% | 0.01234% | 0.01199% |  | 6606 | 7341 | 0.01049% | 0.01186%
| Oct | 3 | 7 | 6607 | 542.9052 | 567.6011 | 571.6368 | 0.01159% | 0.01156% | 0.01137% | 0.01049% | 8530 | 0.01055% | 0.01052% |  | 11.5962 | 23.1749 | 24.6961 |  | 6607 | 531.309 | 544.4262 | 546.9407 |  | 6607 | 0.01157% | 0.01156% | 0.01133% | 0.01267% | 0.01163% | 0.01234% |  | 6607 | 0.01156% | 0.01133% | 6607 | 5692 | 0.01047% | 7982 | 0.01052% | 0.01049% |  | 6607 | 0.01163% | 0.01234% | 0.01199% |  | 6607 | 8530 | 0.01049% | 0.01116%
| Oct | 3 | 8 | 6608 | 532.8415 | 559.0829 | 564.904 | 0.01137% | 0.01138% | 0.01123% | 0.01049% | 7441 | 0.01055% | 0.01052% |  | 11.5973 | 23.1746 | 24.6957 |  | 6608 | 521.2443 | 535.9083 | 540.2083 |  | 6608 | 0.01135% | 0.01137% | 0.01119% | 0.01268% | 0.01163% | 0.01234% |  | 6608 | 0.01137% | 0.01119% | 6608 | 2166 | 0.01047% | 6562 | 0.01052% | 0.01049% |  | 6608 | 0.01163% | 0.01234% | 0.01199% |  | 6608 | 7441 | 0.01049% | 0.01184%
| Oct | 3 | 9 | 6609 | 526.8928 | 546.7291 | 558.8744 | 0.01125% | 0.01113% | 0.01111% | 0.01049% | 2827 | 0.01055% | 0.01052% |  | 11.5984 | 23.1743 | 24.6953 |  | 6609 | 515.2945 | 523.5549 | 534.1791 |  | 6609 | 0.01122% | 0.01111% | 0.01106% | 0.01268% | 0.01163% | 0.01234% |  | 6609 | 0.01111% | 0.01106% | 6609 | 8064 | 0.01047% | 1143 | 0.01052% | 0.01049% |  | 6609 | 0.01163% | 0.01234% | 0.01199% |  | 6609 | 2827 | 0.01049% | 0.01137%
| Oct | 3 | 10 | 6610 | 520.6748 | 543.536 | 558.6868 | 0.01111% | 0.01107% | 0.01111% | 0.01049% | 8486 | 0.01055% | 0.01052% |  | 11.5995 | 23.174 | 24.6949 |  | 6610 | 509.0753 | 520.362 | 533.9919 |  | 6610 | 0.01108% | 0.01104% | 0.01106% | 0.01268% | 0.01163% | 0.01234% |  | 6610 | 0.01104% | 0.01106% | 6610 | 666 | 0.01046% | 7585 | 0.01052% | 0.01049% |  | 6610 | 0.01163% | 0.01234% | 0.01199% |  | 6610 | 8486 | 0.01049% | 0.0112%
| Oct | 3 | 11 | 6611 | 519.6675 | 535.9394 | 551.1194 | 0.01109% | 0.01091% | 0.01096% | 0.01049% | 7875 | 0.01055% | 0.01052% |  | 11.6006 | 23.1736 | 24.6945 |  | 6611 | 508.0669 | 512.7658 | 526.4249 |  | 6611 | 0.01106% | 0.01088% | 0.0109% | 0.01268% | 0.01163% | 0.01234% |  | 6611 | 0.01088% | 0.0109% | 6611 | 6783 | 0.01046% | 7587 | 0.01052% | 0.01049% |  | 6611 | 0.01163% | 0.01234% | 0.01199% |  | 6611 | 7875 | 0.01049% | 0.01165%
| Oct | 3 | 12 | 6612 | 517.2975 | 532.0853 | 544.0302 | 0.01104% | 0.01084% | 0.01082% | 0.01049% | 7534 | 0.01055% | 0.01052% |  | 11.6017 | 23.1733 | 24.6941 |  | 6612 | 505.6958 | 508.9119 | 519.3361 |  | 6612 | 0.01101% | 0.0108% | 0.01075% | 0.01268% | 0.01163% | 0.01234% |  | 6612 | 0.0108% | 0.01075% | 6612 | 6031 | 0.01046% | 7434 | 0.01052% | 0.01049% |  | 6612 | 0.01163% | 0.01234% | 0.01199% |  | 6612 | 7534 | 0.01049% | 0.01181%
| Oct | 3 | 13 | 6613 | 518.6737 | 533.8261 | 538.9759 | 0.01107% | 0.01087% | 0.01072% | 0.01049% | 6591 | 0.01055% | 0.01052% |  | 11.6028 | 23.173 | 24.6937 |  | 6613 | 507.0709 | 510.6531 | 514.2821 |  | 6613 | 0.01104% | 0.01084% | 0.01065% | 0.01268% | 0.01163% | 0.01234% |  | 6613 | 0.01084% | 0.01065% | 6613 | 6314 | 0.01046% | 1625 | 0.01051% | 0.01049% |  | 6613 | 0.01163% | 0.01234% | 0.01198% |  | 6613 | 6591 | 0.01049% | 0.01199%
| Oct | 3 | 14 | 6614 | 517.0717 | 528.9293 | 537.6537 | 0.01104% | 0.01077% | 0.01069% | 0.01049% | 7872 | 0.01055% | 0.01052% |  | 11.6039 | 23.1727 | 24.6933 |  | 6614 | 505.4677 | 505.7566 | 512.9603 |  | 6614 | 0.011% | 0.01073% | 0.01062% | 0.01268% | 0.01163% | 0.01234% |  | 6614 | 0.01073% | 0.01062% | 6614 | 1385 | 0.01046% | 7649 | 0.01051% | 0.01049% |  | 6614 | 0.01163% | 0.01234% | 0.01198% |  | 6614 | 7872 | 0.01049% | 0.01165%
| Oct | 3 | 15 | 6615 | 519.4374 | 531.1078 | 535.3281 | 0.01109% | 0.01082% | 0.01064% | 0.01049% | 8539 | 0.01055% | 0.01052% |  | 11.605 | 23.1724 | 24.693 |  | 6615 | 507.8323 | 507.9354 | 510.6352 |  | 6615 | 0.01105% | 0.01078% | 0.01057% | 0.01268% | 0.01163% | 0.01234% |  | 6615 | 0.01078% | 0.01057% | 6615 | 7969 | 0.01046% | 7442 | 0.01051% | 0.01049% |  | 6615 | 0.01163% | 0.01234% | 0.01198% |  | 6615 | 8539 | 0.01049% | 0.01115%
| Oct | 3 | 16 | 6616 | 518.3957 | 531.5919 | 534.0622 | 0.01106% | 0.01083% | 0.01062% | 0.01049% | 6886 | 0.01055% | 0.01052% |  | 11.6061 | 23.1721 | 24.6926 |  | 6616 | 506.7895 | 508.4198 | 509.3696 |  | 6616 | 0.01103% | 0.01079% | 0.01055% | 0.01269% | 0.01163% | 0.01234% |  | 6616 | 0.01079% | 0.01055% | 6616 | 953 | 0.01046% | 1775 | 0.01051% | 0.01049% |  | 6616 | 0.01163% | 0.01234% | 0.01198% |  | 6616 | 6886 | 0.01049% | 0.01195%
| Oct | 3 | 17 | 6617 | 521.2768 | 533.3979 | 538.3476 | 0.01113% | 0.01086% | 0.0107% | 0.01049% | 7750 | 0.01055% | 0.01052% |  | 11.6072 | 23.1718 | 24.6922 |  | 6617 | 509.6696 | 510.2262 | 513.6554 |  | 6617 | 0.01109% | 0.01083% | 0.01064% | 0.01269% | 0.01163% | 0.01234% |  | 6617 | 0.01083% | 0.01064% | 6617 | 2662 | 0.01046% | 6246 | 0.01051% | 0.01049% |  | 6617 | 0.01163% | 0.01234% | 0.01198% |  | 6617 | 7750 | 0.01049% | 0.01172%
| Oct | 3 | 18 | 6618 | 521.3612 | 546.8222 | 539.8948 | 0.01113% | 0.01114% | 0.01074% | 0.01049% | 2982 | 0.01055% | 0.01052% |  | 11.6084 | 23.1714 | 24.6918 |  | 6618 | 509.7529 | 523.6508 | 515.203 |  | 6618 | 0.0111% | 0.01111% | 0.01067% | 0.01269% | 0.01163% | 0.01234% |  | 6618 | 0.01111% | 0.01067% | 6618 | 8474 | 0.01046% | 7053 | 0.01051% | 0.01049% |  | 6618 | 0.01163% | 0.01234% | 0.01198% |  | 6618 | 2982 | 0.01049% | 0.01154%
| Oct | 3 | 19 | 6619 | 530.256 | 551.7377 | 545.118 | 0.01132% | 0.01124% | 0.01084% | 0.01049% | 7718 | 0.01055% | 0.01052% |  | 11.6095 | 23.1711 | 24.6914 |  | 6619 | 518.6466 | 528.5665 | 520.4266 |  | 6619 | 0.01129% | 0.01122% | 0.01078% | 0.01269% | 0.01163% | 0.01234% |  | 6619 | 0.01122% | 0.01078% | 6619 | 3095 | 0.01046% | 100 | 0.01051% | 0.01049% |  | 6619 | 0.01163% | 0.01234% | 0.01198% |  | 6619 | 7718 | 0.01049% | 0.01173%
| Oct | 3 | 20 | 6620 | 523.9975 | 549.522 | 541.2545 | 0.01118% | 0.01119% | 0.01076% | 0.01049% | 6865 | 0.01055% | 0.01052% |  | 11.6106 | 23.1708 | 24.691 |  | 6620 | 512.3869 | 526.3512 | 516.5635 |  | 6620 | 0.01115% | 0.01117% | 0.0107% | 0.01269% | 0.01163% | 0.01234% |  | 6620 | 0.01117% | 0.0107% | 6620 | 7035 | 0.01046% | 8006 | 0.01051% | 0.01049% |  | 6620 | 0.01163% | 0.01234% | 0.01198% |  | 6620 | 6865 | 0.01049% | 0.01195%
| Oct | 3 | 21 | 6621 | 514.6482 | 540.4545 | 536.2096 | 0.01098% | 0.01101% | 0.01066% | 0.01049% | 6003 | 0.01055% | 0.01052% |  | 11.6117 | 23.1705 | 24.6907 |  | 6621 | 503.0366 | 517.284 | 511.5189 |  | 6621 | 0.01095% | 0.01098% | 0.01059% | 0.01269% | 0.01163% | 0.01234% |  | 6621 | 0.01098% | 0.01059% | 6621 | 7044 | 0.01046% | 8203 | 0.01051% | 0.01049% |  | 6621 | 0.01163% | 0.01234% | 0.01198% |  | 6621 | 6003 | 0.01049% | 0.01216%
| Oct | 3 | 22 | 6622 | 504.4219 | 526.1644 | 526.5041 | 0.01077% | 0.01071% | 0.01047% | 0.01049% | 7617 | 0.01055% | 0.01052% |  | 11.6128 | 23.1702 | 24.6903 |  | 6622 | 492.8091 | 502.9942 | 501.8139 |  | 6622 | 0.01073% | 0.01068% | 0.01039% | 0.01269% | 0.01163% | 0.01234% |  | 6622 | 0.01068% | 0.01039% | 6622 | 576 | 0.01046% | 8176 | 0.01051% | 0.01049% |  | 6622 | 0.01163% | 0.01234% | 0.01198% |  | 6622 | 7617 | 0.01049% | 0.01178%
| Oct | 3 | 23 | 6623 | 495.5551 | 517.1621 | 517.5207 | 0.01058% | 0.01053% | 0.01029% | 0.01049% | 3277 | 0.01055% | 0.01052% |  | 11.6139 | 23.1699 | 24.6899 |  | 6623 | 483.9413 | 493.9923 | 492.8308 |  | 6623 | 0.01053% | 0.01048% | 0.01021% | 0.01269% | 0.01163% | 0.01234% |  | 6623 | 0.01048% | 0.01021% | 6623 | 791 | 0.01046% | 8174 | 0.01051% | 0.01049% |  | 6623 | 0.01163% | 0.01234% | 0.01198% |  | 6623 | 3277 | 0.01049% | 0.01185%
| Oct | 4 | 0 | 6624 | 493.4682 | 512.4887 | 513.1134 | 0.01053% | 0.01044% | 0.0102% | 0.01049% | 7884 | 0.01055% | 0.01052% |  | 11.615 | 23.1695 | 24.6895 |  | 6624 | 481.8532 | 489.3192 | 488.4239 |  | 6624 | 0.01049% | 0.01039% | 0.01011% | 0.0127% | 0.01163% | 0.01234% |  | 6624 | 0.01039% | 0.01011% | 6624 | 1956 | 0.01046% | 8166 | 0.01051% | 0.01049% |  | 6624 | 0.01163% | 0.01234% | 0.01198% |  | 6624 | 7884 | 0.01049% | 0.01164%
| Oct | 4 | 1 | 6625 | 493.9137 | 511.9581 | 514.3231 | 0.01054% | 0.01043% | 0.01023% | 0.01049% | 7618 | 0.01055% | 0.01052% |  | 11.6161 | 23.1692 | 24.6891 |  | 6625 | 482.2976 | 488.7889 | 489.634 |  | 6625 | 0.0105% | 0.01037% | 0.01014% | 0.0127% | 0.01163% | 0.01234% |  | 6625 | 0.01037% | 0.01014% | 6625 | 1318 | 0.01046% | 2050 | 0.01051% | 0.01048% |  | 6625 | 0.01163% | 0.01234% | 0.01198% |  | 6625 | 7618 | 0.01048% | 0.01178%
| Oct | 4 | 2 | 6626 | 497.0132 | 508.2343 | 521.1028 | 0.01061% | 0.01035% | 0.01036% | 0.01049% | 6261 | 0.01055% | 0.01052% |  | 11.6172 | 23.1689 | 24.6888 |  | 6626 | 485.396 | 485.0654 | 496.4141 |  | 6626 | 0.01057% | 0.0103% | 0.01028% | 0.0127% | 0.01163% | 0.01234% |  | 6626 | 0.0103% | 0.01028% | 6626 | 6732 | 0.01046% | 625 | 0.01051% | 0.01048% |  | 6626 | 0.01163% | 0.01234% | 0.01198% |  | 6626 | 6261 | 0.01048% | 0.01206%
| Oct | 4 | 3 | 6627 | 502.084 | 509.7797 | 526.1666 | 0.01072% | 0.01038% | 0.01046% | 0.01049% | 3491 | 0.01055% | 0.01052% |  | 11.6183 | 23.1686 | 24.6884 |  | 6627 | 490.4657 | 486.6111 | 501.4782 |  | 6627 | 0.01068% | 0.01033% | 0.01038% | 0.0127% | 0.01163% | 0.01234% |  | 6627 | 0.01033% | 0.01038% | 6627 | 7142 | 0.01046% | 3277 | 0.01051% | 0.01048% |  | 6627 | 0.01163% | 0.01234% | 0.01198% |  | 6627 | 3491 | 0.01048% | 0.01207%
| Oct | 4 | 4 | 6628 | 505.7089 | 511.5299 | 534.9624 | 0.01079% | 0.01042% | 0.01064% | 0.01049% | 6164 | 0.01055% | 0.01052% |  | 11.6194 | 23.1683 | 24.688 |  | 6628 | 494.0895 | 488.3616 | 510.2744 |  | 6628 | 0.01076% | 0.01037% | 0.01057% | 0.0127% | 0.01163% | 0.01234% |  | 6628 | 0.01037% | 0.01057% | 6628 | 2885 | 0.01046% | 1723 | 0.01051% | 0.01048% |  | 6628 | 0.01163% | 0.01234% | 0.01198% |  | 6628 | 6164 | 0.01048% | 0.0121%
| Oct | 4 | 5 | 6629 | 526.9057 | 530.6609 | 555.0203 | 0.01125% | 0.01081% | 0.01104% | 0.01048% | 1622 | 0.01055% | 0.01052% |  | 11.6205 | 23.168 | 24.6876 |  | 6629 | 515.2852 | 507.493 | 530.3327 |  | 6629 | 0.01122% | 0.01077% | 0.01098% | 0.0127% | 0.01163% | 0.01234% |  | 6629 | 0.01077% | 0.01098% | 6629 | 6728 | 0.01046% | 3458 | 0.01051% | 0.01048% |  | 6629 | 0.01163% | 0.01234% | 0.01198% |  | 6629 | 1622 | 0.01048% | 0.01021%
| Oct | 4 | 6 | 6630 | 551.2285 | 556.29 | 576.4005 | 0.01176% | 0.01133% | 0.01146% | 0.01048% | 7197 | 0.01055% | 0.01052% |  | 11.6216 | 23.1676 | 24.6873 |  | 6630 | 539.6069 | 533.1224 | 551.7132 |  | 6630 | 0.01175% | 0.01132% | 0.01143% | 0.0127% | 0.01162% | 0.01234% |  | 6630 | 0.01132% | 0.01143% | 6630 | 196 | 0.01046% | 2719 | 0.01051% | 0.01048% |  | 6630 | 0.01162% | 0.01234% | 0.01198% |  | 6630 | 7197 | 0.01048% | 0.0119%
| Oct | 4 | 7 | 6631 | 553.555 | 560.4141 | 579.148 | 0.01181% | 0.01141% | 0.01152% | 0.01048% | 7173 | 0.01055% | 0.01052% |  | 11.6227 | 23.1673 | 24.6869 |  | 6631 | 541.9322 | 537.2468 | 554.4611 |  | 6631 | 0.0118% | 0.0114% | 0.01148% | 0.0127% | 0.01162% | 0.01234% |  | 6631 | 0.0114% | 0.01148% | 6631 | 667 | 0.01046% | 2433 | 0.01051% | 0.01048% |  | 6631 | 0.01162% | 0.01234% | 0.01198% |  | 6631 | 7173 | 0.01048% | 0.0119%
| Oct | 4 | 8 | 6632 | 545.745 | 556.8951 | 570.5678 | 0.01165% | 0.01134% | 0.01135% | 0.01048% | 8580 | 0.01055% | 0.01052% |  | 11.6238 | 23.167 | 24.6865 |  | 6632 | 534.1212 | 533.7281 | 545.8813 |  | 6632 | 0.01163% | 0.01133% | 0.0113% | 0.0127% | 0.01162% | 0.01234% |  | 6632 | 0.01133% | 0.0113% | 6632 | 1024 | 0.01046% | 6008 | 0.01051% | 0.01048% |  | 6632 | 0.01162% | 0.01234% | 0.01198% |  | 6632 | 8580 | 0.01048% | 0.01112%
| Oct | 4 | 9 | 6633 | 536.4389 | 552.3521 | 556.3894 | 0.01145% | 0.01125% | 0.01106% | 0.01048% | 6096 | 0.01055% | 0.01052% |  | 11.6249 | 23.1667 | 24.6862 |  | 6633 | 524.814 | 529.1854 | 531.7032 |  | 6633 | 0.01142% | 0.01123% | 0.01101% | 0.01271% | 0.01162% | 0.01234% |  | 6633 | 0.01123% | 0.01101% | 6633 | 8559 | 0.01046% | 111 | 0.01051% | 0.01048% |  | 6633 | 0.01162% | 0.01234% | 0.01198% |  | 6633 | 6096 | 0.01048% | 0.01212%
| Oct | 4 | 10 | 6634 | 532.8788 | 548.6003 | 544.3865 | 0.01137% | 0.01117% | 0.01082% | 0.01048% | 7576 | 0.01055% | 0.01052% |  | 11.626 | 23.1664 | 24.6858 |  | 6634 | 521.2528 | 525.434 | 519.7007 |  | 6634 | 0.01135% | 0.01115% | 0.01076% | 0.01271% | 0.01162% | 0.01234% |  | 6634 | 0.01115% | 0.01076% | 6634 | 1384 | 0.01046% | 7646 | 0.0105% | 0.01048% |  | 6634 | 0.01162% | 0.01234% | 0.01198% |  | 6634 | 7576 | 0.01048% | 0.01179%
| Oct | 4 | 11 | 6635 | 525.6272 | 539.6818 | 536.5472 | 0.01122% | 0.01099% | 0.01067% | 0.01048% | 7788 | 0.01055% | 0.01051% |  | 11.6271 | 23.1661 | 24.6854 |  | 6635 | 514 | 516.5158 | 511.8617 |  | 6635 | 0.01119% | 0.01096% | 0.0106% | 0.01271% | 0.01162% | 0.01234% |  | 6635 | 0.01096% | 0.0106% | 6635 | 7024 | 0.01046% | 6424 | 0.0105% | 0.01048% |  | 6635 | 0.01162% | 0.01234% | 0.01198% |  | 6635 | 7788 | 0.01048% | 0.0117%
| Oct | 4 | 12 | 6636 | 526.7894 | 535.0922 | 531.8398 | 0.01124% | 0.0109% | 0.01058% | 0.01048% | 793 | 0.01055% | 0.01051% |  | 11.6282 | 23.1657 | 24.6851 |  | 6636 | 515.1611 | 511.9265 | 507.1547 |  | 6636 | 0.01121% | 0.01087% | 0.0105% | 0.01271% | 0.01162% | 0.01234% |  | 6636 | 0.01087% | 0.0105% | 6636 | 2406 | 0.01046% | 8139 | 0.0105% | 0.01048% |  | 6636 | 0.01162% | 0.01234% | 0.01198% |  | 6636 | 793 | 0.01048% | 0.009523%
| Oct | 4 | 13 | 6637 | 528.5663 | 531.3964 | 531.5303 | 0.01128% | 0.01082% | 0.01057% | 0.01048% | 146 | 0.01054% | 0.01051% |  | 11.6293 | 23.1654 | 24.6847 |  | 6637 | 516.937 | 508.2309 | 506.8456 |  | 6637 | 0.01125% | 0.01079% | 0.0105% | 0.01271% | 0.01162% | 0.01234% |  | 6637 | 0.01079% | 0.0105% | 6637 | 2186 | 0.01046% | 6636 | 0.0105% | 0.01048% |  | 6637 | 0.01162% | 0.01234% | 0.01198% |  | 6637 | 146 | 0.01048% | 0.009172%
| Oct | 4 | 14 | 6638 | 528.6898 | 525.0473 | 527.2356 | 0.01128% | 0.01069% | 0.01048% | 0.01048% | 2821 | 0.01054% | 0.01051% |  | 11.6304 | 23.1651 | 24.6844 |  | 6638 | 517.0594 | 501.8822 | 502.5512 |  | 6638 | 0.01126% | 0.01065% | 0.01041% | 0.01271% | 0.01162% | 0.01234% |  | 6638 | 0.01065% | 0.01041% | 6638 | 219 | 0.01046% | 7574 | 0.0105% | 0.01048% |  | 6638 | 0.01162% | 0.01234% | 0.01198% |  | 6638 | 2821 | 0.01048% | 0.01136%
| Oct | 4 | 15 | 6639 | 531.7514 | 523.4647 | 525.7071 | 0.01135% | 0.01066% | 0.01045% | 0.01048% | 6122 | 0.01054% | 0.01051% |  | 11.6315 | 23.1648 | 24.684 |  | 6639 | 520.1198 | 500.2999 | 501.0231 |  | 6639 | 0.01132% | 0.01062% | 0.01038% | 0.01271% | 0.01162% | 0.01234% |  | 6639 | 0.01062% | 0.01038% | 6639 | 6559 | 0.01046% | 6887 | 0.0105% | 0.01048% |  | 6639 | 0.01162% | 0.01234% | 0.01198% |  | 6639 | 6122 | 0.01048% | 0.01211%
| Oct | 4 | 16 | 6640 | 531.4581 | 528.4546 | 521.4123 | 0.01134% | 0.01076% | 0.01037% | 0.01048% | 6372 | 0.01054% | 0.01051% |  | 11.6326 | 23.1645 | 24.6836 |  | 6640 | 519.8254 | 505.2901 | 496.7287 |  | 6640 | 0.01132% | 0.01072% | 0.01029% | 0.01271% | 0.01162% | 0.01234% |  | 6640 | 0.01072% | 0.01029% | 6640 | 6539 | 0.01045% | 7308 | 0.0105% | 0.01048% |  | 6640 | 0.01162% | 0.01234% | 0.01198% |  | 6640 | 6372 | 0.01048% | 0.01204%
| Oct | 4 | 17 | 6641 | 530.8212 | 530.1954 | 524.8819 | 0.01133% | 0.0108% | 0.01044% | 0.01048% | 6643 | 0.01054% | 0.01051% |  | 11.6337 | 23.1642 | 24.6833 |  | 6641 | 519.1874 | 507.0313 | 500.1986 |  | 6641 | 0.0113% | 0.01076% | 0.01036% | 0.01272% | 0.01162% | 0.01234% |  | 6641 | 0.01076% | 0.01036% | 6641 | 8426 | 0.01045% | 7719 | 0.0105% | 0.01048% |  | 6641 | 0.01162% | 0.01234% | 0.01198% |  | 6641 | 6643 | 0.01048% | 0.01198%
| Oct | 4 | 18 | 6642 | 533.6379 | 533.7796 | 528.9328 | 0.01139% | 0.01087% | 0.01052% | 0.01048% | 3459 | 0.01054% | 0.01051% |  | 11.6348 | 23.1638 | 24.6829 |  | 6642 | 522.0031 | 510.6158 | 504.2499 |  | 6642 | 0.01136% | 0.01084% | 0.01044% | 0.01272% | 0.01162% | 0.01234% |  | 6642 | 0.01084% | 0.01044% | 6642 | 7671 | 0.01045% | 71 | 0.0105% | 0.01048% |  | 6642 | 0.01162% | 0.01234% | 0.01198% |  | 6642 | 3459 | 0.01048% | 0.01204%
| Oct | 4 | 19 | 6643 | 541.2722 | 541.162 | 530.2457 | 0.01155% | 0.01102% | 0.01054% | 0.01048% | 1119 | 0.01054% | 0.01051% |  | 11.6359 | 23.1635 | 24.6826 |  | 6643 | 529.6363 | 517.9985 | 505.5631 |  | 6643 | 0.01153% | 0.01099% | 0.01047% | 0.01272% | 0.01162% | 0.01234% |  | 6643 | 0.01099% | 0.01047% | 6643 | 5903 | 0.01045% | 3278 | 0.0105% | 0.01048% |  | 6643 | 0.01162% | 0.01234% | 0.01198% |  | 6643 | 1119 | 0.01048% | 0.00978%
| Oct | 4 | 20 | 6644 | 537.2564 | 537.8479 | 526.6448 | 0.01147% | 0.01095% | 0.01047% | 0.01048% | 455 | 0.01054% | 0.01051% |  | 11.637 | 23.1632 | 24.6822 |  | 6644 | 525.6193 | 514.6847 | 501.9626 |  | 6644 | 0.01144% | 0.01092% | 0.01039% | 0.01272% | 0.01162% | 0.01234% |  | 6644 | 0.01092% | 0.01039% | 6644 | 1383 | 0.01045% | 7538 | 0.0105% | 0.01048% |  | 6644 | 0.01162% | 0.01234% | 0.01198% |  | 6644 | 455 | 0.01048% | 0.009307%
| Oct | 4 | 21 | 6645 | 521.1088 | 528.6594 | 522.9971 | 0.01112% | 0.01077% | 0.0104% | 0.01048% | 1141 | 0.01054% | 0.01051% |  | 11.6381 | 23.1629 | 24.6819 |  | 6645 | 509.4707 | 505.4965 | 498.3152 |  | 6645 | 0.01109% | 0.01073% | 0.01032% | 0.01272% | 0.01162% | 0.01234% |  | 6645 | 0.01073% | 0.01032% | 6645 | 2604 | 0.01045% | 1852 | 0.0105% | 0.01048% |  | 6645 | 0.01162% | 0.01234% | 0.01198% |  | 6645 | 1141 | 0.01048% | 0.009798%
| Oct | 4 | 22 | 6646 | 505.0222 | 516.5291 | 513.9386 | 0.01078% | 0.01052% | 0.01022% | 0.01048% | 3278 | 0.01054% | 0.01051% |  | 11.6392 | 23.1626 | 24.6815 |  | 6646 | 493.383 | 493.3665 | 489.2571 |  | 6646 | 0.01074% | 0.01047% | 0.01013% | 0.01272% | 0.01162% | 0.01234% |  | 6646 | 0.01047% | 0.01013% | 6646 | 7972 | 0.01045% | 6076 | 0.0105% | 0.01048% |  | 6646 | 0.01162% | 0.01234% | 0.01198% |  | 6646 | 3278 | 0.01048% | 0.01186%
| Oct | 4 | 23 | 6647 | 497.8747 | 510.6455 | 506.4462 | 0.01063% | 0.0104% | 0.01007% | 0.01048% | 2788 | 0.01054% | 0.01051% |  | 11.6403 | 23.1622 | 24.6812 |  | 6647 | 486.2344 | 487.4832 | 481.765 |  | 6647 | 0.01058% | 0.01035% | 0.009977% | 0.01272% | 0.01162% | 0.01234% |  | 6647 | 0.01035% | 0.009977% | 6647 | 851 | 0.01045% | 6330 | 0.0105% | 0.01048% |  | 6647 | 0.01162% | 0.01234% | 0.01198% |  | 6647 | 2788 | 0.01048% | 0.01132%
| Oct | 5 | 0 | 6648 | 489.177 | 506.8472 | 501.992 | 0.01044% | 0.01032% | 0.009982% | 0.01048% | 7340 | 0.01054% | 0.01051% |  | 11.6414 | 23.1619 | 24.6808 |  | 6648 | 477.5356 | 483.6853 | 477.3112 |  | 6648 | 0.01039% | 0.01027% | 0.009884% | 0.01272% | 0.01162% | 0.01234% |  | 6648 | 0.01027% | 0.009884% | 6648 | 769 | 0.01045% | 1827 | 0.0105% | 0.01048% |  | 6648 | 0.01162% | 0.01234% | 0.01198% |  | 6648 | 7340 | 0.01048% | 0.01187%
| Oct | 5 | 1 | 6649 | 495.853 | 505.367 | 500.1166 | 0.01058% | 0.01029% | 0.009945% | 0.01048% | 7369 | 0.01054% | 0.01051% |  | 11.6425 | 23.1616 | 24.6805 |  | 6649 | 484.2105 | 482.2054 | 475.4361 |  | 6649 | 0.01054% | 0.01023% | 0.009846% | 0.01273% | 0.01162% | 0.01234% |  | 6649 | 0.01023% | 0.009846% | 6649 | 1507 | 0.01045% | 6830 | 0.0105% | 0.01047% |  | 6649 | 0.01162% | 0.01234% | 0.01198% |  | 6649 | 7369 | 0.01047% | 0.01186%
| Oct | 5 | 2 | 6650 | 496.126 | 508.5974 | 500.6792 | 0.01059% | 0.01036% | 0.009956% | 0.01048% | 6072 | 0.01054% | 0.01051% |  | 11.6436 | 23.1613 | 24.6801 |  | 6650 | 484.4824 | 485.4361 | 475.9991 |  | 6650 | 0.01055% | 0.0103% | 0.009857% | 0.01273% | 0.01162% | 0.01234% |  | 6650 | 0.0103% | 0.009857% | 6650 | 1315 | 0.01045% | 6331 | 0.0105% | 0.01047% |  | 6650 | 0.01162% | 0.01234% | 0.01198% |  | 6650 | 6072 | 0.01047% | 0.01213%
| Oct | 5 | 3 | 6651 | 503.1731 | 515.5516 | 499.3195 | 0.01074% | 0.0105% | 0.009929% | 0.01048% | 808 | 0.01054% | 0.01051% |  | 11.6447 | 23.161 | 24.6798 |  | 6651 | 491.5284 | 492.3906 | 474.6397 |  | 6651 | 0.0107% | 0.01045% | 0.009829% | 0.01273% | 0.01162% | 0.01234% |  | 6651 | 0.01045% | 0.009829% | 6651 | 6651 | 0.01045% | 6832 | 0.0105% | 0.01047% |  | 6651 | 0.01162% | 0.01234% | 0.01198% |  | 6651 | 808 | 0.01047% | 0.009534%
| Oct | 5 | 4 | 6652 | 511.4872 | 522.8223 | 498.1755 | 0.01092% | 0.01065% | 0.009906% | 0.01048% | 6052 | 0.01054% | 0.01051% |  | 11.6458 | 23.1606 | 24.6794 |  | 6652 | 499.8413 | 499.6617 | 473.496 |  | 6652 | 0.01088% | 0.01061% | 0.009805% | 0.01273% | 0.01162% | 0.01234% |  | 6652 | 0.01061% | 0.009805% | 6652 | 1958 | 0.01045% | 2976 | 0.0105% | 0.01047% |  | 6652 | 0.01162% | 0.01234% | 0.01198% |  | 6652 | 6052 | 0.01047% | 0.01214%
| Oct | 5 | 5 | 6653 | 533.0591 | 540.3242 | 512.8509 | 0.01138% | 0.011% | 0.0102% | 0.01048% | 6423 | 0.01054% | 0.01051% |  | 11.6469 | 23.1603 | 24.6791 |  | 6653 | 521.4122 | 517.1639 | 488.1718 |  | 6653 | 0.01135% | 0.01098% | 0.01011% | 0.01273% | 0.01162% | 0.01233% |  | 6653 | 0.01098% | 0.01011% | 6653 | 6792 | 0.01045% | 8175 | 0.0105% | 0.01047% |  | 6653 | 0.01162% | 0.01233% | 0.01198% |  | 6653 | 6423 | 0.01047% | 0.01202%
| Oct | 5 | 6 | 6654 | 556.6835 | 562.4529 | 527.9389 | 0.01188% | 0.01145% | 0.0105% | 0.01048% | 449 | 0.01054% | 0.01051% |  | 11.648 | 23.16 | 24.6788 |  | 6654 | 545.0355 | 539.2929 | 503.2601 |  | 6654 | 0.01186% | 0.01145% | 0.01042% | 0.01273% | 0.01162% | 0.01233% |  | 6654 | 0.01145% | 0.01042% | 6654 | 1431 | 0.01045% | 6637 | 0.0105% | 0.01047% |  | 6654 | 0.01162% | 0.01233% | 0.01198% |  | 6654 | 449 | 0.01047% | 0.009304%
| Oct | 5 | 7 | 6655 | 564.5884 | 553.3854 | 535.0562 | 0.01205% | 0.01127% | 0.01064% | 0.01048% | 1645 | 0.01054% | 0.01051% |  | 11.6491 | 23.1597 | 24.6784 |  | 6655 | 552.9392 | 530.2257 | 510.3778 |  | 6655 | 0.01204% | 0.01125% | 0.01057% | 0.01273% | 0.01162% | 0.01233% |  | 6655 | 0.01125% | 0.01057% | 6655 | 1445 | 0.01045% | 627 | 0.0105% | 0.01047% |  | 6655 | 0.01162% | 0.01233% | 0.01198% |  | 6655 | 1645 | 0.01047% | 0.01022%
| Oct | 5 | 8 | 6656 | 556.9749 | 533.64 | 539.5573 | 0.01189% | 0.01087% | 0.01073% | 0.01048% | 7480 | 0.01054% | 0.01051% |  | 11.6502 | 23.1594 | 24.6781 |  | 6656 | 545.3247 | 510.4806 | 514.8792 |  | 6656 | 0.01187% | 0.01083% | 0.01066% | 0.01273% | 0.01162% | 0.01233% |  | 6656 | 0.01083% | 0.01066% | 6656 | 2710 | 0.01045% | 7212 | 0.0105% | 0.01047% |  | 6656 | 0.01162% | 0.01233% | 0.01198% |  | 6656 | 7480 | 0.01047% | 0.01183%
| Oct | 5 | 9 | 6657 | 549.3243 | 530.0744 | 530.9865 | 0.01172% | 0.01079% | 0.01056% | 0.01048% | 408 | 0.01054% | 0.01051% |  | 11.6513 | 23.1591 | 24.6777 |  | 6657 | 537.6729 | 506.9154 | 506.3087 |  | 6657 | 0.0117% | 0.01076% | 0.01048% | 0.01274% | 0.01162% | 0.01233% |  | 6657 | 0.01076% | 0.01048% | 6657 | 1069 | 0.01045% | 110 | 0.01049% | 0.01047% |  | 6657 | 0.01162% | 0.01233% | 0.01198% |  | 6657 | 408 | 0.01047% | 0.009282%
| Oct | 5 | 10 | 6658 | 540.0728 | 522.8223 | 521.4967 | 0.01153% | 0.01065% | 0.01037% | 0.01048% | 553 | 0.01054% | 0.01051% |  | 11.6524 | 23.1587 | 24.6774 |  | 6658 | 528.4204 | 499.6636 | 496.8193 |  | 6658 | 0.0115% | 0.01061% | 0.01029% | 0.01274% | 0.01162% | 0.01233% |  | 6658 | 0.01061% | 0.01029% | 6658 | 2862 | 0.01045% | 1238 | 0.01049% | 0.01047% |  | 6658 | 0.01162% | 0.01233% | 0.01198% |  | 6658 | 553 | 0.01047% | 0.009364%
| Oct | 5 | 11 | 6659 | 529.595 | 512.6191 | 515.7016 | 0.0113% | 0.01044% | 0.01025% | 0.01048% | 8159 | 0.01054% | 0.01051% |  | 11.6535 | 23.1584 | 24.6771 |  | 6659 | 517.9415 | 489.4607 | 491.0245 |  | 6659 | 0.01127% | 0.01039% | 0.01017% | 0.01274% | 0.01162% | 0.01233% |  | 6659 | 0.01039% | 0.01017% | 6659 | 783 | 0.01045% | 7196 | 0.01049% | 0.01047% |  | 6659 | 0.01162% | 0.01233% | 0.01198% |  | 6659 | 8159 | 0.01047% | 0.01146%
| Oct | 5 | 12 | 6660 | 525.8008 | 500.6191 | 509.6907 | 0.01122% | 0.01019% | 0.01013% | 0.01048% | 6577 | 0.01054% | 0.01051% |  | 11.6546 | 23.1581 | 24.6767 |  | 6660 | 514.1462 | 477.461 | 485.014 |  | 6660 | 0.01119% | 0.01013% | 0.01004% | 0.01274% | 0.01162% | 0.01233% |  | 6660 | 0.01013% | 0.01004% | 6660 | 3312 | 0.01045% | 6442 | 0.01049% | 0.01047% |  | 6660 | 0.01162% | 0.01233% | 0.01198% |  | 6660 | 6577 | 0.01047% | 0.01199%
| Oct | 5 | 13 | 6661 | 530.2826 | 493.8045 | 510.3003 | 0.01132% | 0.01006% | 0.01015% | 0.01048% | 7071 | 0.01054% | 0.01051% |  | 11.6557 | 23.1578 | 24.6764 |  | 6661 | 518.6269 | 470.6468 | 485.6239 |  | 6661 | 0.01129% | 0.009989% | 0.01006% | 0.01274% | 0.01162% | 0.01233% |  | 6661 | 0.009989% | 0.01006% | 6661 | 2603 | 0.01045% | 2826 | 0.01049% | 0.01047% |  | 6661 | 0.01162% | 0.01233% | 0.01198% |  | 6661 | 7071 | 0.01047% | 0.01192%
| Oct | 5 | 14 | 6662 | 529.402 | 489.1591 | 508.1716 | 0.0113% | 0.009961% | 0.0101% | 0.01048% | 7860 | 0.01054% | 0.01051% |  | 11.6568 | 23.1575 | 24.6761 |  | 6662 | 517.7452 | 466.0016 | 483.4956 |  | 6662 | 0.01127% | 0.009891% | 0.01001% | 0.01274% | 0.01162% | 0.01233% |  | 6662 | 0.009891% | 0.01001% | 6662 | 6729 | 0.01045% | 3491 | 0.01049% | 0.01047% |  | 6662 | 0.01162% | 0.01233% | 0.01198% |  | 6662 | 7860 | 0.01047% | 0.01166%
| Oct | 5 | 15 | 6663 | 533.1769 | 494.3724 | 508.3592 | 0.01138% | 0.01007% | 0.01011% | 0.01048% | 795 | 0.01054% | 0.01051% |  | 11.6579 | 23.1571 | 24.6757 |  | 6663 | 521.519 | 471.2153 | 483.6834 |  | 6663 | 0.01135% | 0.01% | 0.01002% | 0.01274% | 0.01162% | 0.01233% |  | 6663 | 0.01% | 0.01002% | 6663 | 6508 | 0.01045% | 8550 | 0.01049% | 0.01047% |  | 6663 | 0.01162% | 0.01233% | 0.01198% |  | 6663 | 795 | 0.01047% | 0.009524%
| Oct | 5 | 16 | 6664 | 534.4682 | 500.2188 | 505.2553 | 0.01141% | 0.01019% | 0.01005% | 0.01048% | 7362 | 0.01054% | 0.01051% |  | 11.659 | 23.1568 | 24.6754 |  | 6664 | 522.8092 | 477.062 | 480.5799 |  | 6664 | 0.01138% | 0.01013% | 0.009952% | 0.01274% | 0.01162% | 0.01233% |  | 6664 | 0.01013% | 0.009952% | 6664 | 7870 | 0.01045% | 7518 | 0.01049% | 0.01047% |  | 6664 | 0.01162% | 0.01233% | 0.01198% |  | 6664 | 7362 | 0.01047% | 0.01186%
| Oct | 5 | 17 | 6665 | 534.1762 | 508.0947 | 507.7028 | 0.0114% | 0.01035% | 0.0101% | 0.01048% | 640 | 0.01054% | 0.01051% |  | 11.6601 | 23.1565 | 24.6751 |  | 6665 | 522.5161 | 484.9382 | 483.0277 |  | 6665 | 0.01137% | 0.01029% | 0.01% | 0.01274% | 0.01162% | 0.01233% |  | 6665 | 0.01029% | 0.01% | 6665 | 3508 | 0.01044% | 7123 | 0.01049% | 0.01047% |  | 6665 | 0.01162% | 0.01233% | 0.01198% |  | 6665 | 640 | 0.01047% | 0.009418%
| Oct | 5 | 18 | 6666 | 537.2459 | 511.2506 | 508.2185 | 0.01147% | 0.01041% | 0.01011% | 0.01048% | 1928 | 0.01054% | 0.01051% |  | 11.6612 | 23.1562 | 24.6748 |  | 6666 | 525.5847 | 488.0944 | 483.5438 |  | 6666 | 0.01144% | 0.01036% | 0.01001% | 0.01275% | 0.01162% | 0.01233% |  | 6666 | 0.01036% | 0.01001% | 6666 | 6727 | 0.01044% | 3459 | 0.01049% | 0.01047% |  | 6666 | 0.01162% | 0.01233% | 0.01198% |  | 6666 | 1928 | 0.01047% | 0.01046%
| Oct | 5 | 19 | 6667 | 545.7278 | 513.7735 | 512.0538 | 0.01165% | 0.01046% | 0.01018% | 0.01048% | 794 | 0.01054% | 0.01051% |  | 11.6623 | 23.1559 | 24.6744 |  | 6667 | 534.0655 | 490.6176 | 487.3794 |  | 6667 | 0.01163% | 0.01041% | 0.01009% | 0.01275% | 0.01162% | 0.01233% |  | 6667 | 0.01041% | 0.01009% | 6667 | 2468 | 0.01044% | 7170 | 0.01049% | 0.01047% |  | 6667 | 0.01162% | 0.01233% | 0.01198% |  | 6667 | 794 | 0.01047% | 0.009523%
| Oct | 5 | 20 | 6668 | 539.8348 | 511.4647 | 510.9754 | 0.01152% | 0.01042% | 0.01016% | 0.01047% | 2045 | 0.01054% | 0.01051% |  | 11.6634 | 23.1555 | 24.6741 |  | 6668 | 528.1715 | 488.3092 | 486.3013 |  | 6668 | 0.0115% | 0.01036% | 0.01007% | 0.01275% | 0.01162% | 0.01233% |  | 6668 | 0.01036% | 0.01007% | 6668 | 8475 | 0.01044% | 6678 | 0.01049% | 0.01047% |  | 6668 | 0.01162% | 0.01233% | 0.01198% |  | 6668 | 2045 | 0.01047% | 0.01056%
| Oct | 5 | 21 | 6669 | 525.4662 | 507.4895 | 503.6706 | 0.01121% | 0.01033% | 0.01002% | 0.01047% | 3534 | 0.01053% | 0.0105% |  | 11.6645 | 23.1552 | 24.6738 |  | 6669 | 513.8017 | 484.3343 | 478.9968 |  | 6669 | 0.01118% | 0.01028% | 0.009919% | 0.01275% | 0.01162% | 0.01233% |  | 6669 | 0.01028% | 0.009919% | 6669 | 1429 | 0.01044% | 6425 | 0.01049% | 0.01047% |  | 6669 | 0.01162% | 0.01233% | 0.01198% |  | 6669 | 3534 | 0.01047% | 0.01211%
| Oct | 5 | 22 | 6670 | 510.5431 | 493.246 | 500.8292 | 0.0109% | 0.01004% | 0.009959% | 0.01047% | 5379 | 0.01053% | 0.0105% |  | 11.6656 | 23.1549 | 24.6735 |  | 6670 | 498.8775 | 470.0911 | 476.1558 |  | 6670 | 0.01086% | 0.009978% | 0.00986% | 0.01275% | 0.01162% | 0.01233% |  | 6670 | 0.009978% | 0.00986% | 6670 | 2385 | 0.01044% | 6324 | 0.01049% | 0.01047% |  | 6670 | 0.01162% | 0.01233% | 0.01198% |  | 6670 | 5379 | 0.01047% | 0.01249%
| Oct | 5 | 23 | 6671 | 502.6626 | 483.7875 | 496.1125 | 0.01073% | 0.009852% | 0.009865% | 0.01047% | 2407 | 0.01053% | 0.0105% |  | 11.6667 | 23.1546 | 24.6731 |  | 6671 | 490.9959 | 460.6329 | 471.4393 |  | 6671 | 0.01069% | 0.009777% | 0.009763% | 0.01275% | 0.01162% | 0.01233% |  | 6671 | 0.009777% | 0.009763% | 6671 | 8707 | 0.01044% | 8530 | 0.01049% | 0.01046% |  | 6671 | 0.01162% | 0.01233% | 0.01198% |  | 6671 | 2407 | 0.01046% | 0.01091%
| Oct | 6 | 0 | 6672 | 492.4596 | 477.0567 | 492.7648 | 0.01051% | 0.009715% | 0.009798% | 0.01047% | 6048 | 0.01053% | 0.0105% |  | 11.6678 | 23.1542 | 24.6728 |  | 6672 | 480.7919 | 453.9025 | 468.092 |  | 6672 | 0.01047% | 0.009634% | 0.009693% | 0.01275% | 0.01162% | 0.01233% |  | 6672 | 0.009634% | 0.009693% | 6672 | 3318 | 0.01044% | 7140 | 0.01049% | 0.01046% |  | 6672 | 0.01162% | 0.01233% | 0.01197% |  | 6672 | 6048 | 0.01046% | 0.01214%
| Oct | 6 | 1 | 6673 | 491.23 | 473.7798 | 492.5866 | 0.01048% | 0.009648% | 0.009795% | 0.01047% | 112 | 0.01053% | 0.0105% |  | 11.6688 | 23.1539 | 24.6725 |  | 6673 | 479.5611 | 450.6259 | 467.9141 |  | 6673 | 0.01044% | 0.009564% | 0.00969% | 0.01275% | 0.01162% | 0.01233% |  | 6673 | 0.009564% | 0.00969% | 6673 | 699 | 0.01044% | 8486 | 0.01049% | 0.01046% |  | 6673 | 0.01162% | 0.01233% | 0.01197% |  | 6673 | 112 | 0.01046% | 0.009161%
| Oct | 6 | 2 | 6674 | 495.9787 | 475.4834 | 495.306 | 0.01059% | 0.009682% | 0.009849% | 0.01047% | 8734 | 0.01053% | 0.0105% |  | 11.6699 | 23.1536 | 24.6722 |  | 6674 | 484.3087 | 452.3298 | 470.6339 |  | 6674 | 0.01054% | 0.009601% | 0.009746% | 0.01276% | 0.01162% | 0.01233% |  | 6674 | 0.009601% | 0.009746% | 6674 | 7848 | 0.01044% | 7419 | 0.01049% | 0.01046% |  | 6674 | 0.01162% | 0.01233% | 0.01197% |  | 6674 | 8734 | 0.01046% | 0.011%
| Oct | 6 | 3 | 6675 | 498.5751 | 478.1087 | 500.1635 | 0.01064% | 0.009736% | 0.009946% | 0.01047% | 409 | 0.01053% | 0.0105% |  | 11.671 | 23.1533 | 24.6719 |  | 6675 | 486.904 | 454.9554 | 475.4916 |  | 6675 | 0.0106% | 0.009656% | 0.009847% | 0.01276% | 0.01162% | 0.01233% |  | 6675 | 0.009656% | 0.009847% | 6675 | 2930 | 0.01044% | 7984 | 0.01049% | 0.01046% |  | 6675 | 0.01162% | 0.01233% | 0.01197% |  | 6675 | 409 | 0.01046% | 0.009282%
| Oct | 6 | 4 | 6676 | 508.2672 | 479.9706 | 506.1086 | 0.01085% | 0.009774% | 0.01006% | 0.01047% | 8529 | 0.01053% | 0.0105% |  | 11.6721 | 23.153 | 24.6716 |  | 6676 | 496.5951 | 456.8176 | 481.4371 |  | 6676 | 0.01081% | 0.009696% | 0.00997% | 0.01276% | 0.01162% | 0.01233% |  | 6676 | 0.009696% | 0.00997% | 6676 | 7147 | 0.01044% | 7532 | 0.01049% | 0.01046% |  | 6676 | 0.01162% | 0.01233% | 0.01197% |  | 6676 | 8529 | 0.01046% | 0.01116%
| Oct | 6 | 5 | 6677 | 527.5543 | 484.2623 | 518.0552 | 0.01126% | 0.009861% | 0.0103% | 0.01047% | 7367 | 0.01053% | 0.0105% |  | 11.6732 | 23.1526 | 24.6713 |  | 6677 | 515.8811 | 461.1097 | 493.384 |  | 6677 | 0.01123% | 0.009787% | 0.01022% | 0.01276% | 0.01162% | 0.01233% |  | 6677 | 0.009787% | 0.01022% | 6677 | 2050 | 0.01044% | 8539 | 0.01049% | 0.01046% |  | 6677 | 0.01162% | 0.01233% | 0.01197% |  | 6677 | 7367 | 0.01046% | 0.01186%
| Oct | 6 | 6 | 6678 | 552.9874 | 488.5167 | 531.1271 | 0.0118% | 0.009948% | 0.01056% | 0.01047% | 2761 | 0.01053% | 0.0105% |  | 11.6743 | 23.1523 | 24.6709 |  | 6678 | 541.3131 | 465.3644 | 506.4562 |  | 6678 | 0.01178% | 0.009877% | 0.01049% | 0.01276% | 0.01162% | 0.01233% |  | 6678 | 0.009877% | 0.01049% | 6678 | 3151 | 0.01044% | 5349 | 0.01049% | 0.01046% |  | 6678 | 0.01162% | 0.01233% | 0.01197% |  | 6678 | 2761 | 0.01046% | 0.01129%
| Oct | 6 | 7 | 6679 | 554.1871 | 495.6106 | 538.9009 | 0.01183% | 0.01009% | 0.01072% | 0.01047% | 1776 | 0.01053% | 0.0105% |  | 11.6754 | 23.152 | 24.6706 |  | 6679 | 542.5117 | 472.4586 | 514.2302 |  | 6679 | 0.01181% | 0.01003% | 0.01065% | 0.01276% | 0.01162% | 0.01233% |  | 6679 | 0.01003% | 0.01065% | 6679 | 3346 | 0.01044% | 3004 | 0.01048% | 0.01046% |  | 6679 | 0.01162% | 0.01233% | 0.01197% |  | 6679 | 1776 | 0.01046% | 0.01033%
| Oct | 6 | 8 | 6680 | 547.2184 | 503.1048 | 539.8292 | 0.01168% | 0.01024% | 0.01073% | 0.01047% | 6489 | 0.01053% | 0.0105% |  | 11.6765 | 23.1517 | 24.6703 |  | 6680 | 535.542 | 479.9531 | 515.1589 |  | 6680 | 0.01166% | 0.01019% | 0.01067% | 0.01276% | 0.01162% | 0.01233% |  | 6680 | 0.01019% | 0.01067% | 6680 | 3509 | 0.01044% | 7875 | 0.01048% | 0.01046% |  | 6680 | 0.01162% | 0.01233% | 0.01197% |  | 6680 | 6489 | 0.01046% | 0.01201%
| Oct | 6 | 9 | 6681 | 540.1509 | 499.9581 | 528.117 | 0.01153% | 0.01018% | 0.0105% | 0.01047% | 7746 | 0.01053% | 0.0105% |  | 11.6776 | 23.1514 | 24.67 |  | 6681 | 528.4733 | 476.8068 | 503.447 |  | 6681 | 0.0115% | 0.01012% | 0.01043% | 0.01276% | 0.01162% | 0.01233% |  | 6681 | 0.01012% | 0.01043% | 6681 | 6024 | 0.01044% | 6657 | 0.01048% | 0.01046% |  | 6681 | 0.01162% | 0.01233% | 0.01197% |  | 6681 | 7746 | 0.01046% | 0.01172%
| Oct | 6 | 10 | 6682 | 531.9879 | 494.6796 | 518.8804 | 0.01135% | 0.01007% | 0.01032% | 0.01047% | 7122 | 0.01053% | 0.0105% |  | 11.6787 | 23.151 | 24.6697 |  | 6682 | 520.3092 | 471.5286 | 494.2107 |  | 6682 | 0.01133% | 0.01001% | 0.01023% | 0.01276% | 0.01162% | 0.01233% |  | 6682 | 0.01001% | 0.01023% | 6682 | 2532 | 0.01044% | 6552 | 0.01048% | 0.01046% |  | 6682 | 0.01162% | 0.01233% | 0.01197% |  | 6682 | 7122 | 0.01046% | 0.01191%
| Oct | 6 | 11 | 6683 | 527.1576 | 489.1405 | 516.3298 | 0.01125% | 0.009961% | 0.01027% | 0.01047% | 8694 | 0.01053% | 0.0105% |  | 11.6798 | 23.1507 | 24.6694 |  | 6683 | 515.4778 | 465.9898 | 491.6604 |  | 6683 | 0.01122% | 0.009891% | 0.01018% | 0.01277% | 0.01162% | 0.01233% |  | 6683 | 0.009891% | 0.01018% | 6683 | 2357 | 0.01044% | 7872 | 0.01048% | 0.01046% |  | 6683 | 0.01162% | 0.01233% | 0.01197% |  | 6683 | 8694 | 0.01046% | 0.01103%
| Oct | 6 | 12 | 6684 | 524.8737 | 481.637 | 513.2166 | 0.0112% | 0.009808% | 0.01021% | 0.01047% | 137 | 0.01053% | 0.0105% |  | 11.6809 | 23.1504 | 24.6691 |  | 6684 | 513.1929 | 458.4866 | 488.5475 |  | 6684 | 0.01117% | 0.009731% | 0.01012% | 0.01277% | 0.01162% | 0.01233% |  | 6684 | 0.009731% | 0.01012% | 6684 | 1635 | 0.01044% | 7441 | 0.01048% | 0.01046% |  | 6684 | 0.01162% | 0.01233% | 0.01197% |  | 6684 | 137 | 0.01046% | 0.009169%
| Oct | 6 | 13 | 6685 | 525.911 | 476.6285 | 510.2909 | 0.01122% | 0.009706% | 0.01015% | 0.01047% | 8629 | 0.01053% | 0.0105% |  | 11.682 | 23.1501 | 24.6688 |  | 6685 | 514.2291 | 453.4784 | 485.6221 |  | 6685 | 0.01119% | 0.009625% | 0.01006% | 0.01277% | 0.01162% | 0.01233% |  | 6685 | 0.009625% | 0.01006% | 6685 | 1467 | 0.01044% | 7534 | 0.01048% | 0.01046% |  | 6685 | 0.01162% | 0.01233% | 0.01197% |  | 6685 | 8629 | 0.01046% | 0.01108%
| Oct | 6 | 14 | 6686 | 524.4213 | 471.471 | 506.4931 | 0.01119% | 0.009601% | 0.01007% | 0.01047% | 3343 | 0.01053% | 0.0105% |  | 11.683 | 23.1497 | 24.6685 |  | 6686 | 512.7383 | 448.3213 | 481.8246 |  | 6686 | 0.01116% | 0.009516% | 0.009978% | 0.01277% | 0.01162% | 0.01233% |  | 6686 | 0.009516% | 0.009978% | 6686 | 6200 | 0.01044% | 456 | 0.01048% | 0.01046% |  | 6686 | 0.01162% | 0.01233% | 0.01197% |  | 6686 | 3343 | 0.01046% | 0.01192%
| Oct | 6 | 15 | 6687 | 523.3685 | 469.2554 | 505.5554 | 0.01117% | 0.009556% | 0.01005% | 0.01047% | 6598 | 0.01053% | 0.0105% |  | 11.6841 | 23.1494 | 24.6682 |  | 6687 | 511.6843 | 446.1059 | 480.8872 |  | 6687 | 0.01114% | 0.009469% | 0.009958% | 0.01277% | 0.01162% | 0.01233% |  | 6687 | 0.009469% | 0.009958% | 6687 | 1428 | 0.01044% | 7341 | 0.01048% | 0.01046% |  | 6687 | 0.01162% | 0.01233% | 0.01197% |  | 6687 | 6598 | 0.01046% | 0.01199%
| Oct | 6 | 16 | 6688 | 523.1599 | 468.4361 | 506.8307 | 0.01117% | 0.009539% | 0.01008% | 0.01047% | 7478 | 0.01053% | 0.0105% |  | 11.6852 | 23.1491 | 24.6679 |  | 6688 | 511.4747 | 445.287 | 482.1628 |  | 6688 | 0.01113% | 0.009451% | 0.009985% | 0.01277% | 0.01162% | 0.01233% |  | 6688 | 0.009451% | 0.009985% | 6688 | 6742 | 0.01044% | 5381 | 0.01048% | 0.01046% |  | 6688 | 0.01162% | 0.01233% | 0.01197% |  | 6688 | 7478 | 0.01046% | 0.01183%
| Oct | 6 | 17 | 6689 | 525.2264 | 470.1305 | 509.4751 | 0.01121% | 0.009573% | 0.01013% | 0.01047% | 6051 | 0.01052% | 0.0105% |  | 11.6863 | 23.1488 | 24.6676 |  | 6689 | 513.5401 | 446.9817 | 484.8075 |  | 6689 | 0.01118% | 0.009487% | 0.01004% | 0.01277% | 0.01162% | 0.01233% |  | 6689 | 0.009487% | 0.01004% | 6689 | 899 | 0.01044% | 7750 | 0.01048% | 0.01046% |  | 6689 | 0.01162% | 0.01233% | 0.01197% |  | 6689 | 6051 | 0.01046% | 0.01214%
| Oct | 6 | 18 | 6690 | 524.8348 | 473.3422 | 515.5234 | 0.0112% | 0.009639% | 0.01025% | 0.01047% | 7874 | 0.01052% | 0.0105% |  | 11.6874 | 23.1485 | 24.6673 |  | 6690 | 513.1474 | 450.1938 | 490.8561 |  | 6690 | 0.01117% | 0.009555% | 0.01016% | 0.01277% | 0.01162% | 0.01233% |  | 6690 | 0.009555% | 0.01016% | 6690 | 2277 | 0.01044% | 7718 | 0.01048% | 0.01046% |  | 6690 | 0.01162% | 0.01233% | 0.01197% |  | 6690 | 7874 | 0.01046% | 0.01165%
| Oct | 6 | 19 | 6691 | 523.5894 | 476.3585 | 522.6876 | 0.01117% | 0.0097% | 0.01039% | 0.01047% | 1575 | 0.01052% | 0.0105% |  | 11.6885 | 23.1481 | 24.667 |  | 6691 | 511.9009 | 453.2104 | 498.0206 |  | 6691 | 0.01114% | 0.009619% | 0.01031% | 0.01278% | 0.01162% | 0.01233% |  | 6691 | 0.009619% | 0.01031% | 6691 | 2207 | 0.01044% | 1142 | 0.01048% | 0.01046% |  | 6691 | 0.01162% | 0.01233% | 0.01197% |  | 6691 | 1575 | 0.01046% | 0.01017%
| Oct | 6 | 20 | 6692 | 516.8413 | 475.1483 | 521.131 | 0.01103% | 0.009676% | 0.01036% | 0.01047% | 6862 | 0.01052% | 0.0105% |  | 11.6896 | 23.1478 | 24.6667 |  | 6692 | 505.1518 | 452.0005 | 496.4643 |  | 6692 | 0.011% | 0.009594% | 0.01028% | 0.01278% | 0.01161% | 0.01233% |  | 6692 | 0.009594% | 0.01028% | 6692 | 7422 | 0.01044% | 7884 | 0.01048% | 0.01046% |  | 6692 | 0.01161% | 0.01233% | 0.01197% |  | 6692 | 6862 | 0.01046% | 0.01195%
| Oct | 6 | 21 | 6693 | 508.6907 | 472.1134 | 512.6727 | 0.01086% | 0.009614% | 0.01019% | 0.01047% | 7083 | 0.01052% | 0.0105% |  | 11.6907 | 23.1475 | 24.6664 |  | 6693 | 497 | 448.9659 | 488.0063 |  | 6693 | 0.01082% | 0.009529% | 0.01011% | 0.01278% | 0.01161% | 0.01233% |  | 6693 | 0.009529% | 0.01011% | 6693 | 8065 | 0.01044% | 3000 | 0.01048% | 0.01046% |  | 6693 | 0.01161% | 0.01233% | 0.01197% |  | 6693 | 7083 | 0.01046% | 0.01192%
| Oct | 6 | 22 | 6694 | 496.3813 | 464.1072 | 503.633 | 0.01059% | 0.009451% | 0.01001% | 0.01047% | 593 | 0.01052% | 0.01049% |  | 11.6918 | 23.1472 | 24.6661 |  | 6694 | 484.6896 | 440.96 | 478.9669 |  | 6694 | 0.01055% | 0.009359% | 0.009919% | 0.01278% | 0.01161% | 0.01233% |  | 6694 | 0.009359% | 0.009919% | 6694 | 886 | 0.01044% | 8580 | 0.01048% | 0.01046% |  | 6694 | 0.01161% | 0.01233% | 0.01197% |  | 6694 | 593 | 0.01046% | 0.009388%
| Oct | 6 | 23 | 6695 | 486.8286 | 461.3423 | 498.1005 | 0.01039% | 0.009395% | 0.009905% | 0.01047% | 3366 | 0.01052% | 0.01049% |  | 11.6928 | 23.1468 | 24.6658 |  | 6695 | 475.1358 | 438.1954 | 473.4346 |  | 6695 | 0.01034% | 0.009301% | 0.009804% | 0.01278% | 0.01161% | 0.01233% |  | 6695 | 0.009301% | 0.009804% | 6695 | 2169 | 0.01044% | 6591 | 0.01048% | 0.01046% |  | 6695 | 0.01161% | 0.01233% | 0.01197% |  | 6695 | 3366 | 0.01046% | 0.01194%
| Oct | 7 | 0 | 6696 | 477.9403 | 459.2197 | 496.5438 | 0.0102% | 0.009351% | 0.009874% | 0.01047% | 6718 | 0.01052% | 0.01049% |  | 11.6939 | 23.1465 | 24.6655 |  | 6696 | 466.2463 | 436.0732 | 471.8783 |  | 6696 | 0.01015% | 0.009256% | 0.009772% | 0.01278% | 0.01161% | 0.01233% |  | 6696 | 0.009256% | 0.009772% | 6696 | 1157 | 0.01043% | 6886 | 0.01048% | 0.01046% |  | 6696 | 0.01161% | 0.01233% | 0.01197% |  | 6696 | 6718 | 0.01046% | 0.01197%
| Oct | 7 | 1 | 6697 | 477.7994 | 460.011 | 498.7569 | 0.0102% | 0.009367% | 0.009918% | 0.01047% | 7069 | 0.01052% | 0.01049% |  | 11.695 | 23.1462 | 24.6652 |  | 6697 | 466.1044 | 436.8648 | 474.0916 |  | 6697 | 0.01015% | 0.009272% | 0.009818% | 0.01278% | 0.01161% | 0.01233% |  | 6697 | 0.009272% | 0.009818% | 6697 | 1490 | 0.01043% | 7617 | 0.01048% | 0.01046% |  | 6697 | 0.01161% | 0.01233% | 0.01197% |  | 6697 | 7069 | 0.01046% | 0.01192%
| Oct | 7 | 2 | 6698 | 474.6627 | 461.3423 | 503.7549 | 0.01013% | 0.009395% | 0.01002% | 0.01047% | 7440 | 0.01052% | 0.01049% |  | 11.6961 | 23.1459 | 24.665 |  | 6698 | 462.9666 | 438.1964 | 479.09 |  | 6698 | 0.01008% | 0.009301% | 0.009921% | 0.01278% | 0.01161% | 0.01233% |  | 6698 | 0.009301% | 0.009921% | 6698 | 3286 | 0.01043% | 626 | 0.01048% | 0.01046% |  | 6698 | 0.01161% | 0.01233% | 0.01197% |  | 6698 | 7440 | 0.01046% | 0.01184%
| Oct | 7 | 3 | 6699 | 473.5138 | 464.4237 | 508.9499 | 0.01011% | 0.009457% | 0.01012% | 0.01046% | 8540 | 0.01052% | 0.01049% |  | 11.6972 | 23.1455 | 24.6647 |  | 6699 | 461.8166 | 441.2782 | 484.2853 |  | 6699 | 0.01005% | 0.009366% | 0.01003% | 0.01279% | 0.01161% | 0.01233% |  | 6699 | 0.009366% | 0.01003% | 6699 | 5909 | 0.01043% | 1904 | 0.01048% | 0.01046% |  | 6699 | 0.01161% | 0.01233% | 0.01197% |  | 6699 | 8540 | 0.01046% | 0.01115%
| Oct | 7 | 4 | 6700 | 476.5367 | 467.4679 | 516.1798 | 0.01017% | 0.009519% | 0.01026% | 0.01046% | 7453 | 0.01052% | 0.01049% |  | 11.6983 | 23.1452 | 24.6644 |  | 6700 | 464.8385 | 444.3227 | 491.5154 |  | 6700 | 0.01012% | 0.009431% | 0.01018% | 0.01279% | 0.01161% | 0.01233% |  | 6700 | 0.009431% | 0.01018% | 6700 | 2646 | 0.01043% | 458 | 0.01048% | 0.01046% |  | 6700 | 0.01161% | 0.01233% | 0.01197% |  | 6700 | 7453 | 0.01046% | 0.01183%
| Oct | 7 | 5 | 6701 | 484.3954 | 475.772 | 537.2973 | 0.01034% | 0.009688% | 0.01068% | 0.01046% | 7216 | 0.01052% | 0.01049% |  | 11.6994 | 23.1449 | 24.6641 |  | 6701 | 472.696 | 452.6271 | 512.6332 |  | 6701 | 0.01029% | 0.009607% | 0.01062% | 0.01279% | 0.01161% | 0.01233% |  | 6701 | 0.009607% | 0.01062% | 6701 | 8079 | 0.01043% | 3343 | 0.01048% | 0.01046% |  | 6701 | 0.01161% | 0.01233% | 0.01197% |  | 6701 | 7216 | 0.01046% | 0.01189%
| Oct | 7 | 6 | 6702 | 494.2378 | 485.3981 | 560.0184 | 0.01055% | 0.009884% | 0.01114% | 0.01046% | 8742 | 0.01052% | 0.01049% |  | 11.7005 | 23.1446 | 24.6638 |  | 6702 | 482.5374 | 462.2535 | 535.3546 |  | 6702 | 0.0105% | 0.009811% | 0.01109% | 0.01279% | 0.01161% | 0.01233% |  | 6702 | 0.009811% | 0.01109% | 6702 | 3032 | 0.01043% | 5340 | 0.01048% | 0.01046% |  | 6702 | 0.01161% | 0.01233% | 0.01197% |  | 6702 | 8742 | 0.01046% | 0.01099%
| Oct | 7 | 7 | 6703 | 498.8147 | 495.7037 | 570.4459 | 0.01065% | 0.01009% | 0.01134% | 0.01046% | 5858 | 0.01052% | 0.01049% |  | 11.7015 | 23.1443 | 24.6635 |  | 6703 | 487.1132 | 472.5594 | 545.7824 |  | 6703 | 0.0106% | 0.01003% | 0.0113% | 0.01279% | 0.01161% | 0.01233% |  | 6703 | 0.01003% | 0.0113% | 6703 | 6169 | 0.01043% | 7618 | 0.01048% | 0.01045% |  | 6703 | 0.01161% | 0.01233% | 0.01197% |  | 6703 | 5858 | 0.01045% | 0.01223%
| Oct | 7 | 8 | 6704 | 507.5474 | 505.8604 | 555.5548 | 0.01083% | 0.0103% | 0.01105% | 0.01046% | 6642 | 0.01052% | 0.01049% |  | 11.7026 | 23.1439 | 24.6633 |  | 6704 | 495.8448 | 482.7164 | 530.8916 |  | 6704 | 0.01079% | 0.01025% | 0.01099% | 0.01279% | 0.01161% | 0.01233% |  | 6704 | 0.01025% | 0.01099% | 6704 | 7992 | 0.01043% | 6373 | 0.01048% | 0.01045% |  | 6704 | 0.01161% | 0.01233% | 0.01197% |  | 6704 | 6642 | 0.01045% | 0.01198%
| Oct | 7 | 9 | 6705 | 509.0925 | 502.2762 | 549.4034 | 0.01087% | 0.01023% | 0.01092% | 0.01046% | 6863 | 0.01052% | 0.01049% |  | 11.7037 | 23.1436 | 24.663 |  | 6705 | 497.3888 | 479.1326 | 524.7404 |  | 6705 | 0.01083% | 0.01017% | 0.01087% | 0.01279% | 0.01161% | 0.01233% |  | 6705 | 0.01017% | 0.01087% | 6705 | 668 | 0.01043% | 6865 | 0.01048% | 0.01045% |  | 6705 | 0.01161% | 0.01233% | 0.01197% |  | 6705 | 6863 | 0.01045% | 0.01195%
| Oct | 7 | 10 | 6706 | 508.2745 | 493.4973 | 546.5058 | 0.01085% | 0.01005% | 0.01087% | 0.01046% | 7070 | 0.01052% | 0.01049% |  | 11.7048 | 23.1433 | 24.6627 |  | 6706 | 496.5697 | 470.3541 | 521.8431 |  | 6706 | 0.01081% | 0.009983% | 0.01081% | 0.01279% | 0.01161% | 0.01233% |  | 6706 | 0.009983% | 0.01081% | 6706 | 2197 | 0.01043% | 7788 | 0.01048% | 0.01045% |  | 6706 | 0.01161% | 0.01233% | 0.01197% |  | 6706 | 7070 | 0.01045% | 0.01192%
| Oct | 7 | 11 | 6707 | 507.2934 | 483.9923 | 549.741 | 0.01083% | 0.009856% | 0.01093% | 0.01046% | 144 | 0.01052% | 0.01049% |  | 11.7059 | 23.143 | 24.6624 |  | 6707 | 495.5876 | 460.8494 | 525.0785 |  | 6707 | 0.01079% | 0.009781% | 0.01087% | 0.01279% | 0.01161% | 0.01233% |  | 6707 | 0.009781% | 0.01087% | 6707 | 147 | 0.01043% | 3534 | 0.01048% | 0.01045% |  | 6707 | 0.01161% | 0.01233% | 0.01197% |  | 6707 | 144 | 0.01045% | 0.009172%
| Oct | 7 | 12 | 6708 | 507.0168 | 478.4532 | 550.8006 | 0.01082% | 0.009743% | 0.01095% | 0.01046% | 2976 | 0.01052% | 0.01049% |  | 11.707 | 23.1426 | 24.6622 |  | 6708 | 495.3098 | 455.3105 | 526.1384 |  | 6708 | 0.01078% | 0.009664% | 0.0109% | 0.0128% | 0.01161% | 0.01233% |  | 6708 | 0.009664% | 0.0109% | 6708 | 7031 | 0.01043% | 7576 | 0.01048% | 0.01045% |  | 6708 | 0.01161% | 0.01233% | 0.01197% |  | 6708 | 2976 | 0.01045% | 0.01153%
| Oct | 7 | 13 | 6709 | 505.4424 | 476.3213 | 555.6861 | 0.01079% | 0.0097% | 0.01105% | 0.01046% | 1774 | 0.01052% | 0.01049% |  | 11.708 | 23.1423 | 24.6619 |  | 6709 | 493.7343 | 453.179 | 531.0242 |  | 6709 | 0.01075% | 0.009619% | 0.011% | 0.0128% | 0.01161% | 0.01233% |  | 6709 | 0.009619% | 0.011% | 6709 | 1630 | 0.01043% | 7197 | 0.01047% | 0.01045% |  | 6709 | 0.01161% | 0.01233% | 0.01197% |  | 6709 | 1774 | 0.01045% | 0.01033%
| Oct | 7 | 14 | 6710 | 500.8593 | 472.6068 | 563.2067 | 0.01069% | 0.009624% | 0.0112% | 0.01046% | 6427 | 0.01052% | 0.01049% |  | 11.7091 | 23.142 | 24.6616 |  | 6710 | 489.1502 | 449.4648 | 538.5451 |  | 6710 | 0.01065% | 0.00954% | 0.01115% | 0.0128% | 0.01161% | 0.01233% |  | 6710 | 0.00954% | 0.01115% | 6710 | 1809 | 0.01043% | 7173 | 0.01047% | 0.01045% |  | 6710 | 0.01161% | 0.01233% | 0.01197% |  | 6710 | 6427 | 0.01045% | 0.01202%
| Oct | 7 | 15 | 6711 | 500.2442 | 470.6145 | 562.4096 | 0.01068% | 0.009583% | 0.01118% | 0.01046% | 1804 | 0.01052% | 0.01049% |  | 11.7102 | 23.1417 | 24.6613 |  | 6711 | 488.534 | 447.4729 | 537.7483 |  | 6711 | 0.01063% | 0.009498% | 0.01114% | 0.0128% | 0.01161% | 0.01233% |  | 6711 | 0.009498% | 0.01114% | 6711 | 2232 | 0.01043% | 2833 | 0.01047% | 0.01045% |  | 6711 | 0.01161% | 0.01233% | 0.01197% |  | 6711 | 1804 | 0.01045% | 0.01035%
| Oct | 7 | 16 | 6712 | 498.3002 | 472.8488 | 559.4089 | 0.01064% | 0.009629% | 0.01112% | 0.01046% | 2094 | 0.01051% | 0.01049% |  | 11.7113 | 23.1413 | 24.6611 |  | 6712 | 486.5889 | 449.7075 | 534.7478 |  | 6712 | 0.01059% | 0.009545% | 0.01107% | 0.0128% | 0.01161% | 0.01233% |  | 6712 | 0.009545% | 0.01107% | 6712 | 7971 | 0.01043% | 2762 | 0.01047% | 0.01045% |  | 6712 | 0.01161% | 0.01233% | 0.01197% |  | 6712 | 2094 | 0.01045% | 0.01061%
| Oct | 7 | 17 | 6713 | 498.354 | 477.8387 | 558.6681 | 0.01064% | 0.00973% | 0.01111% | 0.01046% | 3360 | 0.01051% | 0.01049% |  | 11.7124 | 23.141 | 24.6608 |  | 6713 | 486.6416 | 454.6977 | 534.0073 |  | 6713 | 0.01059% | 0.009651% | 0.01106% | 0.0128% | 0.01161% | 0.01233% |  | 6713 | 0.009651% | 0.01106% | 6713 | 325 | 0.01043% | 3366 | 0.01047% | 0.01045% |  | 6713 | 0.01161% | 0.01233% | 0.01197% |  | 6713 | 3360 | 0.01045% | 0.01194%
| Oct | 7 | 18 | 6714 | 500.0001 | 484.4112 | 564.6695 | 0.01067% | 0.009864% | 0.01123% | 0.01046% | 5860 | 0.01051% | 0.01049% |  | 11.7135 | 23.1407 | 24.6605 |  | 6714 | 488.2866 | 461.2706 | 540.009 |  | 6714 | 0.01063% | 0.00979% | 0.01118% | 0.0128% | 0.01161% | 0.01233% |  | 6714 | 0.00979% | 0.01118% | 6714 | 2315 | 0.01043% | 2784 | 0.01047% | 0.01045% |  | 6714 | 0.01161% | 0.01233% | 0.01197% |  | 6714 | 5860 | 0.01045% | 0.01223%
| Oct | 7 | 19 | 6715 | 503.7067 | 490.3321 | 567.7265 | 0.01075% | 0.009985% | 0.01129% | 0.01046% | 6121 | 0.01051% | 0.01049% |  | 11.7146 | 23.1404 | 24.6603 |  | 6715 | 491.9922 | 467.1917 | 543.0663 |  | 6715 | 0.01071% | 0.009916% | 0.01125% | 0.0128% | 0.01161% | 0.01233% |  | 6715 | 0.009916% | 0.01125% | 6715 | 6173 | 0.01043% | 77 | 0.01047% | 0.01045% |  | 6715 | 0.01161% | 0.01233% | 0.01197% |  | 6715 | 6121 | 0.01045% | 0.01211%
| Oct | 7 | 20 | 6716 | 499.6055 | 489.3825 | 558.9307 | 0.01066% | 0.009966% | 0.01111% | 0.01046% | 6075 | 0.01051% | 0.01049% |  | 11.7156 | 23.14 | 24.66 |  | 6716 | 487.8899 | 466.2425 | 534.2707 |  | 6716 | 0.01062% | 0.009896% | 0.01106% | 0.01281% | 0.01161% | 0.01233% |  | 6716 | 0.009896% | 0.01106% | 6716 | 6734 | 0.01043% | 688 | 0.01047% | 0.01045% |  | 6716 | 0.01161% | 0.01233% | 0.01197% |  | 6716 | 6075 | 0.01045% | 0.01213%
| Oct | 7 | 21 | 6717 | 493.6839 | 483.5455 | 546.2339 | 0.01054% | 0.009847% | 0.01086% | 0.01046% | 89 | 0.01051% | 0.01049% |  | 11.7167 | 23.1397 | 24.6597 |  | 6717 | 481.9672 | 460.4058 | 521.5741 |  | 6717 | 0.01049% | 0.009772% | 0.0108% | 0.01281% | 0.01161% | 0.01233% |  | 6717 | 0.009772% | 0.0108% | 6717 | 217 | 0.01043% | 6261 | 0.01047% | 0.01045% |  | 6717 | 0.01161% | 0.01233% | 0.01197% |  | 6717 | 89 | 0.01045% | 0.009153%
| Oct | 7 | 22 | 6718 | 484.6819 | 474.0498 | 529.0923 | 0.01034% | 0.009653% | 0.01052% | 0.01046% | 8574 | 0.01051% | 0.01048% |  | 11.7178 | 23.1394 | 24.6595 |  | 6718 | 472.9641 | 450.9104 | 504.4328 |  | 6718 | 0.0103% | 0.00957% | 0.01045% | 0.01281% | 0.01161% | 0.01233% |  | 6718 | 0.00957% | 0.01045% | 6718 | 7839 | 0.01043% | 7340 | 0.01047% | 0.01045% |  | 6718 | 0.01161% | 0.01233% | 0.01197% |  | 6718 | 8574 | 0.01045% | 0.01113%
| Oct | 7 | 23 | 6719 | 478.8088 | 465.8388 | 518.3647 | 0.01022% | 0.009486% | 0.01031% | 0.01046% | 7531 | 0.01051% | 0.01048% |  | 11.7189 | 23.1391 | 24.6592 |  | 6719 | 467.09 | 442.6997 | 493.7055 |  | 6719 | 0.01017% | 0.009396% | 0.01022% | 0.01281% | 0.01161% | 0.01232% |  | 6719 | 0.009396% | 0.01022% | 6719 | 2450 | 0.01043% | 7369 | 0.01047% | 0.01045% |  | 6719 | 0.01161% | 0.01232% | 0.01197% |  | 6719 | 7531 | 0.01045% | 0.01181%
| Oct | 8 | 0 | 6720 | 475.1826 | 459.8621 | 513.9574 | 0.01014% | 0.009364% | 0.01022% | 0.01046% | 6526 | 0.01051% | 0.01048% |  | 11.72 | 23.1387 | 24.6589 |  | 6720 | 463.4627 | 436.7233 | 489.2984 |  | 6720 | 0.01009% | 0.009269% | 0.01013% | 0.01281% | 0.01161% | 0.01232% |  | 6720 | 0.009269% | 0.01013% | 6720 | 2418 | 0.01043% | 6643 | 0.01047% | 0.01045% |  | 6720 | 0.01161% | 0.01232% | 0.01197% |  | 6720 | 6526 | 0.01045% | 0.012%
| Oct | 8 | 1 | 6721 | 476.1767 | 460.1972 | 510.7973 | 0.01016% | 0.009371% | 0.01016% | 0.01045% | 6590 | 0.01051% | 0.01048% |  | 11.721 | 23.1384 | 24.6587 |  | 6721 | 464.4556 | 437.0588 | 486.1386 |  | 6721 | 0.01011% | 0.009277% | 0.01007% | 0.01281% | 0.01161% | 0.01232% |  | 6721 | 0.009277% | 0.01007% | 6721 | 1945 | 0.01043% | 119 | 0.01047% | 0.01045% |  | 6721 | 0.01161% | 0.01232% | 0.01197% |  | 6721 | 6590 | 0.01045% | 0.01199%
| Oct | 8 | 2 | 6722 | 474.6015 | 460.3368 | 513.8074 | 0.01013% | 0.009374% | 0.01022% | 0.01045% | 639 | 0.01051% | 0.01048% |  | 11.7221 | 23.1381 | 24.6584 |  | 6722 | 462.8793 | 437.1988 | 489.1489 |  | 6722 | 0.01008% | 0.009279% | 0.01013% | 0.01281% | 0.01161% | 0.01232% |  | 6722 | 0.009279% | 0.01013% | 6722 | 6336 | 0.01043% | 8159 | 0.01047% | 0.01045% |  | 6722 | 0.01161% | 0.01232% | 0.01197% |  | 6722 | 639 | 0.01045% | 0.009418%
| Oct | 8 | 3 | 6723 | 475.6194 | 465.1871 | 520.4746 | 0.01015% | 0.009473% | 0.01035% | 0.01045% | 7586 | 0.01051% | 0.01048% |  | 11.7232 | 23.1378 | 24.6582 |  | 6723 | 463.8962 | 442.0493 | 495.8164 |  | 6723 | 0.0101% | 0.009382% | 0.01027% | 0.01281% | 0.01161% | 0.01232% |  | 6723 | 0.009382% | 0.01027% | 6723 | 8066 | 0.01043% | 2722 | 0.01047% | 0.01045% |  | 6723 | 0.01161% | 0.01232% | 0.01197% |  | 6723 | 7586 | 0.01045% | 0.01179%
| Oct | 8 | 4 | 6724 | 480.2172 | 467.8217 | 523.5128 | 0.01025% | 0.009526% | 0.01041% | 0.01045% | 6199 | 0.01051% | 0.01048% |  | 11.7243 | 23.1374 | 24.6579 |  | 6724 | 468.4929 | 444.6843 | 498.8549 |  | 6724 | 0.0102% | 0.009438% | 0.01033% | 0.01281% | 0.01161% | 0.01232% |  | 6724 | 0.009438% | 0.01033% | 6724 | 1325 | 0.01043% | 2980 | 0.01047% | 0.01045% |  | 6724 | 0.01161% | 0.01232% | 0.01197% |  | 6724 | 6199 | 0.01045% | 0.01208%
| Oct | 8 | 5 | 6725 | 487.402 | 483.8154 | 541.1608 | 0.0104% | 0.009852% | 0.01076% | 0.01045% | 7479 | 0.01051% | 0.01048% |  | 11.7254 | 23.1371 | 24.6577 |  | 6725 | 475.6767 | 460.6783 | 516.5031 |  | 6725 | 0.01035% | 0.009778% | 0.0107% | 0.01282% | 0.01161% | 0.01232% |  | 6725 | 0.009778% | 0.0107% | 6725 | 168 | 0.01042% | 2001 | 0.01047% | 0.01045% |  | 6725 | 0.01161% | 0.01232% | 0.01197% |  | 6725 | 7479 | 0.01045% | 0.01183%
| Oct | 8 | 6 | 6726 | 497.341 | 504.0543 | 565.4572 | 0.01061% | 0.01026% | 0.01124% | 0.01045% | 2719 | 0.01051% | 0.01048% |  | 11.7265 | 23.1368 | 24.6574 |  | 6726 | 485.6145 | 480.9175 | 540.7998 |  | 6726 | 0.01057% | 0.01021% | 0.0112% | 0.01282% | 0.01161% | 0.01232% |  | 6726 | 0.01021% | 0.0112% | 6726 | 1957 | 0.01042% | 6164 | 0.01047% | 0.01045% |  | 6726 | 0.01161% | 0.01232% | 0.01197% |  | 6726 | 2719 | 0.01045% | 0.01125%
| Oct | 8 | 7 | 6727 | 500.4453 | 515.235 | 575.1252 | 0.01068% | 0.01049% | 0.01144% | 0.01045% | 5380 | 0.01051% | 0.01048% |  | 11.7275 | 23.1365 | 24.6571 |  | 6727 | 488.7178 | 492.0986 | 550.468 |  | 6727 | 0.01064% | 0.01044% | 0.0114% | 0.01282% | 0.01161% | 0.01232% |  | 6727 | 0.01044% | 0.0114% | 6727 | 2019 | 0.01042% | 7480 | 0.01047% | 0.01045% |  | 6727 | 0.01161% | 0.01232% | 0.01197% |  | 6727 | 5380 | 0.01045% | 0.01249%
| Oct | 8 | 8 | 6728 | 501.5447 | 515.9146 | 574.2343 | 0.0107% | 0.01051% | 0.01142% | 0.01045% | 6831 | 0.01051% | 0.01048% |  | 11.7286 | 23.1361 | 24.6569 |  | 6728 | 489.8161 | 492.7785 | 549.5774 |  | 6728 | 0.01066% | 0.01046% | 0.01138% | 0.01282% | 0.01161% | 0.01232% |  | 6728 | 0.01046% | 0.01138% | 6728 | 6546 | 0.01042% | 6372 | 0.01047% | 0.01045% |  | 6728 | 0.01161% | 0.01232% | 0.01197% |  | 6728 | 6831 | 0.01045% | 0.01195%
| Oct | 8 | 9 | 6729 | 500.7462 | 515.3002 | 571.5524 | 0.01069% | 0.01049% | 0.01137% | 0.01045% | 3004 | 0.01051% | 0.01048% |  | 11.7297 | 23.1358 | 24.6566 |  | 6729 | 489.0166 | 492.1644 | 546.8958 |  | 6729 | 0.01064% | 0.01045% | 0.01133% | 0.01282% | 0.01161% | 0.01232% |  | 6729 | 0.01045% | 0.01133% | 6729 | 2233 | 0.01042% | 7860 | 0.01047% | 0.01044% |  | 6729 | 0.01161% | 0.01232% | 0.01197% |  | 6729 | 3004 | 0.01044% | 0.01156%
| Oct | 8 | 10 | 6730 | 494.4065 | 518.2234 | 569.255 | 0.01055% | 0.01055% | 0.01132% | 0.01045% | 7068 | 0.01051% | 0.01048% |  | 11.7308 | 23.1355 | 24.6564 |  | 6730 | 482.6757 | 495.0879 | 544.5986 |  | 6730 | 0.01051% | 0.01051% | 0.01128% | 0.01282% | 0.01161% | 0.01232% |  | 6730 | 0.01051% | 0.01128% | 6730 | 6766 | 0.01042% | 1239 | 0.01047% | 0.01044% |  | 6730 | 0.01161% | 0.01232% | 0.01197% |  | 6730 | 7068 | 0.01044% | 0.01192%
| Oct | 8 | 11 | 6731 | 490.0427 | 514.09 | 569.3206 | 0.01046% | 0.01047% | 0.01132% | 0.01045% | 3363 | 0.01051% | 0.01048% |  | 11.7319 | 23.1351 | 24.6562 |  | 6731 | 478.3108 | 490.9548 | 544.6645 |  | 6731 | 0.01041% | 0.01042% | 0.01128% | 0.01282% | 0.01161% | 0.01232% |  | 6731 | 0.01042% | 0.01128% | 6731 | 1464 | 0.01042% | 2825 | 0.01047% | 0.01044% |  | 6731 | 0.01161% | 0.01232% | 0.01197% |  | 6731 | 3363 | 0.01044% | 0.01194%
| Oct | 8 | 12 | 6732 | 487.9006 | 515.9705 | 570.1927 | 0.01041% | 0.01051% | 0.01134% | 0.01045% | 624 | 0.01051% | 0.01048% |  | 11.7329 | 23.1348 | 24.6559 |  | 6732 | 476.1676 | 492.8357 | 545.5368 |  | 6732 | 0.01037% | 0.01046% | 0.0113% | 0.01282% | 0.01161% | 0.01232% |  | 6732 | 0.01046% | 0.0113% | 6732 | 2890 | 0.01042% | 6003 | 0.01047% | 0.01044% |  | 6732 | 0.01161% | 0.01232% | 0.01197% |  | 6732 | 624 | 0.01044% | 0.009408%
| Oct | 8 | 13 | 6733 | 486.6526 | 518.5027 | 574.2343 | 0.01039% | 0.01056% | 0.01142% | 0.01045% | 6857 | 0.01051% | 0.01048% |  | 11.734 | 23.1345 | 24.6557 |  | 6733 | 474.9186 | 495.3682 | 549.5787 |  | 6733 | 0.01034% | 0.01051% | 0.01138% | 0.01283% | 0.01161% | 0.01232% |  | 6733 | 0.01051% | 0.01138% | 6733 | 6731 | 0.01042% | 3360 | 0.01047% | 0.01044% |  | 6733 | 0.01161% | 0.01232% | 0.01197% |  | 6733 | 6857 | 0.01044% | 0.01195%
| Oct | 8 | 14 | 6734 | 484.7099 | 514.4996 | 574.1312 | 0.01035% | 0.01048% | 0.01142% | 0.01045% | 1771 | 0.01051% | 0.01048% |  | 11.7351 | 23.1342 | 24.6554 |  | 6734 | 472.9748 | 491.3654 | 549.4757 |  | 6734 | 0.0103% | 0.01043% | 0.01138% | 0.01283% | 0.01161% | 0.01232% |  | 6734 | 0.01043% | 0.01138% | 6734 | 2606 | 0.01042% | 6096 | 0.01047% | 0.01044% |  | 6734 | 0.01161% | 0.01232% | 0.01197% |  | 6734 | 1771 | 0.01044% | 0.01033%
| Oct | 8 | 15 | 6735 | 483.9461 | 523.4088 | 575.9035 | 0.01033% | 0.01066% | 0.01145% | 0.01045% | 7505 | 0.01051% | 0.01048% |  | 11.7362 | 23.1338 | 24.6552 |  | 6735 | 472.21 | 500.275 | 551.2483 |  | 6735 | 0.01028% | 0.01062% | 0.01142% | 0.01283% | 0.01161% | 0.01232% |  | 6735 | 0.01062% | 0.01142% | 6735 | 1605 | 0.01042% | 8734 | 0.01046% | 0.01044% |  | 6735 | 0.01161% | 0.01232% | 0.01197% |  | 6735 | 7505 | 0.01044% | 0.01182%
| Oct | 8 | 16 | 6736 | 487.2283 | 533.1652 | 577.3382 | 0.0104% | 0.01086% | 0.01148% | 0.01045% | 6371 | 0.01051% | 0.01048% |  | 11.7372 | 23.1335 | 24.6549 |  | 6736 | 475.4911 | 510.0317 | 552.6832 |  | 6736 | 0.01035% | 0.01083% | 0.01145% | 0.01283% | 0.01161% | 0.01232% |  | 6736 | 0.01083% | 0.01145% | 6736 | 2666 | 0.01042% | 6423 | 0.01046% | 0.01044% |  | 6736 | 0.01161% | 0.01232% | 0.01197% |  | 6736 | 6371 | 0.01044% | 0.01204%
| Oct | 8 | 17 | 6737 | 488.774 | 541.7392 | 583.9116 | 0.01043% | 0.01103% | 0.01161% | 0.01045% | 6501 | 0.01051% | 0.01048% |  | 11.7383 | 23.1332 | 24.6547 |  | 6737 | 477.0357 | 518.606 | 559.2569 |  | 6737 | 0.01038% | 0.01101% | 0.01158% | 0.01283% | 0.01161% | 0.01232% |  | 6737 | 0.01101% | 0.01158% | 6737 | 8573 | 0.01042% | 7071 | 0.01046% | 0.01044% |  | 6737 | 0.01161% | 0.01232% | 0.01197% |  | 6737 | 6501 | 0.01044% | 0.01201%
| Oct | 8 | 18 | 6738 | 493.3947 | 551.7749 | 598.5214 | 0.01053% | 0.01124% | 0.0119% | 0.01045% | 6532 | 0.01051% | 0.01048% |  | 11.7394 | 23.1329 | 24.6545 |  | 6738 | 481.6553 | 528.642 | 573.8669 |  | 6738 | 0.01048% | 0.01122% | 0.01188% | 0.01283% | 0.01161% | 0.01232% |  | 6738 | 0.01122% | 0.01188% | 6738 | 660 | 0.01042% | 8529 | 0.01046% | 0.01044% |  | 6738 | 0.01161% | 0.01232% | 0.01196% |  | 6738 | 6532 | 0.01044% | 0.012%
| Oct | 8 | 19 | 6739 | 500.3906 | 551.7842 | 605.9763 | 0.01068% | 0.01124% | 0.01205% | 0.01045% | 589 | 0.01051% | 0.01048% |  | 11.7405 | 23.1325 | 24.6542 |  | 6739 | 488.6501 | 528.6517 | 581.3221 |  | 6739 | 0.01064% | 0.01122% | 0.01204% | 0.01283% | 0.01161% | 0.01232% |  | 6739 | 0.01122% | 0.01204% | 6739 | 2462 | 0.01042% | 7362 | 0.01046% | 0.01044% |  | 6739 | 0.01161% | 0.01232% | 0.01196% |  | 6739 | 589 | 0.01044% | 0.009386%
| Oct | 8 | 20 | 6740 | 499.1227 | 545.3886 | 604.3165 | 0.01065% | 0.01111% | 0.01202% | 0.01045% | 205 | 0.01051% | 0.01048% |  | 11.7416 | 23.1322 | 24.654 |  | 6740 | 487.3811 | 522.2564 | 579.6625 |  | 6740 | 0.01061% | 0.01108% | 0.012% | 0.01283% | 0.01161% | 0.01232% |  | 6740 | 0.01108% | 0.012% | 6740 | 2203 | 0.01042% | 6577 | 0.01046% | 0.01044% |  | 6740 | 0.01161% | 0.01232% | 0.01196% |  | 6740 | 205 | 0.01044% | 0.009194%
| Oct | 8 | 21 | 6741 | 490.8278 | 533.0628 | 595.1174 | 0.01048% | 0.01086% | 0.01183% | 0.01045% | 8537 | 0.0105% | 0.01048% |  | 11.7426 | 23.1319 | 24.6537 |  | 6741 | 479.0852 | 509.9309 | 570.4637 |  | 6741 | 0.01043% | 0.01082% | 0.01181% | 0.01283% | 0.01161% | 0.01232% |  | 6741 | 0.01082% | 0.01181% | 6741 | 1070 | 0.01042% | 6122 | 0.01046% | 0.01044% |  | 6741 | 0.01161% | 0.01232% | 0.01196% |  | 6741 | 8537 | 0.01044% | 0.01116%
| Oct | 8 | 22 | 6742 | 482.4269 | 514.8534 | 581.436 | 0.0103% | 0.01048% | 0.01156% | 0.01045% | 7368 | 0.0105% | 0.01048% |  | 11.7437 | 23.1315 | 24.6535 |  | 6742 | 470.6831 | 491.7218 | 556.7825 |  | 6742 | 0.01025% | 0.01044% | 0.01153% | 0.01284% | 0.01161% | 0.01232% |  | 6742 | 0.01044% | 0.01153% | 6742 | 2605 | 0.01042% | 5378 | 0.01046% | 0.01044% |  | 6742 | 0.01161% | 0.01232% | 0.01196% |  | 6742 | 7368 | 0.01044% | 0.01186%
| Oct | 8 | 23 | 6743 | 477.2288 | 508.0202 | 575.2658 | 0.01019% | 0.01035% | 0.01144% | 0.01045% | 15 | 0.0105% | 0.01048% |  | 11.7448 | 23.1312 | 24.6533 |  | 6743 | 465.484 | 484.889 | 550.6125 |  | 6743 | 0.01013% | 0.01029% | 0.0114% | 0.01284% | 0.01161% | 0.01232% |  | 6743 | 0.01029% | 0.0114% | 6743 | 1108 | 0.01042% | 2456 | 0.01046% | 0.01044% |  | 6743 | 0.01161% | 0.01232% | 0.01196% |  | 6743 | 15 | 0.01044% | 0.009129%
| Oct | 9 | 0 | 6744 | 473.6397 | 505.8138 | 568.5892 | 0.01011% | 0.0103% | 0.01131% | 0.01045% | 7886 | 0.0105% | 0.01048% |  | 11.7459 | 23.1309 | 24.653 |  | 6744 | 461.8939 | 482.6829 | 543.9362 |  | 6744 | 0.01005% | 0.01024% | 0.01126% | 0.01284% | 0.01161% | 0.01232% |  | 6744 | 0.01024% | 0.01126% | 6744 | 7849 | 0.01042% | 6072 | 0.01046% | 0.01044% |  | 6744 | 0.01161% | 0.01232% | 0.01196% |  | 6744 | 7886 | 0.01044% | 0.01164%
| Oct | 9 | 1 | 6745 | 476.1123 | 502.3228 | 566.5825 | 0.01016% | 0.01023% | 0.01127% | 0.01045% | 8639 | 0.0105% | 0.01048% |  | 11.7469 | 23.1306 | 24.6528 |  | 6745 | 464.3654 | 479.1922 | 541.9297 |  | 6745 | 0.01011% | 0.01017% | 0.01122% | 0.01284% | 0.01161% | 0.01232% |  | 6745 | 0.01017% | 0.01122% | 6745 | 2612 | 0.01041% | 7367 | 0.01046% | 0.01044% |  | 6745 | 0.01161% | 0.01232% | 0.01196% |  | 6745 | 8639 | 0.01044% | 0.01107%
| Oct | 9 | 2 | 6746 | 475.4113 | 503.7006 | 571.5149 | 0.01015% | 0.01026% | 0.01136% | 0.01045% | 2826 | 0.0105% | 0.01048% |  | 11.748 | 23.1302 | 24.6526 |  | 6746 | 463.6633 | 480.5703 | 546.8623 |  | 6746 | 0.01009% | 0.0102% | 0.01132% | 0.01284% | 0.01161% | 0.01232% |  | 6746 | 0.0102% | 0.01132% | 6746 | 1331 | 0.01041% | 8694 | 0.01046% | 0.01044% |  | 6746 | 0.01161% | 0.01232% | 0.01196% |  | 6746 | 2826 | 0.01044% | 0.01136%
| Oct | 9 | 3 | 6747 | 479.9995 | 507.0706 | 581.9893 | 0.01024% | 0.01033% | 0.01157% | 0.01045% | 3000 | 0.0105% | 0.01048% |  | 11.7491 | 23.1299 | 24.6524 |  | 6747 | 468.2505 | 483.9407 | 557.3369 |  | 6747 | 0.01019% | 0.01027% | 0.01154% | 0.01284% | 0.01161% | 0.01232% |  | 6747 | 0.01027% | 0.01154% | 6747 | 2715 | 0.01041% | 3363 | 0.01046% | 0.01044% |  | 6747 | 0.01161% | 0.01232% | 0.01196% |  | 6747 | 3000 | 0.01044% | 0.01156%
| Oct | 9 | 4 | 6748 | 491.2357 | 506.0559 | 586.1715 | 0.01048% | 0.01031% | 0.01166% | 0.01045% | 7654 | 0.0105% | 0.01047% |  | 11.7502 | 23.1296 | 24.6521 |  | 6748 | 479.4855 | 482.9263 | 561.5194 |  | 6748 | 0.01044% | 0.01025% | 0.01163% | 0.01284% | 0.01161% | 0.01232% |  | 6748 | 0.01025% | 0.01163% | 6748 | 1628 | 0.01041% | 6052 | 0.01046% | 0.01044% |  | 6748 | 0.01161% | 0.01232% | 0.01196% |  | 6748 | 7654 | 0.01044% | 0.01176%
| Oct | 9 | 5 | 6749 | 516.5024 | 523.2505 | 610.7962 | 0.01102% | 0.01066% | 0.01215% | 0.01045% | 2383 | 0.0105% | 0.01047% |  | 11.7512 | 23.1293 | 24.6519 |  | 6749 | 504.7511 | 500.1213 | 586.1443 |  | 6749 | 0.01099% | 0.01061% | 0.01214% | 0.01284% | 0.01161% | 0.01232% |  | 6749 | 0.01061% | 0.01214% | 6749 | 7233 | 0.01041% | 8629 | 0.01046% | 0.01044% |  | 6749 | 0.01161% | 0.01232% | 0.01196% |  | 6749 | 2383 | 0.01044% | 0.01089%
| Oct | 9 | 6 | 6750 | 543.0558 | 543.4429 | 638.6185 | 0.01159% | 0.01107% | 0.0127% | 0.01045% | 7286 | 0.0105% | 0.01047% |  | 11.7523 | 23.1289 | 24.6517 |  | 6750 | 531.3035 | 520.314 | 613.9668 |  | 6750 | 0.01157% | 0.01104% | 0.01271% | 0.01285% | 0.01161% | 0.01232% |  | 6750 | 0.01104% | 0.01271% | 6750 | 2555 | 0.01041% | 7746 | 0.01046% | 0.01044% |  | 6750 | 0.01161% | 0.01232% | 0.01196% |  | 6750 | 7286 | 0.01044% | 0.01188%
| Oct | 9 | 7 | 6751 | 551.3424 | 553.2086 | 641.9849 | 0.01177% | 0.01127% | 0.01277% | 0.01045% | 6681 | 0.0105% | 0.01047% |  | 11.7534 | 23.1286 | 24.6515 |  | 6751 | 539.5891 | 530.08 | 617.3334 |  | 6751 | 0.01175% | 0.01125% | 0.01278% | 0.01285% | 0.01161% | 0.01232% |  | 6751 | 0.01125% | 0.01278% | 6751 | 3120 | 0.01041% | 2981 | 0.01046% | 0.01044% |  | 6751 | 0.01161% | 0.01232% | 0.01196% |  | 6751 | 6681 | 0.01044% | 0.01197%
| Oct | 9 | 8 | 6752 | 545.0073 | 549.1217 | 631.1354 | 0.01163% | 0.01118% | 0.01255% | 0.01045% | 6005 | 0.0105% | 0.01047% |  | 11.7545 | 23.1283 | 24.6512 |  | 6752 | 533.2529 | 525.9934 | 606.4842 |  | 6752 | 0.01161% | 0.01116% | 0.01256% | 0.01285% | 0.01161% | 0.01232% |  | 6752 | 0.01116% | 0.01256% | 6752 | 1547 | 0.01041% | 2979 | 0.01046% | 0.01044% |  | 6752 | 0.01161% | 0.01232% | 0.01196% |  | 6752 | 6005 | 0.01044% | 0.01216%
| Oct | 9 | 9 | 6753 | 535.802 | 534.934 | 613.6375 | 0.01144% | 0.01089% | 0.0122% | 0.01045% | 1598 | 0.0105% | 0.01047% |  | 11.7555 | 23.1279 | 24.651 |  | 6753 | 524.0465 | 511.806 | 588.9865 |  | 6753 | 0.01141% | 0.01086% | 0.0122% | 0.01285% | 0.0116% | 0.01232% |  | 6753 | 0.01086% | 0.0122% | 6753 | 7102 | 0.01041% | 457 | 0.01046% | 0.01043% |  | 6753 | 0.0116% | 0.01232% | 0.01196% |  | 6753 | 1598 | 0.01043% | 0.01019%
| Oct | 9 | 10 | 6754 | 529.8269 | 535.7439 | 597.9119 | 0.01131% | 0.01091% | 0.01189% | 0.01044% | 8506 | 0.0105% | 0.01047% |  | 11.7566 | 23.1276 | 24.6508 |  | 6754 | 518.0702 | 512.6163 | 573.2611 |  | 6754 | 0.01128% | 0.01088% | 0.01187% | 0.01285% | 0.0116% | 0.01232% |  | 6754 | 0.01088% | 0.01187% | 6754 | 1806 | 0.01041% | 2096 | 0.01046% | 0.01043% |  | 6754 | 0.0116% | 0.01232% | 0.01196% |  | 6754 | 8506 | 0.01043% | 0.01118%
| Oct | 9 | 11 | 6755 | 522.9895 | 537.1124 | 590.1006 | 0.01116% | 0.01094% | 0.01173% | 0.01044% | 3492 | 0.0105% | 0.01047% |  | 11.7577 | 23.1273 | 24.6506 |  | 6755 | 511.2318 | 513.9851 | 565.45 |  | 6755 | 0.01113% | 0.01091% | 0.01171% | 0.01285% | 0.0116% | 0.01232% |  | 6755 | 0.01091% | 0.01171% | 6755 | 2539 | 0.01041% | 2119 | 0.01045% | 0.01043% |  | 6755 | 0.0116% | 0.01232% | 0.01196% |  | 6755 | 3492 | 0.01043% | 0.01207%
| Oct | 9 | 12 | 6756 | 519.3522 | 538.5554 | 583.5741 | 0.01108% | 0.01097% | 0.0116% | 0.01044% | 8670 | 0.0105% | 0.01047% |  | 11.7588 | 23.127 | 24.6504 |  | 6756 | 507.5934 | 515.4284 | 558.9237 |  | 6756 | 0.01105% | 0.01094% | 0.01157% | 0.01285% | 0.0116% | 0.01232% |  | 6756 | 0.01094% | 0.01157% | 6756 | 6667 | 0.01041% | 495 | 0.01045% | 0.01043% |  | 6756 | 0.0116% | 0.01232% | 0.01196% |  | 6756 | 8670 | 0.01043% | 0.01105%
| Oct | 9 | 13 | 6757 | 518.2693 | 538.6392 | 577.4882 | 0.01106% | 0.01097% | 0.01148% | 0.01044% | 6654 | 0.0105% | 0.01047% |  | 11.7598 | 23.1266 | 24.6501 |  | 6757 | 506.5095 | 515.5125 | 552.8381 |  | 6757 | 0.01103% | 0.01094% | 0.01145% | 0.01285% | 0.0116% | 0.01232% |  | 6757 | 0.01094% | 0.01145% | 6757 | 8590 | 0.01041% | 7874 | 0.01045% | 0.01043% |  | 6757 | 0.0116% | 0.01232% | 0.01196% |  | 6757 | 6654 | 0.01043% | 0.01198%
| Oct | 9 | 14 | 6758 | 515.6578 | 525.401 | 569.4238 | 0.01101% | 0.0107% | 0.01132% | 0.01044% | 145 | 0.0105% | 0.01047% |  | 11.7609 | 23.1263 | 24.6499 |  | 6758 | 503.8969 | 502.2747 | 544.7739 |  | 6758 | 0.01097% | 0.01066% | 0.01128% | 0.01285% | 0.0116% | 0.01232% |  | 6758 | 0.01066% | 0.01128% | 6758 | 1421 | 0.01041% | 7122 | 0.01045% | 0.01043% |  | 6758 | 0.0116% | 0.01232% | 0.01196% |  | 6758 | 145 | 0.01043% | 0.009172%
| Oct | 9 | 15 | 6759 | 516.5187 | 521.1745 | 565.5697 | 0.01102% | 0.01061% | 0.01125% | 0.01044% | 6464 | 0.0105% | 0.01047% |  | 11.762 | 23.126 | 24.6497 |  | 6759 | 504.7568 | 498.0486 | 540.92 |  | 6759 | 0.01099% | 0.01057% | 0.0112% | 0.01286% | 0.0116% | 0.01232% |  | 6759 | 0.01057% | 0.0112% | 6759 | 1104 | 0.01041% | 7478 | 0.01045% | 0.01043% |  | 6759 | 0.0116% | 0.01232% | 0.01196% |  | 6759 | 6464 | 0.01043% | 0.01201%
| Oct | 9 | 16 | 6760 | 520.7837 | 525.4569 | 560.5623 | 0.01112% | 0.0107% | 0.01115% | 0.01044% | 6864 | 0.01049% | 0.01047% |  | 11.763 | 23.1256 | 24.6495 |  | 6760 | 509.0206 | 502.3313 | 535.9128 |  | 6760 | 0.01108% | 0.01066% | 0.0111% | 0.01286% | 0.0116% | 0.01232% |  | 6760 | 0.01066% | 0.0111% | 6760 | 1514 | 0.01041% | 438 | 0.01045% | 0.01043% |  | 6760 | 0.0116% | 0.01232% | 0.01196% |  | 6760 | 6864 | 0.01043% | 0.01195%
| Oct | 9 | 17 | 6761 | 522.2802 | 528.2684 | 563.8725 | 0.01115% | 0.01076% | 0.01121% | 0.01044% | 6511 | 0.01049% | 0.01047% |  | 11.7641 | 23.1253 | 24.6493 |  | 6761 | 510.5161 | 505.1431 | 539.2232 |  | 6761 | 0.01111% | 0.01072% | 0.01117% | 0.01286% | 0.0116% | 0.01232% |  | 6761 | 0.01072% | 0.01117% | 6761 | 6604 | 0.01041% | 2831 | 0.01045% | 0.01043% |  | 6761 | 0.0116% | 0.01232% | 0.01196% |  | 6761 | 6511 | 0.01043% | 0.012%
| Oct | 9 | 18 | 6762 | 527.6932 | 534.4592 | 575.7628 | 0.01126% | 0.01088% | 0.01145% | 0.01044% | 7125 | 0.01049% | 0.01047% |  | 11.7652 | 23.125 | 24.6491 |  | 6762 | 515.928 | 511.3342 | 551.1137 |  | 6762 | 0.01123% | 0.01085% | 0.01141% | 0.01286% | 0.0116% | 0.01232% |  | 6762 | 0.01085% | 0.01141% | 6762 | 1629 | 0.01041% | 16 | 0.01045% | 0.01043% |  | 6762 | 0.0116% | 0.01232% | 0.01196% |  | 6762 | 7125 | 0.01043% | 0.01191%
| Oct | 9 | 19 | 6763 | 530.818 | 535.7811 | 588.2908 | 0.01133% | 0.01091% | 0.0117% | 0.01044% | 7537 | 0.01049% | 0.01047% |  | 11.7663 | 23.1246 | 24.6489 |  | 6763 | 519.0517 | 512.6565 | 563.6419 |  | 6763 | 0.0113% | 0.01088% | 0.01167% | 0.01286% | 0.0116% | 0.01232% |  | 6763 | 0.01088% | 0.01167% | 6763 | 7867 | 0.01041% | 6489 | 0.01045% | 0.01043% |  | 6763 | 0.0116% | 0.01232% | 0.01196% |  | 6763 | 7537 | 0.01043% | 0.01181%
| Oct | 9 | 20 | 6764 | 529.1353 | 532.1132 | 593.6827 | 0.01129% | 0.01084% | 0.01181% | 0.01044% | 8207 | 0.01049% | 0.01047% |  | 11.7673 | 23.1243 | 24.6487 |  | 6764 | 517.368 | 508.9889 | 569.0341 |  | 6764 | 0.01126% | 0.0108% | 0.01178% | 0.01286% | 0.0116% | 0.01232% |  | 6764 | 0.0108% | 0.01178% | 6764 | 7034 | 0.01041% | 8540 | 0.01045% | 0.01043% |  | 6764 | 0.0116% | 0.01232% | 0.01196% |  | 6764 | 8207 | 0.01043% | 0.01142%
| Oct | 9 | 21 | 6765 | 518.0839 | 521.4724 | 588.2345 | 0.01106% | 0.01062% | 0.0117% | 0.01044% | 278 | 0.01049% | 0.01047% |  | 11.7684 | 23.124 | 24.6485 |  | 6765 | 506.3154 | 498.3484 | 563.5861 |  | 6765 | 0.01102% | 0.01058% | 0.01167% | 0.01286% | 0.0116% | 0.01232% |  | 6765 | 0.01058% | 0.01167% | 6765 | 7053 | 0.01041% | 6598 | 0.01045% | 0.01043% |  | 6765 | 0.0116% | 0.01232% | 0.01196% |  | 6765 | 278 | 0.01043% | 0.009222%
| Oct | 9 | 22 | 6766 | 506.1163 | 514.1831 | 577.8821 | 0.0108% | 0.01047% | 0.01149% | 0.01044% | 6844 | 0.01049% | 0.01047% |  | 11.7695 | 23.1237 | 24.6483 |  | 6766 | 494.3468 | 491.0594 | 553.2338 |  | 6766 | 0.01076% | 0.01042% | 0.01146% | 0.01286% | 0.0116% | 0.01232% |  | 6766 | 0.01042% | 0.01146% | 6766 | 2788 | 0.01041% | 8742 | 0.01045% | 0.01043% |  | 6766 | 0.0116% | 0.01232% | 0.01196% |  | 6766 | 6844 | 0.01043% | 0.01195%
| Oct | 9 | 23 | 6767 | 501.7567 | 506.9868 | 571.9275 | 0.01071% | 0.01032% | 0.01137% | 0.01044% | 7342 | 0.01049% | 0.01047% |  | 11.7705 | 23.1233 | 24.6481 |  | 6767 | 489.9862 | 483.8635 | 547.2795 |  | 6767 | 0.01067% | 0.01027% | 0.01133% | 0.01287% | 0.0116% | 0.01232% |  | 6767 | 0.01027% | 0.01133% | 6767 | 7437 | 0.01041% | 6048 | 0.01045% | 0.01043% |  | 6767 | 0.0116% | 0.01232% | 0.01196% |  | 6767 | 7342 | 0.01043% | 0.01186%
| Oct | 10 | 0 | 6768 | 495.0535 | 502.602 | 570.8491 | 0.01057% | 0.01023% | 0.01135% | 0.01044% | 6049 | 0.01049% | 0.01047% |  | 11.7716 | 23.123 | 24.6478 |  | 6768 | 483.2819 | 479.479 | 546.2013 |  | 6768 | 0.01052% | 0.01018% | 0.01131% | 0.01287% | 0.0116% | 0.01232% |  | 6768 | 0.01018% | 0.01131% | 6768 | 192 | 0.01041% | 7083 | 0.01045% | 0.01043% |  | 6768 | 0.0116% | 0.01232% | 0.01196% |  | 6768 | 6049 | 0.01043% | 0.01214%
| Oct | 10 | 1 | 6769 | 496.1134 | 501.9504 | 573.0434 | 0.01059% | 0.01022% | 0.01139% | 0.01044% | 2980 | 0.01049% | 0.01047% |  | 11.7727 | 23.1227 | 24.6476 |  | 6769 | 484.3407 | 478.8277 | 548.3958 |  | 6769 | 0.01054% | 0.01016% | 0.01136% | 0.01287% | 0.0116% | 0.01232% |  | 6769 | 0.01016% | 0.01136% | 6769 | 629 | 0.01041% | 6862 | 0.01045% | 0.01043% |  | 6769 | 0.0116% | 0.01232% | 0.01196% |  | 6769 | 2980 | 0.01043% | 0.01153%
| Oct | 10 | 2 | 6770 | 497.9995 | 504.8643 | 580.8265 | 0.01063% | 0.01028% | 0.01155% | 0.01044% | 7180 | 0.01049% | 0.01047% |  | 11.7738 | 23.1223 | 24.6474 |  | 6770 | 486.2257 | 481.7419 | 556.1791 |  | 6770 | 0.01058% | 0.01022% | 0.01152% | 0.01287% | 0.0116% | 0.01232% |  | 6770 | 0.01022% | 0.01152% | 6770 | 1523 | 0.01041% | 1599 | 0.01045% | 0.01043% |  | 6770 | 0.0116% | 0.01232% | 0.01196% |  | 6770 | 7180 | 0.01043% | 0.0119%
| Oct | 10 | 3 | 6771 | 498.0429 | 511.9674 | 589.2754 | 0.01063% | 0.01043% | 0.01172% | 0.01044% | 460 | 0.01049% | 0.01046% |  | 11.7748 | 23.122 | 24.6472 |  | 6771 | 486.2681 | 488.8454 | 564.6282 |  | 6771 | 0.01059% | 0.01038% | 0.01169% | 0.01287% | 0.0116% | 0.01232% |  | 6771 | 0.01038% | 0.01169% | 6771 | 2386 | 0.0104% | 2763 | 0.01045% | 0.01043% |  | 6771 | 0.0116% | 0.01232% | 0.01196% |  | 6771 | 460 | 0.01043% | 0.00931%
| Oct | 10 | 4 | 6772 | 504.8427 | 520.0201 | 596.4771 | 0.01077% | 0.01059% | 0.01186% | 0.01044% | 8210 | 0.01049% | 0.01046% |  | 11.7759 | 23.1217 | 24.6471 |  | 6772 | 493.0668 | 496.8985 | 571.8301 |  | 6772 | 0.01073% | 0.01055% | 0.01184% | 0.01287% | 0.0116% | 0.01232% |  | 6772 | 0.01055% | 0.01184% | 6772 | 5716 | 0.0104% | 7440 | 0.01045% | 0.01043% |  | 6772 | 0.0116% | 0.01232% | 0.01196% |  | 6772 | 8210 | 0.01043% | 0.01142%
| Oct | 10 | 5 | 6773 | 526.8749 | 535.055 | 620.9799 | 0.01125% | 0.0109% | 0.01235% | 0.01044% | 6004 | 0.01049% | 0.01046% |  | 11.777 | 23.1213 | 24.6469 |  | 6773 | 515.098 | 511.9337 | 596.333 |  | 6773 | 0.01121% | 0.01087% | 0.01235% | 0.01287% | 0.0116% | 0.01232% |  | 6773 | 0.01087% | 0.01235% | 6773 | 1133 | 0.0104% | 7069 | 0.01045% | 0.01043% |  | 6773 | 0.0116% | 0.01232% | 0.01196% |  | 6773 | 6004 | 0.01043% | 0.01216%
| Oct | 10 | 6 | 6774 | 553.6671 | 554.4281 | 650.7714 | 0.01182% | 0.01129% | 0.01294% | 0.01044% | 7115 | 0.01049% | 0.01046% |  | 11.778 | 23.121 | 24.6467 |  | 6774 | 541.889 | 531.3071 | 626.1247 |  | 6774 | 0.0118% | 0.01128% | 0.01297% | 0.01287% | 0.0116% | 0.01232% |  | 6774 | 0.01128% | 0.01297% | 6774 | 2311 | 0.0104% | 7453 | 0.01045% | 0.01043% |  | 6774 | 0.0116% | 0.01232% | 0.01196% |  | 6774 | 7115 | 0.01043% | 0.01191%
| Oct | 10 | 7 | 6775 | 560.7026 | 559.3808 | 656.6603 | 0.01197% | 0.01139% | 0.01306% | 0.01044% | 2433 | 0.01049% | 0.01046% |  | 11.7791 | 23.1207 | 24.6465 |  | 6775 | 548.9235 | 536.2601 | 632.0138 |  | 6775 | 0.01195% | 0.01138% | 0.01309% | 0.01287% | 0.0116% | 0.01232% |  | 6775 | 0.01138% | 0.01309% | 6775 | 6868 | 0.0104% | 2718 | 0.01045% | 0.01042% |  | 6775 | 0.0116% | 0.01232% | 0.01196% |  | 6775 | 2433 | 0.01042% | 0.01094%
| Oct | 10 | 8 | 6776 | 558.4898 | 552.1287 | 632.4951 | 0.01192% | 0.01124% | 0.01258% | 0.01044% | 132 | 0.01049% | 0.01046% |  | 11.7802 | 23.1204 | 24.6463 |  | 6776 | 546.7096 | 529.0083 | 607.8489 |  | 6776 | 0.0119% | 0.01123% | 0.01259% | 0.01288% | 0.0116% | 0.01232% |  | 6776 | 0.01123% | 0.01259% | 6776 | 3008 | 0.0104% | 6718 | 0.01045% | 0.01042% |  | 6776 | 0.0116% | 0.01232% | 0.01196% |  | 6776 | 132 | 0.01042% | 0.009167%
| Oct | 10 | 9 | 6777 | 544.7637 | 541.7206 | 602.6286 | 0.01163% | 0.01103% | 0.01198% | 0.01044% | 7201 | 0.01049% | 0.01046% |  | 11.7812 | 23.12 | 24.6461 |  | 6777 | 532.9825 | 518.6006 | 577.9825 |  | 6777 | 0.0116% | 0.01101% | 0.01197% | 0.01288% | 0.0116% | 0.01232% |  | 6777 | 0.01101% | 0.01197% | 6777 | 3358 | 0.0104% | 7216 | 0.01044% | 0.01042% |  | 6777 | 0.0116% | 0.01232% | 0.01196% |  | 6777 | 7201 | 0.01042% | 0.0119%
| Oct | 10 | 10 | 6778 | 539.2344 | 534.0775 | 586.3778 | 0.01151% | 0.01088% | 0.01166% | 0.01044% | 125 | 0.01049% | 0.01046% |  | 11.7823 | 23.1197 | 24.6459 |  | 6778 | 527.4521 | 510.9578 | 561.732 |  | 6778 | 0.01148% | 0.01084% | 0.01163% | 0.01288% | 0.0116% | 0.01232% |  | 6778 | 0.01084% | 0.01163% | 6778 | 2467 | 0.0104% | 2723 | 0.01044% | 0.01042% |  | 6778 | 0.0116% | 0.01232% | 0.01196% |  | 6778 | 125 | 0.01042% | 0.009165%
| Oct | 10 | 11 | 6779 | 535.8715 | 530.512 | 575.6128 | 0.01144% | 0.0108% | 0.01145% | 0.01044% | 7662 | 0.01049% | 0.01046% |  | 11.7834 | 23.1194 | 24.6457 |  | 6779 | 524.0881 | 507.3926 | 550.9671 |  | 6779 | 0.01141% | 0.01077% | 0.01141% | 0.01288% | 0.0116% | 0.01232% |  | 6779 | 0.01077% | 0.01141% | 6779 | 8615 | 0.0104% | 7070 | 0.01044% | 0.01042% |  | 6779 | 0.0116% | 0.01232% | 0.01196% |  | 6779 | 7662 | 0.01042% | 0.01176%
| Oct | 10 | 12 | 6780 | 535.4501 | 529.19 | 569.4894 | 0.01143% | 0.01078% | 0.01132% | 0.01044% | 446 | 0.01049% | 0.01046% |  | 11.7844 | 23.119 | 24.6455 |  | 6780 | 523.6657 | 506.071 | 544.8439 |  | 6780 | 0.0114% | 0.01074% | 0.01128% | 0.01288% | 0.0116% | 0.01232% |  | 6780 | 0.01074% | 0.01128% | 6780 | 7970 | 0.0104% | 6863 | 0.01044% | 0.01042% |  | 6780 | 0.0116% | 0.01232% | 0.01196% |  | 6780 | 446 | 0.01042% | 0.009302%
| Oct | 10 | 13 | 6781 | 534.8534 | 520.979 | 562.1189 | 0.01142% | 0.01061% | 0.01118% | 0.01044% | 2833 | 0.01049% | 0.01046% |  | 11.7855 | 23.1187 | 24.6453 |  | 6781 | 523.0679 | 497.8603 | 537.4736 |  | 6781 | 0.01139% | 0.01057% | 0.01113% | 0.01288% | 0.0116% | 0.01232% |  | 6781 | 0.01057% | 0.01113% | 6781 | 6598 | 0.0104% | 8574 | 0.01044% | 0.01042% |  | 6781 | 0.0116% | 0.01232% | 0.01196% |  | 6781 | 2833 | 0.01042% | 0.01137%
| Oct | 10 | 14 | 6782 | 532.4831 | 517.8045 | 554.9172 | 0.01136% | 0.01054% | 0.01103% | 0.01044% | 6638 | 0.01048% | 0.01046% |  | 11.7866 | 23.1184 | 24.6451 |  | 6782 | 520.6965 | 494.6861 | 530.272 |  | 6782 | 0.01133% | 0.0105% | 0.01098% | 0.01288% | 0.0116% | 0.01232% |  | 6782 | 0.0105% | 0.01098% | 6782 | 6342 | 0.0104% | 1803 | 0.01044% | 0.01042% |  | 6782 | 0.0116% | 0.01232% | 0.01196% |  | 6782 | 6638 | 0.01042% | 0.01198%
| Oct | 10 | 15 | 6783 | 536.3822 | 516.1381 | 552.4322 | 0.01145% | 0.01051% | 0.01098% | 0.01044% | 565 | 0.01048% | 0.01046% |  | 11.7876 | 23.118 | 24.645 |  | 6783 | 524.5946 | 493.02 | 527.7873 |  | 6783 | 0.01142% | 0.01046% | 0.01093% | 0.01288% | 0.0116% | 0.01232% |  | 6783 | 0.01046% | 0.01093% | 6783 | 2608 | 0.0104% | 6642 | 0.01044% | 0.01042% |  | 6783 | 0.0116% | 0.01232% | 0.01196% |  | 6783 | 565 | 0.01042% | 0.009371%
| Oct | 10 | 16 | 6784 | 537.3453 | 517.1156 | 554.4577 | 0.01147% | 0.01053% | 0.01103% | 0.01043% | 6022 | 0.01048% | 0.01046% |  | 11.7887 | 23.1177 | 24.6448 |  | 6784 | 525.5566 | 493.9979 | 529.8129 |  | 6784 | 0.01144% | 0.01049% | 0.01097% | 0.01289% | 0.0116% | 0.01232% |  | 6784 | 0.01049% | 0.01097% | 6784 | 218 | 0.0104% | 3492 | 0.01044% | 0.01042% |  | 6784 | 0.0116% | 0.01232% | 0.01196% |  | 6784 | 6022 | 0.01042% | 0.01215%
| Oct | 10 | 17 | 6785 | 537.6764 | 525.0007 | 555.3861 | 0.01148% | 0.01069% | 0.01104% | 0.01043% | 2784 | 0.01048% | 0.01046% |  | 11.7898 | 23.1174 | 24.6446 |  | 6785 | 525.8866 | 501.8834 | 530.7415 |  | 6785 | 0.01145% | 0.01065% | 0.01099% | 0.01289% | 0.0116% | 0.01232% |  | 6785 | 0.01065% | 0.01099% | 6785 | 6536 | 0.0104% | 6051 | 0.01044% | 0.01042% |  | 6785 | 0.0116% | 0.01232% | 0.01196% |  | 6785 | 2784 | 0.01042% | 0.01132%
| Oct | 10 | 18 | 6786 | 541.6155 | 536.4514 | 567.7078 | 0.01156% | 0.01092% | 0.01129% | 0.01043% | 7061 | 0.01048% | 0.01046% |  | 11.7908 | 23.117 | 24.6444 |  | 6786 | 529.8247 | 513.3344 | 543.0633 |  | 6786 | 0.01153% | 0.0109% | 0.01125% | 0.01289% | 0.0116% | 0.01232% |  | 6786 | 0.0109% | 0.01125% | 6786 | 3143 | 0.0104% | 7531 | 0.01044% | 0.01042% |  | 6786 | 0.0116% | 0.01232% | 0.01196% |  | 6786 | 7061 | 0.01042% | 0.01192%
| Oct | 10 | 19 | 6787 | 546.6925 | 544.709 | 581.1735 | 0.01167% | 0.01109% | 0.01156% | 0.01043% | 2762 | 0.01048% | 0.01046% |  | 11.7919 | 23.1167 | 24.6442 |  | 6787 | 534.9006 | 521.5923 | 556.5292 |  | 6787 | 0.01164% | 0.01107% | 0.01152% | 0.01289% | 0.0116% | 0.01232% |  | 6787 | 0.01107% | 0.01152% | 6787 | 1688 | 0.0104% | 6427 | 0.01044% | 0.01042% |  | 6787 | 0.0116% | 0.01232% | 0.01196% |  | 6787 | 2762 | 0.01042% | 0.01129%
| Oct | 10 | 20 | 6788 | 543.39 | 543.7408 | 583.5928 | 0.0116% | 0.01107% | 0.0116% | 0.01043% | 2981 | 0.01048% | 0.01046% |  | 11.793 | 23.1164 | 24.6441 |  | 6788 | 531.5971 | 520.6244 | 558.9488 |  | 6788 | 0.01157% | 0.01105% | 0.01157% | 0.01289% | 0.0116% | 0.01232% |  | 6788 | 0.01105% | 0.01157% | 6788 | 2656 | 0.0104% | 447 | 0.01044% | 0.01042% |  | 6788 | 0.0116% | 0.01232% | 0.01196% |  | 6788 | 2981 | 0.01042% | 0.01153%
| Oct | 10 | 21 | 6789 | 532.8279 | 534.7943 | 584.071 | 0.01137% | 0.01089% | 0.01161% | 0.01043% | 6843 | 0.01048% | 0.01046% |  | 11.794 | 23.116 | 24.6439 |  | 6789 | 521.0339 | 511.6783 | 559.4272 |  | 6789 | 0.01134% | 0.01086% | 0.01158% | 0.01289% | 0.0116% | 0.01232% |  | 6789 | 0.01086% | 0.01158% | 6789 | 6382 | 0.0104% | 7586 | 0.01044% | 0.01042% |  | 6789 | 0.0116% | 0.01232% | 0.01196% |  | 6789 | 6843 | 0.01042% | 0.01195%
| Oct | 10 | 22 | 6790 | 517.9098 | 523.4367 | 570.8585 | 0.01105% | 0.01066% | 0.01135% | 0.01043% | 2979 | 0.01048% | 0.01046% |  | 11.7951 | 23.1157 | 24.6437 |  | 6790 | 506.1146 | 500.321 | 546.2148 |  | 6790 | 0.01102% | 0.01062% | 0.01131% | 0.01289% | 0.0116% | 0.01232% |  | 6790 | 0.01062% | 0.01131% | 6790 | 882 | 0.0104% | 7479 | 0.01044% | 0.01042% |  | 6790 | 0.0116% | 0.01232% | 0.01196% |  | 6790 | 2979 | 0.01042% | 0.01153%
| Oct | 10 | 23 | 6791 | 509.6177 | 516.7618 | 564.2757 | 0.01088% | 0.01052% | 0.01122% | 0.01043% | 7343 | 0.01048% | 0.01045% |  | 11.7962 | 23.1154 | 24.6435 |  | 6791 | 497.8215 | 493.6464 | 539.6322 |  | 6791 | 0.01084% | 0.01048% | 0.01117% | 0.01289% | 0.0116% | 0.01232% |  | 6791 | 0.01048% | 0.01117% | 6791 | 2908 | 0.0104% | 6590 | 0.01044% | 0.01042% |  | 6791 | 0.0116% | 0.01232% | 0.01196% |  | 6791 | 7343 | 0.01042% | 0.01186%
| Oct | 11 | 0 | 6792 | 504.7843 | 515.4864 | 562.9347 | 0.01077% | 0.0105% | 0.01119% | 0.01043% | 2825 | 0.01048% | 0.01045% |  | 11.7972 | 23.115 | 24.6434 |  | 6792 | 492.9871 | 492.3714 | 538.2914 |  | 6792 | 0.01073% | 0.01045% | 0.01115% | 0.01289% | 0.0116% | 0.01232% |  | 6792 | 0.01045% | 0.01115% | 6792 | 7060 | 0.0104% | 8537 | 0.01043% | 0.01042% |  | 6792 | 0.0116% | 0.01232% | 0.01196% |  | 6792 | 2825 | 0.01042% | 0.01136%
| Oct | 11 | 1 | 6793 | 503.3083 | 516.6222 | 566.7419 | 0.01074% | 0.01052% | 0.01127% | 0.01043% | 7536 | 0.01048% | 0.01045% |  | 11.7983 | 23.1147 | 24.6432 |  | 6793 | 491.51 | 493.5075 | 542.0987 |  | 6793 | 0.0107% | 0.01047% | 0.01123% | 0.0129% | 0.0116% | 0.01232% |  | 6793 | 0.01047% | 0.01123% | 6793 | 6819 | 0.0104% | 6526 | 0.01043% | 0.01042% |  | 6793 | 0.0116% | 0.01232% | 0.01196% |  | 6793 | 7536 | 0.01042% | 0.01181%
| Oct | 11 | 2 | 6794 | 505.527 | 518.903 | 572.4245 | 0.01079% | 0.01057% | 0.01138% | 0.01043% | 6604 | 0.01048% | 0.01045% |  | 11.7994 | 23.1144 | 24.643 |  | 6794 | 493.7276 | 495.7886 | 547.7815 |  | 6794 | 0.01075% | 0.01052% | 0.01134% | 0.0129% | 0.0116% | 0.01232% |  | 6794 | 0.01052% | 0.01134% | 6794 | 7850 | 0.0104% | 8639 | 0.01043% | 0.01042% |  | 6794 | 0.0116% | 0.01232% | 0.01196% |  | 6794 | 6604 | 0.01042% | 0.01199%
| Oct | 11 | 3 | 6795 | 510.984 | 526.3506 | 582.3644 | 0.01091% | 0.01072% | 0.01158% | 0.01043% | 3280 | 0.01048% | 0.01045% |  | 11.8004 | 23.1141 | 24.6428 |  | 6795 | 499.1836 | 503.2366 | 557.7215 |  | 6795 | 0.01087% | 0.01068% | 0.01155% | 0.0129% | 0.0116% | 0.01232% |  | 6795 | 0.01068% | 0.01155% | 6795 | 669 | 0.0104% | 6831 | 0.01043% | 0.01041% |  | 6795 | 0.0116% | 0.01232% | 0.01196% |  | 6795 | 3280 | 0.01041% | 0.01186%
| Oct | 11 | 4 | 6796 | 521.183 | 529.5531 | 589.0316 | 0.01112% | 0.01078% | 0.01171% | 0.01043% | 431 | 0.01048% | 0.01045% |  | 11.8015 | 23.1137 | 24.6427 |  | 6796 | 509.3815 | 506.4394 | 564.3889 |  | 6796 | 0.01109% | 0.01075% | 0.01169% | 0.0129% | 0.0116% | 0.01232% |  | 6796 | 0.01075% | 0.01169% | 6796 | 998 | 0.0104% | 7505 | 0.01043% | 0.01041% |  | 6796 | 0.0116% | 0.01232% | 0.01196% |  | 6796 | 431 | 0.01041% | 0.009294%
| Oct | 11 | 5 | 6797 | 545.8362 | 552.5197 | 612.3809 | 0.01165% | 0.01125% | 0.01218% | 0.01043% | 100 | 0.01048% | 0.01045% |  | 11.8026 | 23.1134 | 24.6425 |  | 6797 | 534.0337 | 529.4063 | 587.7384 |  | 6797 | 0.01162% | 0.01124% | 0.01217% | 0.0129% | 0.0116% | 0.01232% |  | 6797 | 0.01124% | 0.01217% | 6797 | 7996 | 0.0104% | 3280 | 0.01043% | 0.01041% |  | 6797 | 0.0116% | 0.01232% | 0.01196% |  | 6797 | 100 | 0.01041% | 0.009156%
| Oct | 11 | 6 | 6798 | 572.7767 | 578.6794 | 637.3807 | 0.01222% | 0.01178% | 0.01267% | 0.01043% | 686 | 0.01048% | 0.01045% |  | 11.8036 | 23.1131 | 24.6423 |  | 6798 | 560.9731 | 555.5663 | 612.7383 |  | 6798 | 0.01221% | 0.01179% | 0.01269% | 0.0129% | 0.0116% | 0.01232% |  | 6798 | 0.01179% | 0.01269% | 6798 | 578 | 0.0104% | 7068 | 0.01043% | 0.01041% |  | 6798 | 0.0116% | 0.01232% | 0.01196% |  | 6798 | 686 | 0.01041% | 0.009449%
| Oct | 11 | 7 | 6799 | 578.8545 | 585.1309 | 639.7531 | 0.01235% | 0.01192% | 0.01272% | 0.01043% | 8007 | 0.01048% | 0.01045% |  | 11.8047 | 23.1127 | 24.6422 |  | 6799 | 567.0498 | 562.0182 | 615.1109 |  | 6799 | 0.01234% | 0.01193% | 0.01274% | 0.0129% | 0.0116% | 0.01232% |  | 6799 | 0.01193% | 0.01274% | 6799 | 6885 | 0.0104% | 496 | 0.01043% | 0.01041% |  | 6799 | 0.0116% | 0.01232% | 0.01196% |  | 6799 | 8007 | 0.01041% | 0.01156%
| Oct | 11 | 8 | 6800 | 562.5236 | 571.8555 | 620.6517 | 0.01201% | 0.01164% | 0.01234% | 0.01043% | 7199 | 0.01047% | 0.01045% |  | 11.8057 | 23.1124 | 24.642 |  | 6800 | 550.7178 | 548.7431 | 596.0097 |  | 6800 | 0.01199% | 0.01165% | 0.01234% | 0.0129% | 0.0116% | 0.01232% |  | 6800 | 0.01165% | 0.01234% | 6800 | 771 | 0.0104% | 7886 | 0.01043% | 0.01041% |  | 6800 | 0.0116% | 0.01232% | 0.01196% |  | 6800 | 7199 | 0.01041% | 0.0119%
| Oct | 11 | 9 | 6801 | 550.833 | 554.3909 | 591.3384 | 0.01176% | 0.01129% | 0.01176% | 0.01043% | 7502 | 0.01047% | 0.01045% |  | 11.8068 | 23.1121 | 24.6418 |  | 6801 | 539.0262 | 531.2788 | 566.6966 |  | 6801 | 0.01173% | 0.01128% | 0.01174% | 0.0129% | 0.0116% | 0.01232% |  | 6801 | 0.01128% | 0.01174% | 6801 | 7139 | 0.0104% | 5379 | 0.01043% | 0.01041% |  | 6801 | 0.0116% | 0.01232% | 0.01196% |  | 6801 | 7502 | 0.01041% | 0.01182%
| Oct | 11 | 10 | 6802 | 541.3142 | 540.017 | 565.8135 | 0.01155% | 0.011% | 0.01125% | 0.01043% | 7647 | 0.01047% | 0.01045% |  | 11.8079 | 23.1117 | 24.6417 |  | 6802 | 529.5063 | 516.9053 | 541.1719 |  | 6802 | 0.01153% | 0.01097% | 0.01121% | 0.01291% | 0.0116% | 0.01232% |  | 6802 | 0.01097% | 0.01121% | 6802 | 7873 | 0.01039% | 6857 | 0.01043% | 0.01041% |  | 6802 | 0.0116% | 0.01232% | 0.01196% |  | 6802 | 7647 | 0.01041% | 0.01176%
| Oct | 11 | 11 | 6803 | 535.4162 | 531.4615 | 562.8691 | 0.01143% | 0.01082% | 0.01119% | 0.01043% | 6097 | 0.01047% | 0.01045% |  | 11.8089 | 23.1114 | 24.6415 |  | 6803 | 523.6073 | 508.3501 | 538.2276 |  | 6803 | 0.0114% | 0.01079% | 0.01115% | 0.01291% | 0.0116% | 0.01232% |  | 6803 | 0.01079% | 0.01115% | 6803 | 2464 | 0.01039% | 95 | 0.01043% | 0.01041% |  | 6803 | 0.0116% | 0.01232% | 0.01196% |  | 6803 | 6097 | 0.01041% | 0.01212%
| Oct | 11 | 12 | 6804 | 529.0365 | 529.5531 | 556.3238 | 0.01129% | 0.01078% | 0.01106% | 0.01043% | 7535 | 0.01047% | 0.01045% |  | 11.81 | 23.1111 | 24.6414 |  | 6804 | 517.2266 | 506.442 | 531.6824 |  | 6804 | 0.01126% | 0.01075% | 0.01101% | 0.01291% | 0.0116% | 0.01232% |  | 6804 | 0.01075% | 0.01101% | 6804 | 473 | 0.01039% | 6121 | 0.01043% | 0.01041% |  | 6804 | 0.0116% | 0.01232% | 0.01196% |  | 6804 | 7535 | 0.01041% | 0.01181%
| Oct | 11 | 13 | 6805 | 532.4081 | 526.2668 | 552.2447 | 0.01136% | 0.01072% | 0.01098% | 0.01043% | 8505 | 0.01047% | 0.01045% |  | 11.8111 | 23.1107 | 24.6412 |  | 6805 | 520.5971 | 503.1561 | 527.6035 |  | 6805 | 0.01133% | 0.01068% | 0.01093% | 0.01291% | 0.0116% | 0.01232% |  | 6805 | 0.01068% | 0.01093% | 6805 | 6358 | 0.01039% | 8506 | 0.01043% | 0.01041% |  | 6805 | 0.0116% | 0.01232% | 0.01196% |  | 6805 | 8505 | 0.01041% | 0.01118%
| Oct | 11 | 14 | 6806 | 530.6755 | 526.8719 | 545.6337 | 0.01133% | 0.01073% | 0.01085% | 0.01043% | 2722 | 0.01047% | 0.01045% |  | 11.8121 | 23.1104 | 24.6411 |  | 6806 | 518.8634 | 503.7616 | 520.9927 |  | 6806 | 0.01129% | 0.01069% | 0.01079% | 0.01291% | 0.0116% | 0.01232% |  | 6806 | 0.01069% | 0.01079% | 6806 | 408 | 0.01039% | 7654 | 0.01043% | 0.01041% |  | 6806 | 0.0116% | 0.01232% | 0.01196% |  | 6806 | 2722 | 0.01041% | 0.01125%
| Oct | 11 | 15 | 6807 | 529.2755 | 526.7602 | 539.9699 | 0.0113% | 0.01073% | 0.01074% | 0.01043% | 7619 | 0.01047% | 0.01045% |  | 11.8132 | 23.1101 | 24.6409 |  | 6807 | 517.4623 | 503.6502 | 515.329 |  | 6807 | 0.01126% | 0.01069% | 0.01067% | 0.01291% | 0.0116% | 0.01232% |  | 6807 | 0.01069% | 0.01067% | 6807 | 6025 | 0.01039% | 7368 | 0.01043% | 0.01041% |  | 6807 | 0.0116% | 0.01232% | 0.01196% |  | 6807 | 7619 | 0.01041% | 0.01178%
| Oct | 11 | 16 | 6808 | 533.4358 | 523.1854 | 538.0944 | 0.01139% | 0.01065% | 0.0107% | 0.01042% | 6644 | 0.01047% | 0.01045% |  | 11.8142 | 23.1097 | 24.6407 |  | 6808 | 521.6216 | 500.0757 | 513.4537 |  | 6808 | 0.01135% | 0.01061% | 0.01063% | 0.01291% | 0.0116% | 0.01232% |  | 6808 | 0.01061% | 0.01063% | 6808 | 2526 | 0.01039% | 6532 | 0.01043% | 0.01041% |  | 6808 | 0.0116% | 0.01232% | 0.01196% |  | 6808 | 6644 | 0.01041% | 0.01198%
| Oct | 11 | 17 | 6809 | 539.8357 | 524.0884 | 540.7013 | 0.01152% | 0.01067% | 0.01075% | 0.01042% | 7198 | 0.01047% | 0.01045% |  | 11.8153 | 23.1094 | 24.6406 |  | 6809 | 528.0204 | 500.979 | 516.0607 |  | 6809 | 0.01149% | 0.01063% | 0.01069% | 0.01291% | 0.0116% | 0.01232% |  | 6809 | 0.01063% | 0.01069% | 6809 | 2181 | 0.01039% | 6075 | 0.01043% | 0.01041% |  | 6809 | 0.0116% | 0.01232% | 0.01196% |  | 6809 | 7198 | 0.01041% | 0.0119%
| Oct | 11 | 18 | 6810 | 547.0959 | 530.512 | 548.5594 | 0.01168% | 0.0108% | 0.01091% | 0.01042% | 1576 | 0.01047% | 0.01045% |  | 11.8164 | 23.109 | 24.6404 |  | 6810 | 535.2796 | 507.4029 | 523.919 |  | 6810 | 0.01165% | 0.01077% | 0.01085% | 0.01292% | 0.0116% | 0.01232% |  | 6810 | 0.01077% | 0.01085% | 6810 | 3123 | 0.01039% | 6501 | 0.01043% | 0.01041% |  | 6810 | 0.0116% | 0.01232% | 0.01196% |  | 6810 | 1576 | 0.01041% | 0.01017%
| Oct | 11 | 19 | 6811 | 552.007 | 534.2823 | 550.3411 | 0.01178% | 0.01088% | 0.01094% | 0.01042% | 7709 | 0.01047% | 0.01045% |  | 11.8174 | 23.1087 | 24.6403 |  | 6811 | 540.1896 | 511.1736 | 525.7008 |  | 6811 | 0.01176% | 0.01085% | 0.01089% | 0.01292% | 0.0116% | 0.01232% |  | 6811 | 0.01085% | 0.01089% | 6811 | 1598 | 0.01039% | 5858 | 0.01043% | 0.01041% |  | 6811 | 0.0116% | 0.01232% | 0.01196% |  | 6811 | 7709 | 0.01041% | 0.01174%
| Oct | 11 | 20 | 6812 | 549.112 | 535.3436 | 551.2413 | 0.01172% | 0.0109% | 0.01096% | 0.01042% | 459 | 0.01047% | 0.01045% |  | 11.8185 | 23.1084 | 24.6401 |  | 6812 | 537.2935 | 512.2352 | 526.6012 |  | 6812 | 0.0117% | 0.01087% | 0.01091% | 0.01292% | 0.0116% | 0.01232% |  | 6812 | 0.01087% | 0.01091% | 6812 | 3293 | 0.01039% | 8670 | 0.01043% | 0.01041% |  | 6812 | 0.0116% | 0.01232% | 0.01196% |  | 6812 | 459 | 0.01041% | 0.009309%
| Oct | 11 | 21 | 6813 | 537.7402 | 525.9503 | 550.8944 | 0.01148% | 0.01071% | 0.01095% | 0.01042% | 8541 | 0.01047% | 0.01045% |  | 11.8195 | 23.108 | 24.64 |  | 6813 | 525.9206 | 502.8423 | 526.2544 |  | 6813 | 0.01145% | 0.01067% | 0.0109% | 0.01292% | 0.01159% | 0.01232% |  | 6813 | 0.01067% | 0.0109% | 6813 | 7032 | 0.01039% | 7286 | 0.01043% | 0.01041% |  | 6813 | 0.01159% | 0.01232% | 0.01196% |  | 6813 | 8541 | 0.01041% | 0.01115%
| Oct | 11 | 22 | 6814 | 528.066 | 516.4825 | 541.9203 | 0.01127% | 0.01052% | 0.01078% | 0.01042% | 1740 | 0.01047% | 0.01045% |  | 11.8206 | 23.1077 | 24.6398 |  | 6814 | 516.2454 | 493.3748 | 517.2805 |  | 6814 | 0.01124% | 0.01047% | 0.01071% | 0.01292% | 0.01159% | 0.01232% |  | 6814 | 0.01047% | 0.01071% | 6814 | 2653 | 0.01039% | 2822 | 0.01043% | 0.01041% |  | 6814 | 0.01159% | 0.01232% | 0.01196% |  | 6814 | 1740 | 0.01041% | 0.0103%
| Oct | 11 | 23 | 6815 | 520.8304 | 507.2754 | 539.5666 | 0.01112% | 0.01033% | 0.01073% | 0.01042% | 7418 | 0.01047% | 0.01045% |  | 11.8217 | 23.1074 | 24.6397 |  | 6815 | 509.0087 | 484.168 | 514.9269 |  | 6815 | 0.01108% | 0.01028% | 0.01066% | 0.01292% | 0.01159% | 0.01232% |  | 6815 | 0.01028% | 0.01066% | 6815 | 6659 | 0.01039% | 6199 | 0.01043% | 0.01041% |  | 6815 | 0.01159% | 0.01232% | 0.01195% |  | 6815 | 7418 | 0.01041% | 0.01184%
| Oct | 12 | 0 | 6816 | 516.9408 | 509.1932 | 537.3817 | 0.01103% | 0.01037% | 0.01069% | 0.01042% | 6622 | 0.01047% | 0.01044% |  | 11.8227 | 23.107 | 24.6396 |  | 6816 | 505.1181 | 486.0861 | 512.7422 |  | 6816 | 0.011% | 0.01032% | 0.01062% | 0.01292% | 0.01159% | 0.01232% |  | 6816 | 0.01032% | 0.01062% | 6816 | 2001 | 0.01039% | 6371 | 0.01043% | 0.01041% |  | 6816 | 0.01159% | 0.01232% | 0.01195% |  | 6816 | 6622 | 0.01041% | 0.01198%
| Oct | 12 | 1 | 6817 | 518.0756 | 509.398 | 539.1447 | 0.01106% | 0.01037% | 0.01072% | 0.01042% | 7200 | 0.01047% | 0.01044% |  | 11.8238 | 23.1067 | 24.6394 |  | 6817 | 506.2518 | 486.2913 | 514.5053 |  | 6817 | 0.01102% | 0.01032% | 0.01065% | 0.01292% | 0.01159% | 0.01232% |  | 6817 | 0.01032% | 0.01065% | 6817 | 1001 | 0.01039% | 6681 | 0.01043% | 0.01041% |  | 6817 | 0.01159% | 0.01232% | 0.01195% |  | 6817 | 7200 | 0.01041% | 0.0119%
| Oct | 12 | 2 | 6818 | 522.5572 | 508.3088 | 543.7301 | 0.01115% | 0.01035% | 0.01081% | 0.01042% | 628 | 0.01047% | 0.01044% |  | 11.8248 | 23.1064 | 24.6393 |  | 6818 | 510.7323 | 485.2024 | 519.0909 |  | 6818 | 0.01112% | 0.0103% | 0.01075% | 0.01292% | 0.01159% | 0.01231% |  | 6818 | 0.0103% | 0.01075% | 6818 | 941 | 0.01039% | 5860 | 0.01042% | 0.01041% |  | 6818 | 0.01159% | 0.01231% | 0.01195% |  | 6818 | 628 | 0.01041% | 0.009411%
| Oct | 12 | 3 | 6819 | 525.8383 | 513.0194 | 547.9968 | 0.01122% | 0.01045% | 0.0109% | 0.01042% | 2050 | 0.01047% | 0.01044% |  | 11.8259 | 23.106 | 24.6391 |  | 6819 | 514.0124 | 489.9134 | 523.3577 |  | 6819 | 0.01119% | 0.0104% | 0.01084% | 0.01293% | 0.01159% | 0.01231% |  | 6819 | 0.0104% | 0.01084% | 6819 | 7525 | 0.01039% | 1623 | 0.01042% | 0.0104% |  | 6819 | 0.01159% | 0.01231% | 0.01195% |  | 6819 | 2050 | 0.0104% | 0.01057%
| Oct | 12 | 4 | 6820 | 534.4238 | 519.5081 | 554.2702 | 0.01141% | 0.01058% | 0.01102% | 0.01042% | 5359 | 0.01047% | 0.01044% |  | 11.827 | 23.1057 | 24.639 |  | 6820 | 522.5969 | 496.4024 | 529.6312 |  | 6820 | 0.01138% | 0.01054% | 0.01097% | 0.01293% | 0.01159% | 0.01231% |  | 6820 | 0.01054% | 0.01097% | 6820 | 695 | 0.01039% | 2977 | 0.01042% | 0.0104% |  | 6820 | 0.01159% | 0.01231% | 0.01195% |  | 6820 | 5359 | 0.0104% | 0.0125%
| Oct | 12 | 5 | 6821 | 556.6378 | 539.3839 | 567.4639 | 0.01188% | 0.01098% | 0.01128% | 0.01042% | 111 | 0.01047% | 0.01044% |  | 11.828 | 23.1054 | 24.6388 |  | 6821 | 544.8098 | 516.2786 | 542.8251 |  | 6821 | 0.01186% | 0.01096% | 0.01124% | 0.01293% | 0.01159% | 0.01231% |  | 6821 | 0.01096% | 0.01124% | 6821 | 7078 | 0.01039% | 2824 | 0.01042% | 0.0104% |  | 6821 | 0.01159% | 0.01231% | 0.01195% |  | 6821 | 111 | 0.0104% | 0.00916%
| Oct | 12 | 6 | 6822 | 584.1419 | 562.5367 | 582.2425 | 0.01247% | 0.01146% | 0.01158% | 0.01042% | 3488 | 0.01047% | 0.01044% |  | 11.8291 | 23.105 | 24.6387 |  | 6822 | 572.3128 | 539.4317 | 557.6038 |  | 6822 | 0.01246% | 0.01145% | 0.01155% | 0.01293% | 0.01159% | 0.01231% |  | 6822 | 0.01145% | 0.01155% | 6822 | 5694 | 0.01039% | 6654 | 0.01042% | 0.0104% |  | 6822 | 0.01159% | 0.01231% | 0.01195% |  | 6822 | 3488 | 0.0104% | 0.01206%
| Oct | 12 | 7 | 6823 | 587.3909 | 571.1387 | 590.2413 | 0.01254% | 0.01163% | 0.01174% | 0.01042% | 7510 | 0.01047% | 0.01044% |  | 11.8301 | 23.1047 | 24.6386 |  | 6823 | 575.5607 | 548.034 | 565.6027 |  | 6823 | 0.01253% | 0.01163% | 0.01171% | 0.01293% | 0.01159% | 0.01231% |  | 6823 | 0.01163% | 0.01171% | 6823 | 6624 | 0.01039% | 8207 | 0.01042% | 0.0104% |  | 6823 | 0.01159% | 0.01231% | 0.01195% |  | 6823 | 7510 | 0.0104% | 0.01182%
| Oct | 12 | 8 | 6824 | 578.1334 | 564.1472 | 583.9585 | 0.01234% | 0.01149% | 0.01161% | 0.01042% | 6050 | 0.01047% | 0.01044% |  | 11.8312 | 23.1043 | 24.6384 |  | 6824 | 566.3022 | 541.0429 | 559.3201 |  | 6824 | 0.01233% | 0.01148% | 0.01158% | 0.01293% | 0.01159% | 0.01231% |  | 6824 | 0.01148% | 0.01158% | 6824 | 624 | 0.01039% | 7537 | 0.01042% | 0.0104% |  | 6824 | 0.01159% | 0.01231% | 0.01195% |  | 6824 | 6050 | 0.0104% | 0.01214%
| Oct | 12 | 9 | 6825 | 566.8741 | 547.958 | 576.6255 | 0.0121% | 0.01116% | 0.01147% | 0.01042% | 6463 | 0.01047% | 0.01044% |  | 11.8323 | 23.104 | 24.6383 |  | 6825 | 555.0418 | 524.854 | 551.9872 |  | 6825 | 0.01208% | 0.01114% | 0.01143% | 0.01293% | 0.01159% | 0.01231% |  | 6825 | 0.01114% | 0.01143% | 6825 | 146 | 0.01039% | 6864 | 0.01042% | 0.0104% |  | 6825 | 0.01159% | 0.01231% | 0.01195% |  | 6825 | 6463 | 0.0104% | 0.01201%
| Oct | 12 | 10 | 6826 | 558.2558 | 541.6461 | 568.7486 | 0.01191% | 0.01103% | 0.01131% | 0.01042% | 71 | 0.01047% | 0.01044% |  | 11.8333 | 23.1036 | 24.6382 |  | 6826 | 546.4224 | 518.5425 | 544.1105 |  | 6826 | 0.01189% | 0.01101% | 0.01127% | 0.01293% | 0.01159% | 0.01231% |  | 6826 | 0.01101% | 0.01127% | 6826 | 7742 | 0.01038% | 7125 | 0.01042% | 0.0104% |  | 6826 | 0.01159% | 0.01231% | 0.01195% |  | 6826 | 71 | 0.0104% | 0.009147%
| Oct | 12 | 11 | 6827 | 550.5359 | 536.6562 | 556.4457 | 0.01175% | 0.01093% | 0.01106% | 0.01042% | 7404 | 0.01047% | 0.01044% |  | 11.8344 | 23.1033 | 24.638 |  | 6827 | 538.7015 | 513.5529 | 531.8077 |  | 6827 | 0.01173% | 0.0109% | 0.01101% | 0.01294% | 0.01159% | 0.01231% |  | 6827 | 0.0109% | 0.01101% | 6827 | 2820 | 0.01038% | 6464 | 0.01042% | 0.0104% |  | 6827 | 0.01159% | 0.01231% | 0.01195% |  | 6827 | 7404 | 0.0104% | 0.01185%
| Oct | 12 | 12 | 6828 | 553.3217 | 530.3537 | 546.0463 | 0.01181% | 0.0108% | 0.01086% | 0.01042% | 6467 | 0.01046% | 0.01044% |  | 11.8355 | 23.103 | 24.6379 |  | 6828 | 541.4862 | 507.2507 | 521.4084 |  | 6828 | 0.01179% | 0.01077% | 0.0108% | 0.01294% | 0.01159% | 0.01231% |  | 6828 | 0.01077% | 0.0108% | 6828 | 6507 | 0.01038% | 8210 | 0.01042% | 0.0104% |  | 6828 | 0.01159% | 0.01231% | 0.01195% |  | 6828 | 6467 | 0.0104% | 0.01201%
| Oct | 12 | 13 | 6829 | 553.7018 | 523.7067 | 539.3697 | 0.01182% | 0.01066% | 0.01073% | 0.01042% | 7072 | 0.01046% | 0.01044% |  | 11.8365 | 23.1026 | 24.6378 |  | 6829 | 541.8652 | 500.6041 | 514.732 |  | 6829 | 0.0118% | 0.01063% | 0.01066% | 0.01294% | 0.01159% | 0.01231% |  | 6829 | 0.01063% | 0.01066% | 6829 | 3072 | 0.01038% | 6511 | 0.01042% | 0.0104% |  | 6829 | 0.01159% | 0.01231% | 0.01195% |  | 6829 | 7072 | 0.0104% | 0.01192%
| Oct | 12 | 14 | 6830 | 558.6689 | 522.0031 | 531.5772 | 0.01192% | 0.01063% | 0.01057% | 0.01042% | 2831 | 0.01046% | 0.01044% |  | 11.8376 | 23.1023 | 24.6376 |  | 6830 | 546.8313 | 498.9008 | 506.9396 |  | 6830 | 0.0119% | 0.01059% | 0.0105% | 0.01294% | 0.01159% | 0.01231% |  | 6830 | 0.01059% | 0.0105% | 6830 | 1634 | 0.01038% | 7342 | 0.01042% | 0.0104% |  | 6830 | 0.01159% | 0.01231% | 0.01195% |  | 6830 | 2831 | 0.0104% | 0.01137%
| Oct | 12 | 15 | 6831 | 562.8198 | 520.1784 | 528.4546 | 0.01201% | 0.01059% | 0.01051% | 0.01042% | 7613 | 0.01046% | 0.01044% |  | 11.8387 | 23.1019 | 24.6375 |  | 6831 | 550.9811 | 497.0765 | 503.8171 |  | 6831 | 0.01199% | 0.01055% | 0.01043% | 0.01294% | 0.01159% | 0.01231% |  | 6831 | 0.01055% | 0.01043% | 6831 | 7033 | 0.01038% | 6844 | 0.01042% | 0.0104% |  | 6831 | 0.01159% | 0.01231% | 0.01195% |  | 6831 | 7613 | 0.0104% | 0.01178%
| Oct | 12 | 16 | 6832 | 560.887 | 520.346 | 531.521 | 0.01197% | 0.0106% | 0.01057% | 0.01042% | 6627 | 0.01046% | 0.01044% |  | 11.8398 | 23.1016 | 24.6373 |  | 6832 | 549.0473 | 497.2444 | 506.8836 |  | 6832 | 0.01195% | 0.01055% | 0.0105% | 0.01294% | 0.01159% | 0.01231% |  | 6832 | 0.01055% | 0.0105% | 6832 | 1907 | 0.01038% | 6005 | 0.01041% | 0.0104% |  | 6832 | 0.01159% | 0.01231% | 0.01195% |  | 6832 | 6627 | 0.0104% | 0.01198%
| Oct | 12 | 17 | 6833 | 560.6618 | 519.7688 | 537.3442 | 0.01197% | 0.01058% | 0.01068% | 0.01042% | 8491 | 0.01046% | 0.01044% |  | 11.8408 | 23.1012 | 24.6372 |  | 6833 | 548.821 | 496.6676 | 512.707 |  | 6833 | 0.01195% | 0.01054% | 0.01062% | 0.01294% | 0.01159% | 0.01231% |  | 6833 | 0.01054% | 0.01062% | 6833 | 2533 | 0.01038% | 2787 | 0.01041% | 0.0104% |  | 6833 | 0.01159% | 0.01231% | 0.01195% |  | 6833 | 8491 | 0.0104% | 0.0112%
| Oct | 12 | 18 | 6834 | 562.7534 | 521.4166 | 546.3089 | 0.01201% | 0.01062% | 0.01086% | 0.01042% | 7725 | 0.01046% | 0.01044% |  | 11.8419 | 23.1009 | 24.6371 |  | 6834 | 550.9115 | 498.3157 | 521.6718 |  | 6834 | 0.01199% | 0.01058% | 0.0108% | 0.01294% | 0.01159% | 0.01231% |  | 6834 | 0.01058% | 0.0108% | 6834 | 770 | 0.01038% | 2721 | 0.01041% | 0.0104% |  | 6834 | 0.01159% | 0.01231% | 0.01195% |  | 6834 | 7725 | 0.0104% | 0.01173%
| Oct | 12 | 19 | 6835 | 562.0896 | 525.4476 | 549.6566 | 0.012% | 0.0107% | 0.01093% | 0.01042% | 7983 | 0.01046% | 0.01044% |  | 11.843 | 23.1005 | 24.637 |  | 6835 | 550.2467 | 502.3471 | 525.0196 |  | 6835 | 0.01198% | 0.01066% | 0.01087% | 0.01294% | 0.01159% | 0.01231% |  | 6835 | 0.01066% | 0.01087% | 6835 | 1780 | 0.01038% | 7180 | 0.01041% | 0.0104% |  | 6835 | 0.01159% | 0.01231% | 0.01195% |  | 6835 | 7983 | 0.0104% | 0.01158%
| Oct | 12 | 20 | 6836 | 556.266 | 522.8689 | 548.175 | 0.01187% | 0.01065% | 0.0109% | 0.01042% | 6465 | 0.01046% | 0.01044% |  | 11.8441 | 23.1001 | 24.6368 |  | 6836 | 544.4219 | 499.7687 | 523.5381 |  | 6836 | 0.01185% | 0.01061% | 0.01084% | 0.01295% | 0.01159% | 0.01231% |  | 6836 | 0.01061% | 0.01084% | 6836 | 2417 | 0.01038% | 7662 | 0.01041% | 0.0104% |  | 6836 | 0.01159% | 0.01231% | 0.01195% |  | 6836 | 6465 | 0.0104% | 0.01201%
| Oct | 12 | 21 | 6837 | 551.0238 | 517.1156 | 543.0268 | 0.01176% | 0.01053% | 0.0108% | 0.01041% | 7415 | 0.01046% | 0.01044% |  | 11.8451 | 23.0998 | 24.6367 |  | 6837 | 539.1786 | 494.0158 | 518.3902 |  | 6837 | 0.01174% | 0.01049% | 0.01074% | 0.01295% | 0.01159% | 0.01231% |  | 6837 | 0.01049% | 0.01074% | 6837 | 1458 | 0.01038% | 7115 | 0.01041% | 0.0104% |  | 6837 | 0.01159% | 0.01231% | 0.01195% |  | 6837 | 7415 | 0.0104% | 0.01184%
| Oct | 12 | 22 | 6838 | 535.3307 | 505.8604 | 532.7306 | 0.01143% | 0.0103% | 0.01059% | 0.01041% | 8601 | 0.01046% | 0.01044% |  | 11.8462 | 23.0994 | 24.6366 |  | 6838 | 523.4845 | 482.7609 | 508.0941 |  | 6838 | 0.0114% | 0.01025% | 0.01052% | 0.01295% | 0.01159% | 0.01231% |  | 6838 | 0.01025% | 0.01052% | 6838 | 7434 | 0.01038% | 7201 | 0.01041% | 0.01039% |  | 6838 | 0.01159% | 0.01231% | 0.01195% |  | 6838 | 8601 | 0.01039% | 0.0111%
| Oct | 12 | 23 | 6839 | 518.79 | 501.578 | 522.0499 | 0.01107% | 0.01021% | 0.01038% | 0.01041% | 1775 | 0.01046% | 0.01044% |  | 11.8473 | 23.0991 | 24.6364 |  | 6839 | 506.9427 | 478.4789 | 497.4135 |  | 6839 | 0.01104% | 0.01016% | 0.0103% | 0.01295% | 0.01159% | 0.01231% |  | 6839 | 0.01016% | 0.0103% | 6839 | 2254 | 0.01038% | 1857 | 0.01041% | 0.01039% |  | 6839 | 0.01159% | 0.01231% | 0.01195% |  | 6839 | 1775 | 0.01039% | 0.01033%
| Oct | 13 | 0 | 6840 | 512.8293 | 496.8674 | 520.3527 | 0.01095% | 0.01012% | 0.01035% | 0.01041% | 8137 | 0.01046% | 0.01044% |  | 11.8484 | 23.0987 | 24.6363 |  | 6840 | 500.9809 | 473.7687 | 495.7164 |  | 6840 | 0.01091% | 0.01006% | 0.01027% | 0.01295% | 0.01159% | 0.01231% |  | 6840 | 0.01006% | 0.01027% | 6840 | 6771 | 0.01038% | 1600 | 0.01041% | 0.01039% |  | 6840 | 0.01159% | 0.01231% | 0.01195% |  | 6840 | 8137 | 0.01039% | 0.01148%
| Oct | 13 | 1 | 6841 | 505.5927 | 494.8565 | 522.2281 | 0.01079% | 0.01008% | 0.01038% | 0.01041% | 6466 | 0.01046% | 0.01044% |  | 11.8495 | 23.0984 | 24.6362 |  | 6841 | 493.7433 | 471.7582 | 497.5919 |  | 6841 | 0.01075% | 0.01001% | 0.0103% | 0.01295% | 0.01159% | 0.01231% |  | 6841 | 0.01001% | 0.0103% | 6841 | 6625 | 0.01037% | 543 | 0.01041% | 0.01039% |  | 6841 | 0.01159% | 0.01231% | 0.01195% |  | 6841 | 6466 | 0.01039% | 0.01201%
| Oct | 13 | 2 | 6842 | 502.0274 | 496.0109 | 524.9663 | 0.01071% | 0.0101% | 0.01044% | 0.01041% | 8202 | 0.01046% | 0.01044% |  | 11.8505 | 23.098 | 24.6361 |  | 6842 | 490.1768 | 472.9129 | 500.3302 |  | 6842 | 0.01067% | 0.01004% | 0.01036% | 0.01295% | 0.01159% | 0.01231% |  | 6842 | 0.01004% | 0.01036% | 6842 | 6506 | 0.01037% | 2978 | 0.01041% | 0.01039% |  | 6842 | 0.01159% | 0.01231% | 0.01195% |  | 6842 | 8202 | 0.01039% | 0.01143%
| Oct | 13 | 3 | 6843 | 503.3145 | 497.4725 | 526.973 | 0.01074% | 0.01013% | 0.01048% | 0.01041% | 6099 | 0.01046% | 0.01044% |  | 11.8516 | 23.0976 | 24.6359 |  | 6843 | 491.4628 | 474.3749 | 502.3371 |  | 6843 | 0.0107% | 0.01007% | 0.0104% | 0.01295% | 0.01159% | 0.01231% |  | 6843 | 0.01007% | 0.0104% | 6843 | 1105 | 0.01037% | 3488 | 0.01041% | 0.01039% |  | 6843 | 0.01159% | 0.01231% | 0.01195% |  | 6843 | 6099 | 0.01039% | 0.01212%
| Oct | 13 | 4 | 6844 | 510.1014 | 499.1482 | 527.5919 | 0.01089% | 0.01016% | 0.01049% | 0.01041% | 6574 | 0.01046% | 0.01043% |  | 11.8527 | 23.0973 | 24.6358 |  | 6844 | 498.2487 | 476.0509 | 502.9561 |  | 6844 | 0.01085% | 0.0101% | 0.01042% | 0.01296% | 0.01159% | 0.01231% |  | 6844 | 0.0101% | 0.01042% | 6844 | 2663 | 0.01037% | 2832 | 0.01041% | 0.01039% |  | 6844 | 0.01159% | 0.01231% | 0.01195% |  | 6844 | 6574 | 0.01039% | 0.01199%
| Oct | 13 | 5 | 6845 | 528.2212 | 510.5524 | 534.3435 | 0.01127% | 0.0104% | 0.01063% | 0.01041% | 110 | 0.01046% | 0.01043% |  | 11.8538 | 23.0969 | 24.6357 |  | 6845 | 516.3674 | 487.4555 | 509.7078 |  | 6845 | 0.01124% | 0.01035% | 0.01056% | 0.01296% | 0.01159% | 0.01231% |  | 6845 | 0.01035% | 0.01056% | 6845 | 8596 | 0.01037% | 6638 | 0.01041% | 0.01039% |  | 6845 | 0.01159% | 0.01231% | 0.01195% |  | 6845 | 110 | 0.01039% | 0.00916%
| Oct | 13 | 6 | 6846 | 556.6092 | 523.837 | 542.0329 | 0.01188% | 0.01067% | 0.01078% | 0.01041% | 6073 | 0.01046% | 0.01043% |  | 11.8549 | 23.0965 | 24.6356 |  | 6846 | 544.7543 | 500.7405 | 517.3973 |  | 6846 | 0.01186% | 0.01063% | 0.01071% | 0.01296% | 0.01159% | 0.01231% |  | 6846 | 0.01063% | 0.01071% | 6846 | 7401 | 0.01037% | 544 | 0.01041% | 0.01039% |  | 6846 | 0.01159% | 0.01231% | 0.01195% |  | 6846 | 6073 | 0.01039% | 0.01213%
| Oct | 13 | 7 | 6847 | 560.7598 | 536.6283 | 550.5661 | 0.01197% | 0.01093% | 0.01095% | 0.01041% | 6309 | 0.01046% | 0.01043% |  | 11.856 | 23.0962 | 24.6354 |  | 6847 | 548.9039 | 513.5321 | 525.9307 |  | 6847 | 0.01195% | 0.0109% | 0.01089% | 0.01296% | 0.01159% | 0.01231% |  | 6847 | 0.0109% | 0.01089% | 6847 | 736 | 0.01037% | 1240 | 0.01041% | 0.01039% |  | 6847 | 0.01159% | 0.01231% | 0.01195% |  | 6847 | 6309 | 0.01039% | 0.01205%
| Oct | 13 | 8 | 6848 | 554.4421 | 533.0069 | 558.5087 | 0.01183% | 0.01085% | 0.01111% | 0.01041% | 6853 | 0.01046% | 0.01043% |  | 11.8571 | 23.0958 | 24.6353 |  | 6848 | 542.5851 | 509.9111 | 533.8734 |  | 6848 | 0.01181% | 0.01082% | 0.01106% | 0.01296% | 0.01159% | 0.01231% |  | 6848 | 0.01082% | 0.01106% | 6848 | 7993 | 0.01037% | 5380 | 0.0104% | 0.01039% |  | 6848 | 0.01159% | 0.01231% | 0.01195% |  | 6848 | 6853 | 0.01039% | 0.01195%
| Oct | 13 | 9 | 6849 | 542.9728 | 531.1636 | 560.9843 | 0.01159% | 0.01082% | 0.01115% | 0.01041% | 7186 | 0.01046% | 0.01043% |  | 11.8581 | 23.0954 | 24.6352 |  | 6849 | 531.1147 | 508.0682 | 536.3491 |  | 6849 | 0.01156% | 0.01078% | 0.01111% | 0.01296% | 0.01159% | 0.01231% |  | 6849 | 0.01078% | 0.01111% | 6849 | 2435 | 0.01037% | 6049 | 0.0104% | 0.01039% |  | 6849 | 0.01159% | 0.01231% | 0.01195% |  | 6849 | 7186 | 0.01039% | 0.0119%
| Oct | 13 | 10 | 6850 | 533.9888 | 527.9332 | 557.4209 | 0.0114% | 0.01075% | 0.01108% | 0.01041% | 6074 | 0.01046% | 0.01043% |  | 11.8592 | 23.0951 | 24.6351 |  | 6850 | 522.1295 | 504.8382 | 532.7858 |  | 6850 | 0.01137% | 0.01072% | 0.01103% | 0.01296% | 0.01159% | 0.01231% |  | 6850 | 0.01072% | 0.01103% | 6850 | 1430 | 0.01037% | 124 | 0.0104% | 0.01039% |  | 6850 | 0.01159% | 0.01231% | 0.01195% |  | 6850 | 6074 | 0.01039% | 0.01213%
| Oct | 13 | 11 | 6851 | 518.8831 | 521.4445 | 545.0898 | 0.01107% | 0.01062% | 0.01084% | 0.01041% | 7552 | 0.01046% | 0.01043% |  | 11.8603 | 23.0947 | 24.635 |  | 6851 | 507.0228 | 498.3498 | 520.4549 |  | 6851 | 0.01104% | 0.01058% | 0.01078% | 0.01296% | 0.01159% | 0.01231% |  | 6851 | 0.01058% | 0.01078% | 6851 | 171 | 0.01037% | 7061 | 0.0104% | 0.01039% |  | 6851 | 0.01159% | 0.01231% | 0.01195% |  | 6851 | 7552 | 0.01039% | 0.0118%
| Oct | 13 | 12 | 6852 | 509.119 | 518.6144 | 533.0963 | 0.01087% | 0.01056% | 0.0106% | 0.01041% | 1625 | 0.01046% | 0.01043% |  | 11.8614 | 23.0943 | 24.6348 |  | 6852 | 497.2576 | 495.5201 | 508.4615 |  | 6852 | 0.01082% | 0.01052% | 0.01053% | 0.01296% | 0.01159% | 0.01231% |  | 6852 | 0.01052% | 0.01053% | 6852 | 1980 | 0.01037% | 8007 | 0.0104% | 0.01039% |  | 6852 | 0.01159% | 0.01231% | 0.01195% |  | 6852 | 1625 | 0.01039% | 0.01021%
| Oct | 13 | 13 | 6853 | 500.9615 | 510.6082 | 525.8665 | 0.01069% | 0.0104% | 0.01046% | 0.01041% | 7530 | 0.01046% | 0.01043% |  | 11.8625 | 23.0939 | 24.6347 |  | 6853 | 489.099 | 487.5143 | 501.2318 |  | 6853 | 0.01065% | 0.01035% | 0.01038% | 0.01297% | 0.01159% | 0.01231% |  | 6853 | 0.01035% | 0.01038% | 6853 | 7045 | 0.01037% | 7536 | 0.0104% | 0.01039% |  | 6853 | 0.01159% | 0.01231% | 0.01195% |  | 6853 | 7530 | 0.01039% | 0.01181%
| Oct | 13 | 14 | 6854 | 500.5254 | 506.0838 | 519.1993 | 0.01068% | 0.01031% | 0.01032% | 0.01041% | 7108 | 0.01046% | 0.01043% |  | 11.8636 | 23.0936 | 24.6346 |  | 6854 | 488.6618 | 482.9902 | 494.5647 |  | 6854 | 0.01064% | 0.01025% | 0.01024% | 0.01297% | 0.01159% | 0.01231% |  | 6854 | 0.01025% | 0.01024% | 6854 | 6540 | 0.01037% | 2455 | 0.0104% | 0.01039% |  | 6854 | 0.01159% | 0.01231% | 0.01195% |  | 6854 | 7108 | 0.01039% | 0.01191%
| Oct | 13 | 15 | 6855 | 505.5081 | 505.0039 | 518.5429 | 0.01079% | 0.01028% | 0.01031% | 0.01041% | 2763 | 0.01045% | 0.01043% |  | 11.8647 | 23.0932 | 24.6345 |  | 6855 | 493.6434 | 481.9107 | 493.9084 |  | 6855 | 0.01075% | 0.01023% | 0.01023% | 0.01297% | 0.01159% | 0.01231% |  | 6855 | 0.01023% | 0.01023% | 6855 | 1736 | 0.01037% | 7343 | 0.0104% | 0.01039% |  | 6855 | 0.01159% | 0.01231% | 0.01195% |  | 6855 | 2763 | 0.01039% | 0.01129%
| Oct | 13 | 16 | 6856 | 505.3074 | 502.5462 | 521.4123 | 0.01078% | 0.01023% | 0.01037% | 0.01041% | 5339 | 0.01045% | 0.01043% |  | 11.8658 | 23.0928 | 24.6344 |  | 6856 | 493.4416 | 479.4534 | 496.7779 |  | 6856 | 0.01074% | 0.01018% | 0.01029% | 0.01297% | 0.01159% | 0.01231% |  | 6856 | 0.01018% | 0.01029% | 6856 | 2293 | 0.01037% | 6843 | 0.0104% | 0.01039% |  | 6856 | 0.01159% | 0.01231% | 0.01195% |  | 6856 | 5339 | 0.01039% | 0.01251%
| Oct | 13 | 17 | 6857 | 506.2851 | 504.1753 | 528.3796 | 0.01081% | 0.01027% | 0.01051% | 0.01041% | 8754 | 0.01045% | 0.01043% |  | 11.8669 | 23.0924 | 24.6342 |  | 6857 | 494.4182 | 481.0829 | 503.7453 |  | 6857 | 0.01076% | 0.01021% | 0.01043% | 0.01297% | 0.01159% | 0.01231% |  | 6857 | 0.01021% | 0.01043% | 6857 | 6862 | 0.01037% | 8505 | 0.0104% | 0.01038% |  | 6857 | 0.01159% | 0.01231% | 0.01195% |  | 6857 | 8754 | 0.01038% | 0.01098%
| Oct | 13 | 18 | 6858 | 512.2679 | 510.7665 | 538.7133 | 0.01093% | 0.0104% | 0.01071% | 0.0104% | 6639 | 0.01045% | 0.01043% |  | 11.868 | 23.0921 | 24.6341 |  | 6858 | 500.3999 | 487.6744 | 514.0792 |  | 6858 | 0.01089% | 0.01035% | 0.01065% | 0.01297% | 0.01159% | 0.01231% |  | 6858 | 0.01035% | 0.01065% | 6858 | 7141 | 0.01037% | 6004 | 0.0104% | 0.01038% |  | 6858 | 0.01159% | 0.01231% | 0.01195% |  | 6858 | 6639 | 0.01038% | 0.01198%
| Oct | 13 | 19 | 6859 | 517.0593 | 516.7711 | 543.13 | 0.01104% | 0.01052% | 0.0108% | 0.0104% | 7099 | 0.01045% | 0.01043% |  | 11.8691 | 23.0917 | 24.634 |  | 6859 | 505.1902 | 493.6794 | 518.496 |  | 6859 | 0.011% | 0.01048% | 0.01074% | 0.01297% | 0.01159% | 0.01231% |  | 6859 | 0.01048% | 0.01074% | 6859 | 230 | 0.01037% | 568 | 0.0104% | 0.01038% |  | 6859 | 0.01159% | 0.01231% | 0.01195% |  | 6859 | 7099 | 0.01038% | 0.01192%
| Oct | 13 | 20 | 6860 | 517.6674 | 519.1171 | 545.7462 | 0.01105% | 0.01057% | 0.01085% | 0.0104% | 1723 | 0.01045% | 0.01043% |  | 11.8702 | 23.0913 | 24.6339 |  | 6860 | 505.7972 | 496.0258 | 521.1123 |  | 6860 | 0.01101% | 0.01053% | 0.01079% | 0.01297% | 0.01159% | 0.01231% |  | 6860 | 0.01053% | 0.01079% | 6860 | 3313 | 0.01037% | 99 | 0.0104% | 0.01038% |  | 6860 | 0.01159% | 0.01231% | 0.01195% |  | 6860 | 1723 | 0.01038% | 0.01029%
| Oct | 13 | 21 | 6861 | 512.2318 | 520.2529 | 539.3135 | 0.01093% | 0.01059% | 0.01072% | 0.0104% | 8182 | 0.01045% | 0.01043% |  | 11.8713 | 23.0909 | 24.6338 |  | 6861 | 500.3605 | 497.162 | 514.6797 |  | 6861 | 0.01089% | 0.01055% | 0.01066% | 0.01298% | 0.01159% | 0.01231% |  | 6861 | 0.01055% | 0.01066% | 6861 | 798 | 0.01037% | 2434 | 0.0104% | 0.01038% |  | 6861 | 0.01159% | 0.01231% | 0.01195% |  | 6861 | 8182 | 0.01038% | 0.01144%
| Oct | 13 | 22 | 6862 | 505.1583 | 511.5485 | 529.1954 | 0.01078% | 0.01042% | 0.01052% | 0.0104% | 6469 | 0.01045% | 0.01043% |  | 11.8724 | 23.0905 | 24.6337 |  | 6862 | 493.2859 | 488.4579 | 504.5617 |  | 6862 | 0.01074% | 0.01037% | 0.01045% | 0.01298% | 0.01159% | 0.01231% |  | 6862 | 0.01037% | 0.01045% | 6862 | 6867 | 0.01037% | 6604 | 0.0104% | 0.01038% |  | 6862 | 0.01159% | 0.01231% | 0.01195% |  | 6862 | 6469 | 0.01038% | 0.01201%
| Oct | 13 | 23 | 6863 | 496.3593 | 507.4151 | 528.9328 | 0.01059% | 0.01033% | 0.01052% | 0.0104% | 2718 | 0.01045% | 0.01043% |  | 11.8735 | 23.0901 | 24.6336 |  | 6863 | 484.4858 | 484.3249 | 504.2993 |  | 6863 | 0.01055% | 0.01028% | 0.01044% | 0.01298% | 0.01159% | 0.01231% |  | 6863 | 0.01028% | 0.01044% | 6863 | 1943 | 0.01037% | 7647 | 0.0104% | 0.01038% |  | 6863 | 0.01159% | 0.01231% | 0.01195% |  | 6863 | 2718 | 0.01038% | 0.01125%
| Oct | 14 | 0 | 6864 | 492.748 | 505.7021 | 527.7888 | 0.01052% | 0.0103% | 0.01049% | 0.0104% | 7873 | 0.01045% | 0.01043% |  | 11.8746 | 23.0898 | 24.6335 |  | 6864 | 480.8734 | 482.6123 | 503.1554 |  | 6864 | 0.01047% | 0.01024% | 0.01042% | 0.01298% | 0.01159% | 0.01231% |  | 6864 | 0.01024% | 0.01042% | 6864 | 1973 | 0.01037% | 8541 | 0.0104% | 0.01038% |  | 6864 | 0.01159% | 0.01231% | 0.01195% |  | 6864 | 7873 | 0.01038% | 0.01165%
| Oct | 14 | 1 | 6865 | 494.6161 | 505.3297 | 530.602 | 0.01056% | 0.01029% | 0.01055% | 0.0104% | 1852 | 0.01045% | 0.01043% |  | 11.8757 | 23.0894 | 24.6333 |  | 6865 | 482.7404 | 482.2403 | 505.9687 |  | 6865 | 0.01051% | 0.01024% | 0.01048% | 0.01298% | 0.01159% | 0.01231% |  | 6865 | 0.01024% | 0.01048% | 6865 | 231 | 0.01037% | 7502 | 0.0104% | 0.01038% |  | 6865 | 0.01159% | 0.01231% | 0.01195% |  | 6865 | 1852 | 0.01038% | 0.01039%
| Oct | 14 | 2 | 6866 | 496.0956 | 506.0838 | 539.8011 | 0.01059% | 0.01031% | 0.01073% | 0.0104% | 2723 | 0.01045% | 0.01043% |  | 11.8768 | 23.089 | 24.6332 |  | 6866 | 484.2188 | 482.9948 | 515.1678 |  | 6866 | 0.01054% | 0.01025% | 0.01067% | 0.01298% | 0.01159% | 0.01231% |  | 6866 | 0.01025% | 0.01067% | 6866 | 6628 | 0.01037% | 7199 | 0.0104% | 0.01038% |  | 6866 | 0.01159% | 0.01231% | 0.01195% |  | 6866 | 2723 | 0.01038% | 0.01125%
| Oct | 14 | 3 | 6867 | 503.161 | 511.474 | 549.319 | 0.01074% | 0.01042% | 0.01092% | 0.0104% | 7885 | 0.01045% | 0.01043% |  | 11.8779 | 23.0886 | 24.6331 |  | 6867 | 491.2831 | 488.3854 | 524.6859 |  | 6867 | 0.01069% | 0.01037% | 0.01087% | 0.01298% | 0.01159% | 0.01231% |  | 6867 | 0.01037% | 0.01087% | 6867 | 2903 | 0.01036% | 7535 | 0.0104% | 0.01038% |  | 6867 | 0.01159% | 0.01231% | 0.01195% |  | 6867 | 7885 | 0.01038% | 0.01164%
| Oct | 14 | 4 | 6868 | 510.5672 | 513.2242 | 557.571 | 0.0109% | 0.01045% | 0.01109% | 0.0104% | 1143 | 0.01045% | 0.01042% |  | 11.879 | 23.0882 | 24.633 |  | 6868 | 498.6882 | 490.136 | 532.9379 |  | 6868 | 0.01086% | 0.0104% | 0.01104% | 0.01298% | 0.01159% | 0.01231% |  | 6868 | 0.0104% | 0.01104% | 6868 | 424 | 0.01036% | 7619 | 0.0104% | 0.01038% |  | 6868 | 0.01159% | 0.01231% | 0.01195% |  | 6868 | 1143 | 0.01038% | 0.0098%
| Oct | 14 | 5 | 6869 | 517.9819 | 522.6547 | 583.1802 | 0.01106% | 0.01064% | 0.0116% | 0.0104% | 1827 | 0.01045% | 0.01042% |  | 11.8801 | 23.0878 | 24.6329 |  | 6869 | 506.1018 | 499.5669 | 558.5473 |  | 6869 | 0.01102% | 0.0106% | 0.01157% | 0.01299% | 0.01158% | 0.01231% |  | 6869 | 0.0106% | 0.01157% | 6869 | 7143 | 0.01036% | 7709 | 0.0104% | 0.01038% |  | 6869 | 0.01158% | 0.01231% | 0.01195% |  | 6869 | 1827 | 0.01038% | 0.01037%
| Oct | 14 | 6 | 6870 | 542.0589 | 537.0286 | 607.9174 | 0.01157% | 0.01094% | 0.01209% | 0.0104% | 3493 | 0.01045% | 0.01042% |  | 11.8812 | 23.0874 | 24.6328 |  | 6870 | 530.1776 | 513.9412 | 583.2846 |  | 6870 | 0.01154% | 0.01091% | 0.01208% | 0.01299% | 0.01158% | 0.01231% |  | 6870 | 0.01091% | 0.01208% | 6870 | 6668 | 0.01036% | 2720 | 0.0104% | 0.01038% |  | 6870 | 0.01158% | 0.01231% | 0.01195% |  | 6870 | 3493 | 0.01038% | 0.01207%
| Oct | 14 | 7 | 6871 | 548.1064 | 548.3583 | 614.4721 | 0.0117% | 0.01117% | 0.01222% | 0.0104% | 5859 | 0.01045% | 0.01042% |  | 11.8824 | 23.087 | 24.6327 |  | 6871 | 536.224 | 525.2713 | 589.8394 |  | 6871 | 0.01167% | 0.01115% | 0.01221% | 0.01299% | 0.01158% | 0.01231% |  | 6871 | 0.01115% | 0.01221% | 6871 | 846 | 0.01036% | 7198 | 0.0104% | 0.01038% |  | 6871 | 0.01158% | 0.01231% | 0.01195% |  | 6871 | 5859 | 0.01038% | 0.01223%
| Oct | 14 | 8 | 6872 | 539.0621 | 549.3823 | 606.7827 | 0.01151% | 0.01119% | 0.01207% | 0.0104% | 7339 | 0.01045% | 0.01042% |  | 11.8835 | 23.0866 | 24.6326 |  | 6872 | 527.1786 | 526.2957 | 582.1501 |  | 6872 | 0.01148% | 0.01117% | 0.01206% | 0.01299% | 0.01158% | 0.01231% |  | 6872 | 0.01117% | 0.01206% | 6872 | 1583 | 0.01036% | 6644 | 0.01039% | 0.01038% |  | 6872 | 0.01158% | 0.01231% | 0.01195% |  | 6872 | 7339 | 0.01038% | 0.01187%
| Oct | 14 | 9 | 6873 | 524.9861 | 537.2614 | 590.0162 | 0.0112% | 0.01094% | 0.01173% | 0.0104% | 2977 | 0.01045% | 0.01042% |  | 11.8846 | 23.0862 | 24.6325 |  | 6873 | 513.1015 | 514.1751 | 565.3837 |  | 6873 | 0.01117% | 0.01091% | 0.01171% | 0.01299% | 0.01158% | 0.01231% |  | 6873 | 0.01091% | 0.01171% | 6873 | 6170 | 0.01036% | 7418 | 0.01039% | 0.01038% |  | 6873 | 0.01158% | 0.01231% | 0.01195% |  | 6873 | 2977 | 0.01038% | 0.01153%
| Oct | 14 | 10 | 6874 | 511.3658 | 525.8944 | 575.2095 | 0.01091% | 0.01071% | 0.01144% | 0.0104% | 625 | 0.01045% | 0.01042% |  | 11.8857 | 23.0859 | 24.6324 |  | 6874 | 499.4802 | 502.8086 | 550.5772 |  | 6874 | 0.01087% | 0.01067% | 0.0114% | 0.01299% | 0.01158% | 0.01231% |  | 6874 | 0.01067% | 0.0114% | 6874 | 6891 | 0.01036% | 6022 | 0.01039% | 0.01038% |  | 6874 | 0.01158% | 0.01231% | 0.01195% |  | 6874 | 625 | 0.01038% | 0.009409%
| Oct | 14 | 11 | 6875 | 495.8725 | 510.571 | 571.9744 | 0.01058% | 0.0104% | 0.01137% | 0.0104% | 2456 | 0.01044% | 0.01042% |  | 11.8868 | 23.0855 | 24.6323 |  | 6875 | 483.9857 | 487.4855 | 547.3421 |  | 6875 | 0.01054% | 0.01035% | 0.01133% | 0.01299% | 0.01158% | 0.01231% |  | 6875 | 0.01035% | 0.01133% | 6875 | 7068 | 0.01036% | 7200 | 0.01039% | 0.01038% |  | 6875 | 0.01158% | 0.01231% | 0.01195% |  | 6875 | 2456 | 0.01038% | 0.01096%
| Oct | 14 | 12 | 6876 | 486.9733 | 504.6129 | 565.5604 | 0.01039% | 0.01028% | 0.01125% | 0.0104% | 3513 | 0.01044% | 0.01042% |  | 11.8879 | 23.0851 | 24.6322 |  | 6876 | 475.0854 | 481.5278 | 540.9282 |  | 6876 | 0.01034% | 0.01022% | 0.0112% | 0.01299% | 0.01158% | 0.01231% |  | 6876 | 0.01022% | 0.0112% | 6876 | 3031 | 0.01036% | 2823 | 0.01039% | 0.01038% |  | 6876 | 0.01158% | 0.01231% | 0.01195% |  | 6876 | 3513 | 0.01038% | 0.01209%
| Oct | 14 | 13 | 6877 | 476.8333 | 500.1536 | 562.4096 | 0.01018% | 0.01018% | 0.01118% | 0.0104% | 7550 | 0.01044% | 0.01042% |  | 11.889 | 23.0847 | 24.6321 |  | 6877 | 464.9442 | 477.069 | 537.7775 |  | 6877 | 0.01012% | 0.01013% | 0.01114% | 0.01299% | 0.01158% | 0.01231% |  | 6877 | 0.01013% | 0.01114% | 6877 | 2479 | 0.01036% | 6622 | 0.01039% | 0.01038% |  | 6877 | 0.01158% | 0.01231% | 0.01195% |  | 6877 | 7550 | 0.01038% | 0.0118%
| Oct | 14 | 14 | 6878 | 467.8196 | 496.1692 | 555.3767 | 0.009985% | 0.0101% | 0.01104% | 0.0104% | 4252 | 0.01044% | 0.01042% |  | 11.8902 | 23.0843 | 24.632 |  | 6878 | 455.9294 | 473.0849 | 530.7447 |  | 6878 | 0.009925% | 0.01004% | 0.01099% | 0.013% | 0.01158% | 0.01231% |  | 6878 | 0.01004% | 0.01099% | 6878 | 8749 | 0.01036% | 448 | 0.01039% | 0.01038% |  | 6878 | 0.01158% | 0.01231% | 0.01195% |  | 6878 | 4252 | 0.01038% | 0.01262%
| Oct | 14 | 15 | 6879 | 467.521 | 495.1824 | 559.0526 | 0.009978% | 0.01008% | 0.01112% | 0.0104% | 6098 | 0.01044% | 0.01042% |  | 11.8913 | 23.0839 | 24.6319 |  | 6879 | 455.6297 | 472.0985 | 534.4207 |  | 6879 | 0.009918% | 0.01002% | 0.01107% | 0.013% | 0.01158% | 0.01231% |  | 6879 | 0.01002% | 0.01107% | 6879 | 1631 | 0.01036% | 84 | 0.01039% | 0.01038% |  | 6879 | 0.01158% | 0.01231% | 0.01195% |  | 6879 | 6098 | 0.01038% | 0.01212%
| Oct | 14 | 16 | 6880 | 469.4304 | 494.5865 | 559.7371 | 0.01002% | 0.01007% | 0.01113% | 0.0104% | 6453 | 0.01044% | 0.01042% |  | 11.8924 | 23.0835 | 24.6318 |  | 6880 | 457.538 | 471.5031 | 535.1053 |  | 6880 | 0.00996% | 0.01001% | 0.01108% | 0.013% | 0.01158% | 0.01231% |  | 6880 | 0.01001% | 0.01108% | 6880 | 7082 | 0.01036% | 7510 | 0.01039% | 0.01038% |  | 6880 | 0.01158% | 0.01231% | 0.01195% |  | 6880 | 6453 | 0.01038% | 0.01202%
| Oct | 14 | 17 | 6881 | 475.5011 | 498.5617 | 556.9802 | 0.01015% | 0.01015% | 0.01108% | 0.0104% | 2822 | 0.01044% | 0.01042% |  | 11.8935 | 23.0831 | 24.6317 |  | 6881 | 463.6075 | 475.4787 | 532.3485 |  | 6881 | 0.01009% | 0.01009% | 0.01102% | 0.013% | 0.01158% | 0.01231% |  | 6881 | 0.01009% | 0.01102% | 6881 | 6190 | 0.01036% | 2708 | 0.01039% | 0.01038% |  | 6881 | 0.01158% | 0.01231% | 0.01195% |  | 6881 | 2822 | 0.01038% | 0.01136%
| Oct | 14 | 18 | 6882 | 482.1226 | 509.4538 | 547.8655 | 0.01029% | 0.01037% | 0.01089% | 0.0104% | 3479 | 0.01044% | 0.01042% |  | 11.8946 | 23.0826 | 24.6316 |  | 6882 | 470.228 | 486.3712 | 523.2339 |  | 6882 | 0.01024% | 0.01032% | 0.01084% | 0.013% | 0.01158% | 0.01231% |  | 6882 | 0.01032% | 0.01084% | 6882 | 6666 | 0.01036% | 8491 | 0.01039% | 0.01038% |  | 6882 | 0.01158% | 0.01231% | 0.01195% |  | 6882 | 3479 | 0.01038% | 0.01206%
| Oct | 14 | 19 | 6883 | 487.2133 | 518.0279 | 549.5909 | 0.0104% | 0.01055% | 0.01093% | 0.0104% | 6238 | 0.01044% | 0.01042% |  | 11.8958 | 23.0822 | 24.6315 |  | 6883 | 475.3176 | 494.9457 | 524.9595 |  | 6883 | 0.01035% | 0.01051% | 0.01087% | 0.013% | 0.01158% | 0.01231% |  | 6883 | 0.01051% | 0.01087% | 6883 | 3016 | 0.01036% | 7404 | 0.01039% | 0.01037% |  | 6883 | 0.01158% | 0.01231% | 0.01195% |  | 6883 | 6238 | 0.01037% | 0.01207%
| Oct | 14 | 20 | 6884 | 481.7933 | 517.3018 | 546.0744 | 0.01028% | 0.01053% | 0.01086% | 0.0104% | 7288 | 0.01044% | 0.01042% |  | 11.8969 | 23.0818 | 24.6314 |  | 6884 | 469.8964 | 494.2199 | 521.4431 |  | 6884 | 0.01023% | 0.01049% | 0.0108% | 0.013% | 0.01158% | 0.01231% |  | 6884 | 0.01049% | 0.0108% | 6884 | 7148 | 0.01036% | 7613 | 0.01039% | 0.01037% |  | 6884 | 0.01158% | 0.01231% | 0.01195% |  | 6884 | 7288 | 0.01037% | 0.01188%
| Oct | 14 | 21 | 6885 | 482.5966 | 512.8704 | 537.785 | 0.0103% | 0.01044% | 0.01069% | 0.0104% | 7162 | 0.01044% | 0.01042% |  | 11.898 | 23.0814 | 24.6313 |  | 6885 | 470.6986 | 489.789 | 513.1537 |  | 6885 | 0.01025% | 0.0104% | 0.01063% | 0.013% | 0.01158% | 0.01231% |  | 6885 | 0.0104% | 0.01063% | 6885 | 2609 | 0.01036% | 1745 | 0.01039% | 0.01037% |  | 6885 | 0.01158% | 0.01231% | 0.01195% |  | 6885 | 7162 | 0.01037% | 0.01191%
| Oct | 14 | 22 | 6886 | 477.4064 | 503.2816 | 530.677 | 0.01019% | 0.01025% | 0.01055% | 0.0104% | 6842 | 0.01044% | 0.01042% |  | 11.8991 | 23.081 | 24.6312 |  | 6886 | 465.5072 | 480.2006 | 506.0458 |  | 6886 | 0.01013% | 0.01019% | 0.01048% | 0.01301% | 0.01158% | 0.01231% |  | 6886 | 0.01019% | 0.01048% | 6886 | 1466 | 0.01036% | 8601 | 0.01039% | 0.01037% |  | 6886 | 0.01158% | 0.01231% | 0.01195% |  | 6886 | 6842 | 0.01037% | 0.01195%
| Oct | 14 | 23 | 6887 | 472.3508 | 497.9938 | 531.7742 | 0.01008% | 0.01014% | 0.01057% | 0.0104% | 8531 | 0.01044% | 0.01042% |  | 11.9003 | 23.0806 | 24.6311 |  | 6887 | 460.4505 | 474.9132 | 507.1431 |  | 6887 | 0.01002% | 0.01008% | 0.0105% | 0.01301% | 0.01158% | 0.01231% |  | 6887 | 0.01008% | 0.0105% | 6887 | 825 | 0.01036% | 7072 | 0.01039% | 0.01037% |  | 6887 | 0.01158% | 0.01231% | 0.01195% |  | 6887 | 8531 | 0.01037% | 0.01116%
| Oct | 15 | 0 | 6888 | 470.8759 | 497.8263 | 535.525 | 0.01005% | 0.01014% | 0.01065% | 0.0104% | 3361 | 0.01044% | 0.01042% |  | 11.9014 | 23.0802 | 24.631 |  | 6888 | 458.9745 | 474.7461 | 510.8941 |  | 6888 | 0.009991% | 0.01008% | 0.01058% | 0.01301% | 0.01158% | 0.01231% |  | 6888 | 0.01008% | 0.01058% | 6888 | 1664 | 0.01036% | 7983 | 0.01039% | 0.01037% |  | 6888 | 0.01158% | 0.01231% | 0.01195% |  | 6888 | 3361 | 0.01037% | 0.01194%
| Oct | 15 | 1 | 6889 | 473.8019 | 500.8332 | 544.9398 | 0.01011% | 0.0102% | 0.01084% | 0.0104% | 6374 | 0.01044% | 0.01042% |  | 11.9025 | 23.0798 | 24.6309 |  | 6889 | 461.8994 | 477.7534 | 520.3089 |  | 6889 | 0.01005% | 0.01014% | 0.01077% | 0.01301% | 0.01158% | 0.01231% |  | 6889 | 0.01014% | 0.01077% | 6889 | 1415 | 0.01036% | 6097 | 0.01039% | 0.01037% |  | 6889 | 0.01158% | 0.01231% | 0.01195% |  | 6889 | 6374 | 0.01037% | 0.01204%
| Oct | 15 | 2 | 6890 | 480.2618 | 504.557 | 556.4644 | 0.01025% | 0.01027% | 0.01107% | 0.0104% | 6641 | 0.01044% | 0.01042% |  | 11.9036 | 23.0794 | 24.6308 |  | 6890 | 468.3581 | 481.4777 | 531.8336 |  | 6890 | 0.0102% | 0.01022% | 0.01101% | 0.01301% | 0.01158% | 0.01231% |  | 6890 | 0.01022% | 0.01101% | 6890 | 2209 | 0.01036% | 7725 | 0.01039% | 0.01037% |  | 6890 | 0.01158% | 0.01231% | 0.01195% |  | 6890 | 6641 | 0.01037% | 0.01198%
| Oct | 15 | 3 | 6891 | 490.6787 | 511.3437 | 563.4224 | 0.01047% | 0.01041% | 0.0112% | 0.01039% | 77 | 0.01044% | 0.01042% |  | 11.9048 | 23.079 | 24.6307 |  | 6891 | 478.774 | 488.2647 | 538.7917 |  | 6891 | 0.01042% | 0.01036% | 0.01116% | 0.01301% | 0.01158% | 0.01231% |  | 6891 | 0.01036% | 0.01116% | 6891 | 8621 | 0.01036% | 8137 | 0.01039% | 0.01037% |  | 6891 | 0.01158% | 0.01231% | 0.01195% |  | 6891 | 77 | 0.01037% | 0.009149%
| Oct | 15 | 4 | 6892 | 502.5414 | 524.2373 | 573.1372 | 0.01073% | 0.01068% | 0.0114% | 0.01039% | 8138 | 0.01044% | 0.01042% |  | 11.9059 | 23.0785 | 24.6306 |  | 6892 | 490.6355 | 501.1588 | 548.5066 |  | 6892 | 0.01068% | 0.01064% | 0.01136% | 0.01301% | 0.01158% | 0.01231% |  | 6892 | 0.01064% | 0.01136% | 6892 | 2607 | 0.01036% | 3493 | 0.01039% | 0.01037% |  | 6892 | 0.01158% | 0.01231% | 0.01195% |  | 6892 | 8138 | 0.01037% | 0.01147%
| Oct | 15 | 5 | 6893 | 515.8645 | 544.9417 | 593.1295 | 0.01101% | 0.0111% | 0.01179% | 0.01039% | 7179 | 0.01044% | 0.01042% |  | 11.907 | 23.0781 | 24.6305 |  | 6893 | 503.9575 | 521.8636 | 568.4989 |  | 6893 | 0.01097% | 0.01108% | 0.01177% | 0.01301% | 0.01158% | 0.01231% |  | 6893 | 0.01108% | 0.01177% | 6893 | 735 | 0.01036% | 3361 | 0.01039% | 0.01037% |  | 6893 | 0.01158% | 0.01231% | 0.01195% |  | 6893 | 7179 | 0.01037% | 0.0119%
| Oct | 15 | 6 | 6894 | 530.9867 | 572.4141 | 618.1761 | 0.01133% | 0.01166% | 0.01229% | 0.01039% | 6426 | 0.01044% | 0.01041% |  | 11.9082 | 23.0777 | 24.6304 |  | 6894 | 519.0786 | 549.3364 | 593.5457 |  | 6894 | 0.0113% | 0.01166% | 0.01229% | 0.01302% | 0.01158% | 0.01231% |  | 6894 | 0.01166% | 0.01229% | 6894 | 2734 | 0.01036% | 8202 | 0.01039% | 0.01037% |  | 6894 | 0.01158% | 0.01231% | 0.01195% |  | 6894 | 6426 | 0.01037% | 0.01202%
| Oct | 15 | 7 | 6895 | 540.996 | 584.7492 | 616.7882 | 0.01155% | 0.01191% | 0.01226% | 0.01039% | 7344 | 0.01044% | 0.01041% |  | 11.9093 | 23.0773 | 24.6303 |  | 6895 | 529.0867 | 561.6719 | 592.1579 |  | 6895 | 0.01152% | 0.01192% | 0.01226% | 0.01302% | 0.01158% | 0.01231% |  | 6895 | 0.01192% | 0.01226% | 6895 | 7049 | 0.01035% | 6463 | 0.01039% | 0.01037% |  | 6895 | 0.01158% | 0.01231% | 0.01195% |  | 6895 | 7344 | 0.01037% | 0.01186%
| Oct | 15 | 8 | 6896 | 535.1624 | 564.2776 | 610.6462 | 0.01142% | 0.01149% | 0.01214% | 0.01039% | 2824 | 0.01043% | 0.01041% |  | 11.9104 | 23.0769 | 24.6302 |  | 6896 | 523.252 | 541.2007 | 586.0159 |  | 6896 | 0.01139% | 0.01149% | 0.01214% | 0.01302% | 0.01158% | 0.01231% |  | 6896 | 0.01149% | 0.01214% | 6896 | 7871 | 0.01035% | 6467 | 0.01039% | 0.01037% |  | 6896 | 0.01158% | 0.01231% | 0.01194% |  | 6896 | 2824 | 0.01037% | 0.01136%
| Oct | 15 | 9 | 6897 | 522.0022 | 541.3575 | 606.2107 | 0.01114% | 0.01102% | 0.01205% | 0.01039% | 8487 | 0.01043% | 0.01041% |  | 11.9116 | 23.0765 | 24.6302 |  | 6897 | 510.0906 | 518.2811 | 581.5806 |  | 6897 | 0.0111% | 0.011% | 0.01204% | 0.01302% | 0.01158% | 0.01231% |  | 6897 | 0.011% | 0.01204% | 6897 | 1439 | 0.01035% | 6627 | 0.01038% | 0.01037% |  | 6897 | 0.01158% | 0.01231% | 0.01194% |  | 6897 | 8487 | 0.01037% | 0.0112%
| Oct | 15 | 10 | 6898 | 504.5305 | 532.5507 | 596.7397 | 0.01077% | 0.01084% | 0.01187% | 0.01039% | 8600 | 0.01043% | 0.01041% |  | 11.9127 | 23.076 | 24.6301 |  | 6898 | 492.6178 | 509.4747 | 572.1096 |  | 6898 | 0.01072% | 0.01081% | 0.01185% | 0.01302% | 0.01158% | 0.01231% |  | 6898 | 0.01081% | 0.01185% | 6898 | 6171 | 0.01035% | 7415 | 0.01038% | 0.01037% |  | 6898 | 0.01158% | 0.01231% | 0.01194% |  | 6898 | 8600 | 0.01037% | 0.0111%
| Oct | 15 | 11 | 6899 | 492.8412 | 524.7401 | 591.3665 | 0.01052% | 0.01069% | 0.01176% | 0.01039% | 7213 | 0.01043% | 0.01041% |  | 11.9138 | 23.0756 | 24.63 |  | 6899 | 480.9273 | 501.6645 | 566.7366 |  | 6899 | 0.01047% | 0.01065% | 0.01174% | 0.01302% | 0.01158% | 0.01231% |  | 6899 | 0.01065% | 0.01174% | 6899 | 7184 | 0.01035% | 3262 | 0.01038% | 0.01037% |  | 6899 | 0.01158% | 0.01231% | 0.01194% |  | 6899 | 7213 | 0.01037% | 0.01189%
| Oct | 15 | 12 | 6900 | 482.1982 | 527.6167 | 586.0403 | 0.01029% | 0.01074% | 0.01165% | 0.01039% | 6379 | 0.01043% | 0.01041% |  | 11.915 | 23.0752 | 24.6299 |  | 6900 | 470.2832 | 504.5415 | 561.4104 |  | 6900 | 0.01024% | 0.01071% | 0.01163% | 0.01302% | 0.01158% | 0.01231% |  | 6900 | 0.01071% | 0.01163% | 6900 | 7158 | 0.01035% | 8754 | 0.01038% | 0.01037% |  | 6900 | 0.01158% | 0.01231% | 0.01194% |  | 6900 | 6379 | 0.01037% | 0.01203%
| Oct | 15 | 13 | 6901 | 475.0896 | 531.3405 | 586.4529 | 0.01014% | 0.01082% | 0.01166% | 0.01039% | 7100 | 0.01043% | 0.01041% |  | 11.9161 | 23.0748 | 24.6298 |  | 6901 | 463.1735 | 508.2658 | 561.8231 |  | 6901 | 0.01008% | 0.01079% | 0.01163% | 0.01302% | 0.01158% | 0.01231% |  | 6901 | 0.01079% | 0.01163% | 6901 | 2684 | 0.01035% | 2703 | 0.01038% | 0.01037% |  | 6901 | 0.01158% | 0.01231% | 0.01194% |  | 6901 | 7100 | 0.01037% | 0.01192%
| Oct | 15 | 14 | 6902 | 471.8489 | 534.3661 | 582.9927 | 0.01007% | 0.01088% | 0.01159% | 0.01039% | 627 | 0.01043% | 0.01041% |  | 11.9173 | 23.0743 | 24.6297 |  | 6902 | 459.9317 | 511.2918 | 558.3629 |  | 6902 | 0.01001% | 0.01085% | 0.01156% | 0.01303% | 0.01158% | 0.01231% |  | 6902 | 0.01085% | 0.01156% | 6902 | 2664 | 0.01035% | 6465 | 0.01038% | 0.01037% |  | 6902 | 0.01158% | 0.01231% | 0.01194% |  | 6902 | 627 | 0.01037% | 0.00941%
| Oct | 15 | 15 | 6903 | 469.8842 | 520.6066 | 586.5935 | 0.01003% | 0.0106% | 0.01166% | 0.01039% | 8209 | 0.01043% | 0.01041% |  | 11.9184 | 23.0739 | 24.6296 |  | 6903 | 457.9658 | 497.5327 | 561.9639 |  | 6903 | 0.009969% | 0.01056% | 0.01164% | 0.01303% | 0.01158% | 0.01231% |  | 6903 | 0.01056% | 0.01164% | 6903 | 2571 | 0.01035% | 1646 | 0.01038% | 0.01037% |  | 6903 | 0.01158% | 0.01231% | 0.01194% |  | 6903 | 8209 | 0.01037% | 0.01142%
| Oct | 15 | 16 | 6904 | 472.1402 | 524.7587 | 586.7248 | 0.01008% | 0.01069% | 0.01167% | 0.01039% | 119 | 0.01043% | 0.01041% |  | 11.9195 | 23.0735 | 24.6296 |  | 6904 | 460.2206 | 501.6852 | 562.0953 |  | 6904 | 0.01002% | 0.01065% | 0.01164% | 0.01303% | 0.01158% | 0.01231% |  | 6904 | 0.01065% | 0.01164% | 6904 | 7450 | 0.01035% | 3513 | 0.01038% | 0.01037% |  | 6904 | 0.01158% | 0.01231% | 0.01194% |  | 6904 | 119 | 0.01037% | 0.009163%
| Oct | 15 | 17 | 6905 | 472.83 | 533.9751 | 595.033 | 0.01009% | 0.01087% | 0.01183% | 0.01039% | 8621 | 0.01043% | 0.01041% |  | 11.9207 | 23.073 | 24.6295 |  | 6905 | 460.9093 | 510.9021 | 570.4036 |  | 6905 | 0.01003% | 0.01084% | 0.01181% | 0.01303% | 0.01158% | 0.01231% |  | 6905 | 0.01084% | 0.01181% | 6905 | 6858 | 0.01035% | 7552 | 0.01038% | 0.01037% |  | 6905 | 0.01158% | 0.01231% | 0.01194% |  | 6905 | 8621 | 0.01037% | 0.01109%
| Oct | 15 | 18 | 6906 | 486.9612 | 545.0907 | 599.4591 | 0.01039% | 0.0111% | 0.01192% | 0.01039% | 2978 | 0.01043% | 0.01041% |  | 11.9218 | 23.0726 | 24.6294 |  | 6906 | 475.0394 | 522.018 | 574.8297 |  | 6906 | 0.01034% | 0.01108% | 0.0119% | 0.01303% | 0.01158% | 0.01231% |  | 6906 | 0.01108% | 0.0119% | 6906 | 2073 | 0.01035% | 3479 | 0.01038% | 0.01036% |  | 6906 | 0.01158% | 0.01231% | 0.01194% |  | 6906 | 2978 | 0.01036% | 0.01153%
| Oct | 15 | 19 | 6907 | 499.7426 | 553.4785 | 598.5683 | 0.01067% | 0.01127% | 0.0119% | 0.01039% | 1904 | 0.01043% | 0.01041% |  | 11.923 | 23.0722 | 24.6293 |  | 6907 | 487.8196 | 530.4063 | 573.939 |  | 6907 | 0.01062% | 0.01126% | 0.01189% | 0.01303% | 0.01158% | 0.01231% |  | 6907 | 0.01126% | 0.01189% | 6907 | 2465 | 0.01035% | 7530 | 0.01038% | 0.01036% |  | 6907 | 0.01158% | 0.01231% | 0.01194% |  | 6907 | 1904 | 0.01036% | 0.01044%
| Oct | 15 | 20 | 6908 | 494.5014 | 550.4436 | 591.7135 | 0.01055% | 0.01121% | 0.01177% | 0.01039% | 7174 | 0.01043% | 0.01041% |  | 11.9241 | 23.0718 | 24.6292 |  | 6908 | 482.5772 | 527.3719 | 567.0843 |  | 6908 | 0.0105% | 0.01119% | 0.01174% | 0.01303% | 0.01158% | 0.01231% |  | 6908 | 0.01119% | 0.01174% | 6908 | 948 | 0.01035% | 7186 | 0.01038% | 0.01036% |  | 6908 | 0.01158% | 0.01231% | 0.01194% |  | 6908 | 7174 | 0.01036% | 0.0119%
| Oct | 15 | 21 | 6909 | 489.2914 | 543.7873 | 582.3456 | 0.01044% | 0.01107% | 0.01158% | 0.01039% | 7575 | 0.01043% | 0.01041% |  | 11.9253 | 23.0713 | 24.6291 |  | 6909 | 477.3661 | 520.716 | 557.7165 |  | 6909 | 0.01039% | 0.01105% | 0.01155% | 0.01303% | 0.01158% | 0.01231% |  | 6909 | 0.01105% | 0.01155% | 6909 | 2210 | 0.01035% | 6853 | 0.01038% | 0.01036% |  | 6909 | 0.01158% | 0.01231% | 0.01194% |  | 6909 | 7575 | 0.01036% | 0.01179%
| Oct | 15 | 22 | 6910 | 482.9106 | 533.3048 | 564.0131 | 0.01031% | 0.01086% | 0.01122% | 0.01039% | 3262 | 0.01043% | 0.01041% |  | 11.9264 | 23.0709 | 24.6291 |  | 6910 | 470.9842 | 510.2339 | 539.3841 |  | 6910 | 0.01025% | 0.01083% | 0.01117% | 0.01304% | 0.01158% | 0.01231% |  | 6910 | 0.01083% | 0.01117% | 6910 | 6853 | 0.01035% | 8182 | 0.01038% | 0.01036% |  | 6910 | 0.01158% | 0.01231% | 0.01194% |  | 6910 | 3262 | 0.01036% | 0.01184%
| Oct | 15 | 23 | 6911 | 478.1573 | 527.6353 | 554.9078 | 0.01021% | 0.01074% | 0.01103% | 0.01039% | 7078 | 0.01043% | 0.01041% |  | 11.9276 | 23.0704 | 24.629 |  | 6911 | 466.2298 | 504.5649 | 530.2788 |  | 6911 | 0.01015% | 0.01071% | 0.01098% | 0.01304% | 0.01158% | 0.01231% |  | 6911 | 0.01071% | 0.01098% | 6911 | 7838 | 0.01035% | 6050 | 0.01038% | 0.01036% |  | 6911 | 0.01158% | 0.01231% | 0.01194% |  | 6911 | 7078 | 0.01036% | 0.01192%
| Oct | 16 | 0 | 6912 | 479.0777 | 526.993 | 546.5902 | 0.01022% | 0.01073% | 0.01087% | 0.01038% | 1238 | 0.01043% | 0.01041% |  | 11.9287 | 23.07 | 24.6289 |  | 6912 | 467.149 | 503.923 | 521.9613 |  | 6912 | 0.01017% | 0.0107% | 0.01081% | 0.01304% | 0.01158% | 0.01231% |  | 6912 | 0.0107% | 0.01081% | 6912 | 7123 | 0.01035% | 6466 | 0.01038% | 0.01036% |  | 6912 | 0.01158% | 0.01231% | 0.01194% |  | 6912 | 1238 | 0.01036% | 0.009882%
| Oct | 16 | 1 | 6913 | 482.9628 | 522.4685 | 544.1615 | 0.01031% | 0.01064% | 0.01082% | 0.01038% | 456 | 0.01043% | 0.01041% |  | 11.9299 | 23.0696 | 24.6288 |  | 6913 | 471.0329 | 499.399 | 519.5327 |  | 6913 | 0.01025% | 0.0106% | 0.01076% | 0.01304% | 0.01158% | 0.01231% |  | 6913 | 0.0106% | 0.01076% | 6913 | 6875 | 0.01035% | 6574 | 0.01038% | 0.01036% |  | 6913 | 0.01158% | 0.01231% | 0.01194% |  | 6913 | 456 | 0.01036% | 0.009307%
| Oct | 16 | 2 | 6914 | 487.0312 | 528.0636 | 547.5748 | 0.01039% | 0.01075% | 0.01089% | 0.01038% | 2001 | 0.01043% | 0.0104% |  | 11.931 | 23.0691 | 24.6287 |  | 6914 | 475.1002 | 504.9944 | 522.9461 |  | 6914 | 0.01034% | 0.01072% | 0.01083% | 0.01304% | 0.01158% | 0.01231% |  | 6914 | 0.01072% | 0.01083% | 6914 | 6647 | 0.01035% | 7108 | 0.01038% | 0.01036% |  | 6914 | 0.01158% | 0.01231% | 0.01194% |  | 6914 | 2001 | 0.01036% | 0.01052%
| Oct | 16 | 3 | 6915 | 497.3473 | 531.7687 | 554.1764 | 0.01061% | 0.01083% | 0.01102% | 0.01038% | 7178 | 0.01043% | 0.0104% |  | 11.9322 | 23.0687 | 24.6287 |  | 6915 | 485.4151 | 508.7001 | 529.5477 |  | 6915 | 0.01057% | 0.0108% | 0.01097% | 0.01304% | 0.01158% | 0.01231% |  | 6915 | 0.0108% | 0.01097% | 6915 | 2587 | 0.01035% | 1624 | 0.01038% | 0.01036% |  | 6915 | 0.01158% | 0.01231% | 0.01194% |  | 6915 | 7178 | 0.01036% | 0.0119%
| Oct | 16 | 4 | 6916 | 509.3427 | 541.851 | 557.9836 | 0.01087% | 0.01103% | 0.0111% | 0.01038% | 3362 | 0.01043% | 0.0104% |  | 11.9333 | 23.0683 | 24.6286 |  | 6916 | 497.4094 | 518.7827 | 533.355 |  | 6916 | 0.01083% | 0.01101% | 0.01104% | 0.01304% | 0.01158% | 0.01231% |  | 6916 | 0.01101% | 0.01104% | 6916 | 6845 | 0.01035% | 7873 | 0.01038% | 0.01036% |  | 6916 | 0.01158% | 0.01231% | 0.01194% |  | 6916 | 3362 | 0.01036% | 0.01194%
| Oct | 16 | 5 | 6917 | 533.1622 | 564.4358 | 571.3743 | 0.01138% | 0.01149% | 0.01136% | 0.01038% | 7620 | 0.01043% | 0.0104% |  | 11.9345 | 23.0678 | 24.6285 |  | 6917 | 521.2278 | 541.368 | 546.7457 |  | 6917 | 0.01135% | 0.01149% | 0.01132% | 0.01304% | 0.01157% | 0.01231% |  | 6917 | 0.01149% | 0.01132% | 6917 | 412 | 0.01035% | 7099 | 0.01038% | 0.01036% |  | 6917 | 0.01157% | 0.01231% | 0.01194% |  | 6917 | 7620 | 0.01036% | 0.01178%
| Oct | 16 | 6 | 6918 | 565.2584 | 594.7942 | 592.8763 | 0.01206% | 0.01211% | 0.01179% | 0.01038% | 2787 | 0.01042% | 0.0104% |  | 11.9356 | 23.0674 | 24.6284 |  | 6918 | 553.3227 | 571.7268 | 568.2478 |  | 6918 | 0.01204% | 0.01213% | 0.01177% | 0.01305% | 0.01157% | 0.01231% |  | 6918 | 0.01213% | 0.01177% | 6918 | 1140 | 0.01035% | 6639 | 0.01038% | 0.01036% |  | 6918 | 0.01157% | 0.01231% | 0.01194% |  | 6918 | 2787 | 0.01036% | 0.01132%
| Oct | 16 | 7 | 6919 | 574.8798 | 606.0121 | 596.5522 | 0.01227% | 0.01234% | 0.01186% | 0.01038% | 7091 | 0.01042% | 0.0104% |  | 11.9368 | 23.0669 | 24.6284 |  | 6919 | 562.943 | 582.9452 | 571.9238 |  | 6919 | 0.01225% | 0.01237% | 0.01184% | 0.01305% | 0.01157% | 0.01231% |  | 6919 | 0.01237% | 0.01184% | 6919 | 2579 | 0.01035% | 6309 | 0.01038% | 0.01036% |  | 6919 | 0.01157% | 0.01231% | 0.01194% |  | 6919 | 7091 | 0.01036% | 0.01192%
| Oct | 16 | 8 | 6920 | 559.4259 | 593.9377 | 595.6332 | 0.01194% | 0.01209% | 0.01184% | 0.01038% | 458 | 0.01042% | 0.0104% |  | 11.9379 | 23.0665 | 24.6283 |  | 6920 | 547.488 | 570.8712 | 571.0049 |  | 6920 | 0.01192% | 0.01212% | 0.01182% | 0.01305% | 0.01157% | 0.01231% |  | 6920 | 0.01212% | 0.01182% | 6920 | 170 | 0.01035% | 7885 | 0.01037% | 0.01036% |  | 6920 | 0.01157% | 0.01231% | 0.01194% |  | 6920 | 458 | 0.01036% | 0.009309%
| Oct | 16 | 9 | 6921 | 536.8245 | 572.0045 | 589.4255 | 0.01146% | 0.01165% | 0.01172% | 0.01038% | 8602 | 0.01042% | 0.0104% |  | 11.9391 | 23.066 | 24.6282 |  | 6921 | 524.8854 | 548.9384 | 564.7972 |  | 6921 | 0.01143% | 0.01165% | 0.0117% | 0.01305% | 0.01157% | 0.01231% |  | 6921 | 0.01165% | 0.0117% | 6921 | 2208 | 0.01035% | 590 | 0.01037% | 0.01036% |  | 6921 | 0.01157% | 0.01231% | 0.01194% |  | 6921 | 8602 | 0.01036% | 0.0111%
| Oct | 16 | 10 | 6922 | 520.9329 | 559.9393 | 585.4307 | 0.01112% | 0.0114% | 0.01164% | 0.01038% | 6441 | 0.01042% | 0.0104% |  | 11.9403 | 23.0656 | 24.6281 |  | 6922 | 508.9927 | 536.8737 | 560.8026 |  | 6922 | 0.01108% | 0.0114% | 0.01161% | 0.01305% | 0.01157% | 0.01231% |  | 6922 | 0.0114% | 0.01161% | 6922 | 6029 | 0.01035% | 2457 | 0.01037% | 0.01036% |  | 6922 | 0.01157% | 0.01231% | 0.01194% |  | 6922 | 6441 | 0.01036% | 0.01202%
| Oct | 16 | 11 | 6923 | 517.2484 | 553.9347 | 578.5197 | 0.01104% | 0.01128% | 0.0115% | 0.01038% | 16 | 0.01042% | 0.0104% |  | 11.9414 | 23.0651 | 24.6281 |  | 6923 | 505.307 | 530.8696 | 553.8916 |  | 6923 | 0.011% | 0.01127% | 0.01147% | 0.01305% | 0.01157% | 0.01231% |  | 6923 | 0.01127% | 0.01147% | 6923 | 8053 | 0.01034% | 3362 | 0.01037% | 0.01036% |  | 6923 | 0.01157% | 0.01231% | 0.01194% |  | 6923 | 16 | 0.01036% | 0.009129%
| Oct | 16 | 12 | 6924 | 510.3711 | 545.1651 | 576.2786 | 0.01089% | 0.0111% | 0.01146% | 0.01038% | 8687 | 0.01042% | 0.0104% |  | 11.9426 | 23.0647 | 24.628 |  | 6924 | 498.4285 | 522.1004 | 551.6505 |  | 6924 | 0.01085% | 0.01108% | 0.01142% | 0.01305% | 0.01157% | 0.01231% |  | 6924 | 0.01108% | 0.01142% | 6924 | 1465 | 0.01034% | 6099 | 0.01037% | 0.01036% |  | 6924 | 0.01157% | 0.01231% | 0.01194% |  | 6924 | 8687 | 0.01036% | 0.01103%
| Oct | 16 | 13 | 6925 | 506.4828 | 537.9689 | 575.6784 | 0.01081% | 0.01095% | 0.01145% | 0.01038% | 2832 | 0.01042% | 0.0104% |  | 11.9437 | 23.0642 | 24.6279 |  | 6925 | 494.539 | 514.9046 | 551.0505 |  | 6925 | 0.01077% | 0.01093% | 0.01141% | 0.01305% | 0.01157% | 0.01231% |  | 6925 | 0.01093% | 0.01141% | 6925 | 2665 | 0.01034% | 6469 | 0.01037% | 0.01036% |  | 6925 | 0.01157% | 0.01231% | 0.01194% |  | 6925 | 2832 | 0.01036% | 0.01137%
| Oct | 16 | 14 | 6926 | 502.1363 | 539.896 | 570.4084 | 0.01072% | 0.01099% | 0.01134% | 0.01038% | 7763 | 0.01042% | 0.0104% |  | 11.9449 | 23.0638 | 24.6279 |  | 6926 | 490.1914 | 516.8322 | 545.7805 |  | 6926 | 0.01067% | 0.01097% | 0.0113% | 0.01306% | 0.01157% | 0.01231% |  | 6926 | 0.01097% | 0.0113% | 6926 | 1734 | 0.01034% | 6073 | 0.01037% | 0.01036% |  | 6926 | 0.01157% | 0.01231% | 0.01194% |  | 6926 | 7763 | 0.01036% | 0.01171%
| Oct | 16 | 15 | 6927 | 505.9715 | 539.5887 | 565.8417 | 0.0108% | 0.01099% | 0.01125% | 0.01038% | 2721 | 0.01042% | 0.0104% |  | 11.9461 | 23.0633 | 24.6278 |  | 6927 | 494.0255 | 516.5254 | 541.2139 |  | 6927 | 0.01075% | 0.01096% | 0.01121% | 0.01306% | 0.01157% | 0.01231% |  | 6927 | 0.01096% | 0.01121% | 6927 | 2449 | 0.01034% | 3279 | 0.01037% | 0.01036% |  | 6927 | 0.01157% | 0.01231% | 0.01194% |  | 6927 | 2721 | 0.01036% | 0.01125%
| Oct | 16 | 16 | 6928 | 507.5803 | 540.9479 | 563.6662 | 0.01083% | 0.01102% | 0.01121% | 0.01038% | 6576 | 0.01042% | 0.0104% |  | 11.9472 | 23.0629 | 24.6277 |  | 6928 | 495.6331 | 517.885 | 539.0384 |  | 6928 | 0.01079% | 0.01099% | 0.01116% | 0.01306% | 0.01157% | 0.01231% |  | 6928 | 0.01099% | 0.01116% | 6928 | 8717 | 0.01034% | 7339 | 0.01037% | 0.01036% |  | 6928 | 0.01157% | 0.01231% | 0.01194% |  | 6928 | 6576 | 0.01036% | 0.01199%
| Oct | 16 | 17 | 6929 | 510.7558 | 544.2714 | 571.4587 | 0.0109% | 0.01108% | 0.01136% | 0.01038% | 2119 | 0.01042% | 0.0104% |  | 11.9484 | 23.0624 | 24.6277 |  | 6929 | 498.8074 | 521.209 | 546.831 |  | 6929 | 0.01086% | 0.01106% | 0.01132% | 0.01306% | 0.01157% | 0.01231% |  | 6929 | 0.01106% | 0.01132% | 6929 | 6026 | 0.01034% | 6074 | 0.01037% | 0.01036% |  | 6929 | 0.01157% | 0.01231% | 0.01194% |  | 6929 | 2119 | 0.01036% | 0.01063%
| Oct | 16 | 18 | 6930 | 523.6632 | 559.5856 | 578.9886 | 0.01118% | 0.0114% | 0.01151% | 0.01038% | 8663 | 0.01042% | 0.0104% |  | 11.9496 | 23.062 | 24.6276 |  | 6930 | 511.7136 | 536.5236 | 554.361 |  | 6930 | 0.01114% | 0.01139% | 0.01148% | 0.01306% | 0.01157% | 0.01231% |  | 6930 | 0.01139% | 0.01148% | 6930 | 645 | 0.01034% | 2051 | 0.01037% | 0.01036% |  | 6930 | 0.01157% | 0.01231% | 0.01194% |  | 6930 | 8663 | 0.01036% | 0.01105%
| Oct | 16 | 19 | 6931 | 530.5802 | 579.7965 | 583.8835 | 0.01132% | 0.01181% | 0.01161% | 0.01038% | 2096 | 0.01042% | 0.0104% |  | 11.9507 | 23.0615 | 24.6275 |  | 6931 | 518.6295 | 556.735 | 559.256 |  | 6931 | 0.01129% | 0.01182% | 0.01158% | 0.01306% | 0.01157% | 0.01231% |  | 6931 | 0.01182% | 0.01158% | 6931 | 2613 | 0.01034% | 7550 | 0.01037% | 0.01035% |  | 6931 | 0.01157% | 0.01231% | 0.01194% |  | 6931 | 2096 | 0.01035% | 0.01061%
| Oct | 16 | 20 | 6932 | 525.6422 | 576.6778 | 579.1855 | 0.01122% | 0.01174% | 0.01152% | 0.01038% | 7739 | 0.01042% | 0.0104% |  | 11.9519 | 23.0611 | 24.6275 |  | 6932 | 513.6903 | 553.6168 | 554.558 |  | 6932 | 0.01118% | 0.01175% | 0.01148% | 0.01306% | 0.01157% | 0.01231% |  | 6932 | 0.01175% | 0.01148% | 6932 | 2443 | 0.01034% | 8531 | 0.01037% | 0.01035% |  | 6932 | 0.01157% | 0.01231% | 0.01194% |  | 6932 | 7739 | 0.01035% | 0.01172%
| Oct | 16 | 21 | 6933 | 512.7215 | 567.7686 | 568.6549 | 0.01094% | 0.01156% | 0.01131% | 0.01038% | 6029 | 0.01042% | 0.0104% |  | 11.9531 | 23.0606 | 24.6274 |  | 6933 | 500.7684 | 544.708 | 544.0275 |  | 6933 | 0.0109% | 0.01156% | 0.01127% | 0.01306% | 0.01157% | 0.01231% |  | 6933 | 0.01156% | 0.01127% | 6933 | 169 | 0.01034% | 3001 | 0.01037% | 0.01035% |  | 6933 | 0.01157% | 0.01231% | 0.01194% |  | 6933 | 6029 | 0.01035% | 0.01215%
| Oct | 16 | 22 | 6934 | 502.2746 | 558.3846 | 553.4168 | 0.01072% | 0.01137% | 0.011% | 0.01038% | 6165 | 0.01042% | 0.0104% |  | 11.9542 | 23.0601 | 24.6273 |  | 6934 | 490.3203 | 535.3245 | 528.7895 |  | 6934 | 0.01067% | 0.01136% | 0.01095% | 0.01307% | 0.01157% | 0.01231% |  | 6934 | 0.01136% | 0.01095% | 6934 | 1404 | 0.01034% | 120 | 0.01036% | 0.01035% |  | 6934 | 0.01157% | 0.01231% | 0.01194% |  | 6934 | 6165 | 0.01035% | 0.0121%
| Oct | 16 | 23 | 6935 | 494.8652 | 550.5274 | 545.0711 | 0.01056% | 0.01121% | 0.01084% | 0.01038% | 3279 | 0.01042% | 0.0104% |  | 11.9554 | 23.0597 | 24.6273 |  | 6935 | 482.9098 | 527.4677 | 520.4438 |  | 6935 | 0.01051% | 0.0112% | 0.01078% | 0.01307% | 0.01157% | 0.01231% |  | 6935 | 0.0112% | 0.01078% | 6935 | 1000 | 0.01034% | 8138 | 0.01036% | 0.01035% |  | 6935 | 0.01157% | 0.01231% | 0.01194% |  | 6935 | 3279 | 0.01035% | 0.01186%
| Oct | 17 | 0 | 6936 | 494.8616 | 552.2217 | 538.2913 | 0.01056% | 0.01125% | 0.0107% | 0.01038% | 626 | 0.01042% | 0.0104% |  | 11.9566 | 23.0592 | 24.6272 |  | 6936 | 482.905 | 529.1625 | 513.6641 |  | 6936 | 0.01051% | 0.01123% | 0.01064% | 0.01307% | 0.01157% | 0.01231% |  | 6936 | 0.01123% | 0.01064% | 6936 | 2146 | 0.01034% | 7288 | 0.01036% | 0.01035% |  | 6936 | 0.01157% | 0.01231% | 0.01194% |  | 6936 | 626 | 0.01035% | 0.009409%
| Oct | 17 | 1 | 6937 | 495.8178 | 537.643 | 536.2283 | 0.01058% | 0.01095% | 0.01066% | 0.01038% | 7194 | 0.01042% | 0.0104% |  | 11.9578 | 23.0587 | 24.6271 |  | 6937 | 483.8601 | 514.5843 | 511.6012 |  | 6937 | 0.01053% | 0.01092% | 0.01059% | 0.01307% | 0.01157% | 0.01231% |  | 6937 | 0.01092% | 0.01059% | 6937 | 2654 | 0.01034% | 7162 | 0.01036% | 0.01035% |  | 6937 | 0.01157% | 0.01231% | 0.01194% |  | 6937 | 7194 | 0.01035% | 0.0119%
| Oct | 17 | 2 | 6938 | 495.3253 | 534.9154 | 539.1728 | 0.01057% | 0.01089% | 0.01072% | 0.01037% | 6100 | 0.01042% | 0.0104% |  | 11.9589 | 23.0583 | 24.6271 |  | 6938 | 483.3664 | 511.8571 | 514.5457 |  | 6938 | 0.01052% | 0.01086% | 0.01066% | 0.01307% | 0.01157% | 0.01231% |  | 6938 | 0.01086% | 0.01066% | 6938 | 6337 | 0.01034% | 2191 | 0.01036% | 0.01035% |  | 6938 | 0.01157% | 0.01231% | 0.01194% |  | 6938 | 6100 | 0.01035% | 0.01212%
| Oct | 17 | 3 | 6939 | 504.5601 | 542.2606 | 541.6203 | 0.01077% | 0.01104% | 0.01077% | 0.01037% | 7517 | 0.01042% | 0.0104% |  | 11.9601 | 23.0578 | 24.627 |  | 6939 | 492.6 | 519.2028 | 516.9932 |  | 6939 | 0.01072% | 0.01102% | 0.01071% | 0.01307% | 0.01157% | 0.01231% |  | 6939 | 0.01102% | 0.01071% | 6939 | 2436 | 0.01034% | 8600 | 0.01036% | 0.01035% |  | 6939 | 0.01157% | 0.01231% | 0.01194% |  | 6939 | 7517 | 0.01035% | 0.01181%
| Oct | 17 | 4 | 6940 | 512.7299 | 546.8688 | 545.6994 | 0.01094% | 0.01114% | 0.01085% | 0.01037% | 6575 | 0.01041% | 0.01039% |  | 11.9613 | 23.0573 | 24.627 |  | 6940 | 500.7686 | 523.8114 | 521.0724 |  | 6940 | 0.0109% | 0.01112% | 0.01079% | 0.01307% | 0.01157% | 0.01231% |  | 6940 | 0.01112% | 0.01079% | 6940 | 7140 | 0.01034% | 8487 | 0.01036% | 0.01035% |  | 6940 | 0.01157% | 0.01231% | 0.01194% |  | 6940 | 6575 | 0.01035% | 0.01199%
| Oct | 17 | 5 | 6941 | 534.9591 | 567.0332 | 562.494 | 0.01142% | 0.01155% | 0.01118% | 0.01037% | 6470 | 0.01041% | 0.01039% |  | 11.9625 | 23.0569 | 24.6269 |  | 6941 | 522.9966 | 543.9763 | 537.8671 |  | 6941 | 0.01138% | 0.01155% | 0.01114% | 0.01308% | 0.01157% | 0.01231% |  | 6941 | 0.01155% | 0.01114% | 6941 | 8591 | 0.01034% | 6453 | 0.01036% | 0.01035% |  | 6941 | 0.01157% | 0.01231% | 0.01194% |  | 6941 | 6470 | 0.01035% | 0.01201%
| Oct | 17 | 6 | 6942 | 566.065 | 593.6863 | 586.0684 | 0.01208% | 0.01209% | 0.01165% | 0.01037% | 6332 | 0.01041% | 0.01039% |  | 11.9636 | 23.0564 | 24.6268 |  | 6942 | 554.1014 | 570.6299 | 561.4416 |  | 6942 | 0.01206% | 0.01211% | 0.01163% | 0.01308% | 0.01157% | 0.01231% |  | 6942 | 0.01211% | 0.01163% | 6942 | 999 | 0.01034% | 5359 | 0.01036% | 0.01035% |  | 6942 | 0.01157% | 0.01231% | 0.01194% |  | 6942 | 6332 | 0.01035% | 0.01205%
| Oct | 17 | 7 | 6943 | 571.1749 | 600.0913 | 590.5882 | 0.01219% | 0.01222% | 0.01174% | 0.01037% | 7421 | 0.01041% | 0.01039% |  | 11.9648 | 23.0559 | 24.6268 |  | 6943 | 559.21 | 577.0353 | 565.9614 |  | 6943 | 0.01217% | 0.01225% | 0.01172% | 0.01308% | 0.01157% | 0.01231% |  | 6943 | 0.01225% | 0.01172% | 6943 | 7144 | 0.01034% | 6842 | 0.01036% | 0.01035% |  | 6943 | 0.01157% | 0.01231% | 0.01194% |  | 6943 | 7421 | 0.01035% | 0.01184%
| Oct | 17 | 8 | 6944 | 555.1681 | 583.5576 | 583.1333 | 0.01185% | 0.01188% | 0.0116% | 0.01037% | 1142 | 0.01041% | 0.01039% |  | 11.966 | 23.0555 | 24.6267 |  | 6944 | 543.2021 | 560.5021 | 558.5066 |  | 6944 | 0.01182% | 0.0119% | 0.01157% | 0.01308% | 0.01157% | 0.01231% |  | 6944 | 0.0119% | 0.01157% | 6944 | 145 | 0.01034% | 75 | 0.01036% | 0.01035% |  | 6944 | 0.01157% | 0.01231% | 0.01194% |  | 6944 | 1142 | 0.01035% | 0.009799%
| Oct | 17 | 9 | 6945 | 546.6521 | 558.5336 | 573.7186 | 0.01167% | 0.01137% | 0.01141% | 0.01037% | 8504 | 0.01041% | 0.01039% |  | 11.9672 | 23.055 | 24.6267 |  | 6945 | 534.6849 | 535.4786 | 549.0919 |  | 6945 | 0.01164% | 0.01137% | 0.01137% | 0.01308% | 0.01157% | 0.01231% |  | 6945 | 0.01137% | 0.01137% | 6945 | 6549 | 0.01034% | 2118 | 0.01036% | 0.01035% |  | 6945 | 0.01157% | 0.01231% | 0.01194% |  | 6945 | 8504 | 0.01035% | 0.01118%
| Oct | 17 | 10 | 6946 | 538.6602 | 559.1015 | 571.543 | 0.0115% | 0.01139% | 0.01136% | 0.01037% | 8644 | 0.01041% | 0.01039% |  | 11.9684 | 23.0545 | 24.6266 |  | 6946 | 526.6918 | 536.047 | 546.9164 |  | 6946 | 0.01146% | 0.01138% | 0.01133% | 0.01308% | 0.01157% | 0.01231% |  | 6946 | 0.01138% | 0.01133% | 6946 | 1572 | 0.01034% | 8209 | 0.01036% | 0.01035% |  | 6946 | 0.01157% | 0.01231% | 0.01194% |  | 6946 | 8644 | 0.01035% | 0.01107%
| Oct | 17 | 11 | 6947 | 538.9453 | 559.1201 | 569.4613 | 0.0115% | 0.01139% | 0.01132% | 0.01037% | 6724 | 0.01041% | 0.01039% |  | 11.9696 | 23.0541 | 24.6266 |  | 6947 | 526.9757 | 536.066 | 544.8347 |  | 6947 | 0.01147% | 0.01138% | 0.01128% | 0.01308% | 0.01157% | 0.01231% |  | 6947 | 0.01138% | 0.01128% | 6947 | 2638 | 0.01033% | 8621 | 0.01036% | 0.01035% |  | 6947 | 0.01157% | 0.01231% | 0.01194% |  | 6947 | 6724 | 0.01035% | 0.01197%
| Oct | 17 | 12 | 6948 | 535.2108 | 541.9627 | 569.6301 | 0.01142% | 0.01104% | 0.01133% | 0.01037% | 6375 | 0.01041% | 0.01039% |  | 11.9707 | 23.0536 | 24.6265 |  | 6948 | 523.2401 | 518.9091 | 545.0036 |  | 6948 | 0.01139% | 0.01101% | 0.01129% | 0.01308% | 0.01157% | 0.01231% |  | 6948 | 0.01101% | 0.01129% | 6948 | 2294 | 0.01033% | 6641 | 0.01036% | 0.01035% |  | 6948 | 0.01157% | 0.01231% | 0.01194% |  | 6948 | 6375 | 0.01035% | 0.01203%
| Oct | 17 | 13 | 6949 | 530.0605 | 537.4196 | 569.0018 | 0.01131% | 0.01094% | 0.01131% | 0.01037% | 7417 | 0.01041% | 0.01039% |  | 11.9719 | 23.0531 | 24.6265 |  | 6949 | 518.0886 | 514.3665 | 544.3754 |  | 6949 | 0.01128% | 0.01092% | 0.01127% | 0.01309% | 0.01157% | 0.01231% |  | 6949 | 0.01092% | 0.01127% | 6949 | 1338 | 0.01033% | 7344 | 0.01036% | 0.01035% |  | 6949 | 0.01157% | 0.01231% | 0.01194% |  | 6949 | 7417 | 0.01035% | 0.01184%
| Oct | 17 | 14 | 6950 | 521.0606 | 539.2164 | 566.2074 | 0.01112% | 0.01098% | 0.01126% | 0.01037% | 688 | 0.01041% | 0.01039% |  | 11.9731 | 23.0526 | 24.6264 |  | 6950 | 509.0874 | 516.1637 | 541.581 |  | 6950 | 0.01108% | 0.01096% | 0.01122% | 0.01309% | 0.01157% | 0.01231% |  | 6950 | 0.01096% | 0.01122% | 6950 | 1309 | 0.01033% | 7179 | 0.01036% | 0.01035% |  | 6950 | 0.01157% | 0.01231% | 0.01194% |  | 6950 | 688 | 0.01035% | 0.00945%
| Oct | 17 | 15 | 6951 | 523.0765 | 542.0837 | 565.4385 | 0.01116% | 0.01104% | 0.01124% | 0.01037% | 7146 | 0.01041% | 0.01039% |  | 11.9743 | 23.0521 | 24.6263 |  | 6951 | 511.1022 | 519.0315 | 540.8121 |  | 6951 | 0.01113% | 0.01102% | 0.0112% | 0.01309% | 0.01157% | 0.01231% |  | 6951 | 0.01102% | 0.0112% | 6951 | 1489 | 0.01033% | 7213 | 0.01036% | 0.01034% |  | 6951 | 0.01157% | 0.01231% | 0.01194% |  | 6951 | 7146 | 0.01034% | 0.01191%
| Oct | 17 | 16 | 6952 | 520.1173 | 543.1822 | 561.6688 | 0.0111% | 0.01106% | 0.01117% | 0.01037% | 7756 | 0.01041% | 0.01039% |  | 11.9755 | 23.0517 | 24.6263 |  | 6952 | 508.1418 | 520.1305 | 537.0425 |  | 6952 | 0.01106% | 0.01104% | 0.01112% | 0.01309% | 0.01157% | 0.01231% |  | 6952 | 0.01104% | 0.01112% | 6952 | 2529 | 0.01033% | 6238 | 0.01036% | 0.01034% |  | 6952 | 0.01157% | 0.01231% | 0.01194% |  | 6952 | 7756 | 0.01034% | 0.01171%
| Oct | 17 | 17 | 6953 | 521.606 | 540.7524 | 570.474 | 0.01113% | 0.01101% | 0.01134% | 0.01037% | 2823 | 0.01041% | 0.01039% |  | 11.9767 | 23.0512 | 24.6262 |  | 6953 | 509.6293 | 517.7012 | 545.8478 |  | 6953 | 0.01109% | 0.01099% | 0.0113% | 0.01309% | 0.01157% | 0.01231% |  | 6953 | 0.01099% | 0.0113% | 6953 | 644 | 0.01033% | 6374 | 0.01036% | 0.01034% |  | 6953 | 0.01157% | 0.01231% | 0.01194% |  | 6953 | 2823 | 0.01034% | 0.01136%
| Oct | 17 | 18 | 6954 | 535.876 | 545.0069 | 578.651 | 0.01144% | 0.0111% | 0.01151% | 0.01037% | 6376 | 0.0104% | 0.01039% |  | 11.9779 | 23.0507 | 24.6262 |  | 6954 | 523.8981 | 521.9562 | 554.0248 |  | 6954 | 0.0114% | 0.01108% | 0.01147% | 0.01309% | 0.01157% | 0.01231% |  | 6954 | 0.01108% | 0.01147% | 6954 | 3122 | 0.01033% | 6098 | 0.01036% | 0.01034% |  | 6954 | 0.01157% | 0.01231% | 0.01194% |  | 6954 | 6376 | 0.01034% | 0.01203%
| Oct | 17 | 19 | 6955 | 539.7713 | 546.8781 | 583.2271 | 0.01152% | 0.01114% | 0.0116% | 0.01037% | 7287 | 0.0104% | 0.01039% |  | 11.9791 | 23.0502 | 24.6261 |  | 6955 | 527.7922 | 523.8279 | 558.601 |  | 6955 | 0.01149% | 0.01112% | 0.01157% | 0.01309% | 0.01157% | 0.01231% |  | 6955 | 0.01112% | 0.01157% | 6955 | 232 | 0.01033% | 7100 | 0.01036% | 0.01034% |  | 6955 | 0.01157% | 0.01231% | 0.01194% |  | 6955 | 7287 | 0.01034% | 0.01188%
| Oct | 17 | 20 | 6956 | 532.3935 | 544.0573 | 582.1018 | 0.01136% | 0.01108% | 0.01157% | 0.01037% | 2720 | 0.0104% | 0.01039% |  | 11.9802 | 23.0497 | 24.6261 |  | 6956 | 520.4133 | 521.0076 | 557.4757 |  | 6956 | 0.01133% | 0.01106% | 0.01154% | 0.01309% | 0.01157% | 0.01231% |  | 6956 | 0.01106% | 0.01154% | 6956 | 7837 | 0.01033% | 7575 | 0.01035% | 0.01034% |  | 6956 | 0.01157% | 0.01231% | 0.01194% |  | 6956 | 2720 | 0.01034% | 0.01125%
| Oct | 17 | 21 | 6957 | 522.2891 | 536.5166 | 573.5592 | 0.01115% | 0.01093% | 0.0114% | 0.01037% | 6397 | 0.0104% | 0.01038% |  | 11.9814 | 23.0492 | 24.626 |  | 6957 | 510.3076 | 513.4673 | 548.9331 |  | 6957 | 0.01111% | 0.0109% | 0.01137% | 0.0131% | 0.01157% | 0.01231% |  | 6957 | 0.0109% | 0.01137% | 6957 | 409 | 0.01033% | 5859 | 0.01035% | 0.01034% |  | 6957 | 0.01157% | 0.01231% | 0.01194% |  | 6957 | 6397 | 0.01034% | 0.01203%
| Oct | 17 | 22 | 6958 | 512.2958 | 531.3777 | 563.6005 | 0.01093% | 0.01082% | 0.01121% | 0.01037% | 7131 | 0.0104% | 0.01038% |  | 11.9826 | 23.0488 | 24.626 |  | 6958 | 500.3132 | 508.329 | 538.9745 |  | 6958 | 0.01089% | 0.01079% | 0.01116% | 0.0131% | 0.01157% | 0.01231% |  | 6958 | 0.01079% | 0.01116% | 6958 | 1071 | 0.01033% | 6426 | 0.01035% | 0.01034% |  | 6958 | 0.01157% | 0.01231% | 0.01194% |  | 6958 | 7131 | 0.01034% | 0.01191%
| Oct | 17 | 23 | 6959 | 506.0357 | 517.4507 | 554.9641 | 0.0108% | 0.01054% | 0.01104% | 0.01037% | 457 | 0.0104% | 0.01038% |  | 11.9838 | 23.0483 | 24.6259 |  | 6959 | 494.0519 | 494.4024 | 530.3381 |  | 6959 | 0.01075% | 0.01049% | 0.01098% | 0.0131% | 0.01156% | 0.01231% |  | 6959 | 0.01049% | 0.01098% | 6959 | 7258 | 0.01033% | 7174 | 0.01035% | 0.01034% |  | 6959 | 0.01156% | 0.01231% | 0.01194% |  | 6959 | 457 | 0.01034% | 0.009308%
| Oct | 18 | 0 | 6960 | 499.6606 | 520.1039 | 549.8722 | 0.01066% | 0.01059% | 0.01093% | 0.01037% | 1239 | 0.0104% | 0.01038% |  | 11.985 | 23.0478 | 24.6259 |  | 6960 | 487.6755 | 497.0561 | 525.2463 |  | 6960 | 0.01062% | 0.01055% | 0.01088% | 0.0131% | 0.01156% | 0.01231% |  | 6960 | 0.01055% | 0.01088% | 6960 | 577 | 0.01033% | 1787 | 0.01035% | 0.01034% |  | 6960 | 0.01156% | 0.01231% | 0.01194% |  | 6960 | 1239 | 0.01034% | 0.009883%
| Oct | 18 | 1 | 6961 | 495.7194 | 525.0752 | 552.1978 | 0.01058% | 0.01069% | 0.01098% | 0.01037% | 8488 | 0.0104% | 0.01038% |  | 11.9862 | 23.0473 | 24.6259 |  | 6961 | 483.7332 | 502.0279 | 527.5719 |  | 6961 | 0.01053% | 0.01066% | 0.01093% | 0.0131% | 0.01156% | 0.01231% |  | 6961 | 0.01066% | 0.01093% | 6961 | 8567 | 0.01033% | 6379 | 0.01035% | 0.01034% |  | 6961 | 0.01156% | 0.01231% | 0.01194% |  | 6961 | 8488 | 0.01034% | 0.0112%
| Oct | 18 | 2 | 6962 | 498.6997 | 529.8324 | 559.8215 | 0.01064% | 0.01079% | 0.01113% | 0.01037% | 7551 | 0.0104% | 0.01038% |  | 11.9874 | 23.0468 | 24.6258 |  | 6962 | 486.7123 | 506.7856 | 535.1957 |  | 6962 | 0.01059% | 0.01076% | 0.01108% | 0.0131% | 0.01156% | 0.01231% |  | 6962 | 0.01076% | 0.01108% | 6962 | 1996 | 0.01033% | 7078 | 0.01035% | 0.01034% |  | 6962 | 0.01156% | 0.01231% | 0.01194% |  | 6962 | 7551 | 0.01034% | 0.0118%
| Oct | 18 | 3 | 6963 | 503.6271 | 538.332 | 566.1793 | 0.01075% | 0.01096% | 0.01126% | 0.01037% | 7690 | 0.0104% | 0.01038% |  | 11.9886 | 23.0463 | 24.6258 |  | 6963 | 491.6385 | 515.2856 | 541.5535 |  | 6963 | 0.0107% | 0.01094% | 0.01121% | 0.0131% | 0.01156% | 0.01231% |  | 6963 | 0.01094% | 0.01121% | 6963 | 6627 | 0.01033% | 2785 | 0.01035% | 0.01034% |  | 6963 | 0.01156% | 0.01231% | 0.01194% |  | 6963 | 7690 | 0.01034% | 0.01175%
| Oct | 18 | 4 | 6964 | 511.4655 | 546.4871 | 572.7996 | 0.01092% | 0.01113% | 0.01139% | 0.01037% | 6645 | 0.0104% | 0.01038% |  | 11.9898 | 23.0458 | 24.6257 |  | 6964 | 499.4757 | 523.4413 | 548.1739 |  | 6964 | 0.01087% | 0.01111% | 0.01135% | 0.01311% | 0.01156% | 0.01231% |  | 6964 | 0.01111% | 0.01135% | 6964 | 2655 | 0.01033% | 123 | 0.01035% | 0.01034% |  | 6964 | 0.01156% | 0.01231% | 0.01194% |  | 6964 | 6645 | 0.01034% | 0.01198%
| Oct | 18 | 5 | 6965 | 527.8637 | 567.629 | 595.4832 | 0.01127% | 0.01156% | 0.01184% | 0.01037% | 8528 | 0.0104% | 0.01038% |  | 11.991 | 23.0453 | 24.6257 |  | 6965 | 515.8727 | 544.5837 | 570.8575 |  | 6965 | 0.01123% | 0.01156% | 0.01182% | 0.01311% | 0.01156% | 0.01231% |  | 6965 | 0.01156% | 0.01182% | 6965 | 8708 | 0.01033% | 8602 | 0.01035% | 0.01034% |  | 6965 | 0.01156% | 0.01231% | 0.01194% |  | 6965 | 8528 | 0.01034% | 0.01116%
| Oct | 18 | 6 | 6966 | 553.8637 | 598.3038 | 615.8505 | 0.01182% | 0.01218% | 0.01225% | 0.01036% | 438 | 0.0104% | 0.01038% |  | 11.9922 | 23.0448 | 24.6256 |  | 6966 | 541.8715 | 575.259 | 591.2249 |  | 6966 | 0.0118% | 0.01221% | 0.01224% | 0.01311% | 0.01156% | 0.01231% |  | 6966 | 0.01221% | 0.01224% | 6966 | 1944 | 0.01033% | 7620 | 0.01035% | 0.01034% |  | 6966 | 0.01156% | 0.01231% | 0.01194% |  | 6966 | 438 | 0.01034% | 0.009298%
| Oct | 18 | 7 | 6967 | 560.454 | 605.2115 | 616.957 | 0.01196% | 0.01232% | 0.01227% | 0.01036% | 495 | 0.0104% | 0.01038% |  | 11.9934 | 23.0443 | 24.6256 |  | 6967 | 548.4606 | 582.1672 | 592.3314 |  | 6967 | 0.01194% | 0.01236% | 0.01227% | 0.01311% | 0.01156% | 0.01231% |  | 6967 | 0.01236% | 0.01227% | 6967 | 7836 | 0.01033% | 2359 | 0.01035% | 0.01034% |  | 6967 | 0.01156% | 0.01231% | 0.01194% |  | 6967 | 495 | 0.01034% | 0.00933%
| Oct | 18 | 8 | 6968 | 557.4898 | 590.9493 | 605.5543 | 0.0119% | 0.01203% | 0.01204% | 0.01036% | 7454 | 0.0104% | 0.01038% |  | 11.9946 | 23.0438 | 24.6256 |  | 6968 | 545.4951 | 567.9055 | 580.9288 |  | 6968 | 0.01187% | 0.01205% | 0.01203% | 0.01311% | 0.01156% | 0.01231% |  | 6968 | 0.01205% | 0.01203% | 6968 | 1930 | 0.01033% | 8687 | 0.01035% | 0.01034% |  | 6968 | 0.01156% | 0.01231% | 0.01194% |  | 6968 | 7454 | 0.01034% | 0.01183%
| Oct | 18 | 9 | 6969 | 551.3291 | 577.3947 | 591.4509 | 0.01177% | 0.01176% | 0.01176% | 0.01036% | 6323 | 0.0104% | 0.01038% |  | 11.9958 | 23.0433 | 24.6255 |  | 6969 | 539.3332 | 554.3513 | 566.8254 |  | 6969 | 0.01174% | 0.01177% | 0.01174% | 0.01311% | 0.01156% | 0.01231% |  | 6969 | 0.01177% | 0.01174% | 6969 | 2685 | 0.01033% | 7178 | 0.01035% | 0.01034% |  | 6969 | 0.01156% | 0.01231% | 0.01194% |  | 6969 | 6323 | 0.01034% | 0.01205%
| Oct | 18 | 10 | 6970 | 547.2984 | 574.6204 | 572.5933 | 0.01168% | 0.0117% | 0.01139% | 0.01036% | 6214 | 0.0104% | 0.01038% |  | 11.997 | 23.0428 | 24.6255 |  | 6970 | 535.3013 | 551.5776 | 547.9678 |  | 6970 | 0.01165% | 0.01171% | 0.01135% | 0.01311% | 0.01156% | 0.01231% |  | 6970 | 0.01171% | 0.01135% | 6970 | 2785 | 0.01033% | 5339 | 0.01035% | 0.01034% |  | 6970 | 0.01156% | 0.01231% | 0.01194% |  | 6970 | 6214 | 0.01034% | 0.01208%
| Oct | 18 | 11 | 6971 | 542.5709 | 568.8765 | 565.8792 | 0.01158% | 0.01158% | 0.01125% | 0.01036% | 95 | 0.0104% | 0.01038% |  | 11.9982 | 23.0423 | 24.6254 |  | 6971 | 530.5727 | 545.8341 | 541.2538 |  | 6971 | 0.01155% | 0.01159% | 0.01121% | 0.01311% | 0.01156% | 0.01231% |  | 6971 | 0.01159% | 0.01121% | 6971 | 7872 | 0.01033% | 2705 | 0.01035% | 0.01034% |  | 6971 | 0.01156% | 0.01231% | 0.01194% |  | 6971 | 95 | 0.01034% | 0.009155%
| Oct | 18 | 12 | 6972 | 543.8358 | 561.3358 | 563.4036 | 0.01161% | 0.01143% | 0.0112% | 0.01036% | 2708 | 0.0104% | 0.01038% |  | 11.9994 | 23.0418 | 24.6254 |  | 6972 | 531.8363 | 538.2939 | 538.7782 |  | 6972 | 0.01158% | 0.01143% | 0.01116% | 0.01312% | 0.01156% | 0.01231% |  | 6972 | 0.01143% | 0.01116% | 6972 | 3077 | 0.01033% | 8663 | 0.01035% | 0.01034% |  | 6972 | 0.01156% | 0.01231% | 0.01193% |  | 6972 | 2708 | 0.01034% | 0.01123%
| Oct | 18 | 13 | 6973 | 546.6168 | 554.5212 | 561.2843 | 0.01167% | 0.01129% | 0.01116% | 0.01036% | 8208 | 0.0104% | 0.01038% |  | 12.0007 | 23.0413 | 24.6254 |  | 6973 | 534.6162 | 531.4799 | 536.659 |  | 6973 | 0.01164% | 0.01128% | 0.01111% | 0.01312% | 0.01156% | 0.01231% |  | 6973 | 0.01128% | 0.01111% | 6973 | 7306 | 0.01033% | 7091 | 0.01035% | 0.01034% |  | 6973 | 0.01156% | 0.01231% | 0.01193% |  | 6973 | 8208 | 0.01034% | 0.01142%
| Oct | 18 | 14 | 6974 | 542.9805 | 554.7074 | 565.0259 | 0.01159% | 0.0113% | 0.01124% | 0.01036% | 7082 | 0.0104% | 0.01038% |  | 12.0019 | 23.0408 | 24.6253 |  | 6974 | 530.9786 | 531.6665 | 540.4005 |  | 6974 | 0.01156% | 0.01128% | 0.01119% | 0.01312% | 0.01156% | 0.01231% |  | 6974 | 0.01128% | 0.01119% | 6974 | 8056 | 0.01032% | 7763 | 0.01035% | 0.01033% |  | 6974 | 0.01156% | 0.01231% | 0.01193% |  | 6974 | 7082 | 0.01033% | 0.01192%
| Oct | 18 | 15 | 6975 | 543.3391 | 556.169 | 570.2115 | 0.0116% | 0.01133% | 0.01134% | 0.01036% | 7385 | 0.0104% | 0.01038% |  | 12.0031 | 23.0403 | 24.6253 |  | 6975 | 531.336 | 533.1286 | 545.5862 |  | 6975 | 0.01157% | 0.01132% | 0.0113% | 0.01312% | 0.01156% | 0.01231% |  | 6975 | 0.01132% | 0.0113% | 6975 | 448 | 0.01032% | 1716 | 0.01034% | 0.01033% |  | 6975 | 0.01156% | 0.01231% | 0.01193% |  | 6975 | 7385 | 0.01033% | 0.01185%
| Oct | 18 | 16 | 6976 | 537.6747 | 555.3218 | 565.2134 | 0.01148% | 0.01131% | 0.01124% | 0.01036% | 7655 | 0.0104% | 0.01038% |  | 12.0043 | 23.0398 | 24.6252 |  | 6976 | 525.6704 | 532.282 | 540.5882 |  | 6976 | 0.01144% | 0.0113% | 0.01119% | 0.01312% | 0.01156% | 0.01231% |  | 6976 | 0.0113% | 0.01119% | 6976 | 1900 | 0.01032% | 7739 | 0.01034% | 0.01033% |  | 6976 | 0.01156% | 0.01231% | 0.01193% |  | 6976 | 7655 | 0.01033% | 0.01176%
| Oct | 18 | 17 | 6977 | 538.2949 | 560.2186 | 568.4767 | 0.01149% | 0.01141% | 0.0113% | 0.01036% | 7164 | 0.0104% | 0.01038% |  | 12.0055 | 23.0393 | 24.6252 |  | 6977 | 526.2894 | 537.1793 | 543.8515 |  | 6977 | 0.01146% | 0.0114% | 0.01126% | 0.01312% | 0.01156% | 0.01231% |  | 6977 | 0.0114% | 0.01126% | 6977 | 661 | 0.01032% | 4252 | 0.01034% | 0.01033% |  | 6977 | 0.01156% | 0.01231% | 0.01193% |  | 6977 | 7164 | 0.01033% | 0.0119%
| Oct | 18 | 18 | 6978 | 540.1217 | 567.3963 | 576.8318 | 0.01153% | 0.01155% | 0.01147% | 0.01036% | 6691 | 0.01039% | 0.01038% |  | 12.0067 | 23.0388 | 24.6252 |  | 6978 | 528.115 | 544.3574 | 552.2066 |  | 6978 | 0.0115% | 0.01155% | 0.01144% | 0.01312% | 0.01156% | 0.01231% |  | 6978 | 0.01155% | 0.01144% | 6978 | 6882 | 0.01032% | 3281 | 0.01034% | 0.01033% |  | 6978 | 0.01156% | 0.01231% | 0.01193% |  | 6978 | 6691 | 0.01033% | 0.01197%
| Oct | 18 | 19 | 6979 | 535.3053 | 572.9913 | 570.9335 | 0.01142% | 0.01167% | 0.01135% | 0.01036% | 6599 | 0.01039% | 0.01038% |  | 12.0079 | 23.0383 | 24.6251 |  | 6979 | 523.2974 | 549.953 | 546.3084 |  | 6979 | 0.01139% | 0.01167% | 0.01131% | 0.01312% | 0.01156% | 0.01231% |  | 6979 | 0.01167% | 0.01131% | 6979 | 2185 | 0.01032% | 2502 | 0.01034% | 0.01033% |  | 6979 | 0.01156% | 0.01231% | 0.01193% |  | 6979 | 6599 | 0.01033% | 0.01199%
| Oct | 18 | 20 | 6980 | 527.5164 | 571.4459 | 565.7104 | 0.01126% | 0.01164% | 0.01125% | 0.01036% | 3001 | 0.01039% | 0.01038% |  | 12.0091 | 23.0378 | 24.6251 |  | 6980 | 515.5073 | 548.4081 | 541.0853 |  | 6980 | 0.01122% | 0.01164% | 0.01121% | 0.01313% | 0.01156% | 0.01231% |  | 6980 | 0.01164% | 0.01121% | 6980 | 7457 | 0.01032% | 6441 | 0.01034% | 0.01033% |  | 6980 | 0.01156% | 0.01231% | 0.01193% |  | 6980 | 3001 | 0.01033% | 0.01156%
| Oct | 18 | 21 | 6981 | 519.3877 | 560.6934 | 559.2682 | 0.01109% | 0.01142% | 0.01112% | 0.01036% | 1803 | 0.01039% | 0.01038% |  | 12.0104 | 23.0373 | 24.6251 |  | 6981 | 507.3774 | 537.6561 | 534.6432 |  | 6981 | 0.01104% | 0.01141% | 0.01107% | 0.01313% | 0.01156% | 0.01231% |  | 6981 | 0.01141% | 0.01107% | 6981 | 7279 | 0.01032% | 2704 | 0.01034% | 0.01033% |  | 6981 | 0.01156% | 0.01231% | 0.01193% |  | 6981 | 1803 | 0.01033% | 0.01035%
| Oct | 18 | 22 | 6982 | 501.3594 | 549.2893 | 546.8434 | 0.0107% | 0.01119% | 0.01087% | 0.01036% | 3364 | 0.01039% | 0.01038% |  | 12.0116 | 23.0368 | 24.625 |  | 6982 | 489.3478 | 526.2525 | 522.2183 |  | 6982 | 0.01065% | 0.01117% | 0.01081% | 0.01313% | 0.01156% | 0.01231% |  | 6982 | 0.01117% | 0.01081% | 6982 | 5712 | 0.01032% | 74 | 0.01034% | 0.01033% |  | 6982 | 0.01156% | 0.01231% | 0.01193% |  | 6982 | 3364 | 0.01033% | 0.01194%
| Oct | 18 | 23 | 6983 | 490.0533 | 542.1954 | 539.7448 | 0.01046% | 0.01104% | 0.01073% | 0.01036% | 1599 | 0.01039% | 0.01038% |  | 12.0128 | 23.0363 | 24.625 |  | 6983 | 478.0405 | 519.1591 | 515.1198 |  | 6983 | 0.01041% | 0.01102% | 0.01067% | 0.01313% | 0.01156% | 0.01231% |  | 6983 | 0.01102% | 0.01067% | 6983 | 2182 | 0.01032% | 6576 | 0.01034% | 0.01033% |  | 6983 | 0.01156% | 0.01231% | 0.01193% |  | 6983 | 1599 | 0.01033% | 0.01019%
| Oct | 19 | 0 | 6984 | 484.5342 | 542.7633 | 535.3563 | 0.01034% | 0.01105% | 0.01065% | 0.01036% | 6531 | 0.01039% | 0.01038% |  | 12.014 | 23.0357 | 24.625 |  | 6984 | 472.5201 | 519.7275 | 510.7313 |  | 6984 | 0.01029% | 0.01103% | 0.01058% | 0.01313% | 0.01156% | 0.01231% |  | 6984 | 0.01103% | 0.01058% | 6984 | 1124 | 0.01032% | 7517 | 0.01034% | 0.01033% |  | 6984 | 0.01156% | 0.01231% | 0.01193% |  | 6984 | 6531 | 0.01033% | 0.012%
| Oct | 19 | 1 | 6985 | 478.6741 | 542.1023 | 533.8934 | 0.01022% | 0.01104% | 0.01062% | 0.01036% | 3281 | 0.01039% | 0.01037% |  | 12.0152 | 23.0352 | 24.625 |  | 6985 | 466.6589 | 519.0671 | 509.2685 |  | 6985 | 0.01016% | 0.01102% | 0.01055% | 0.01313% | 0.01156% | 0.01231% |  | 6985 | 0.01102% | 0.01055% | 6985 | 1106 | 0.01032% | 3364 | 0.01034% | 0.01033% |  | 6985 | 0.01156% | 0.01231% | 0.01193% |  | 6985 | 3281 | 0.01033% | 0.01186%
| Oct | 19 | 2 | 6986 | 479.0737 | 548.2373 | 535.4313 | 0.01022% | 0.01116% | 0.01065% | 0.01036% | 2455 | 0.01039% | 0.01037% |  | 12.0165 | 23.0347 | 24.6249 |  | 6986 | 467.0572 | 525.2026 | 510.8064 |  | 6986 | 0.01017% | 0.01115% | 0.01058% | 0.01313% | 0.01156% | 0.01231% |  | 6986 | 0.01115% | 0.01058% | 6986 | 7995 | 0.01032% | 7194 | 0.01034% | 0.01033% |  | 6986 | 0.01156% | 0.01231% | 0.01193% |  | 6986 | 2455 | 0.01033% | 0.01096%
| Oct | 19 | 3 | 6987 | 480.7302 | 553.7578 | 536.0502 | 0.01026% | 0.01128% | 0.01066% | 0.01036% | 7648 | 0.01039% | 0.01037% |  | 12.0177 | 23.0342 | 24.6249 |  | 6987 | 468.7125 | 530.7236 | 511.4253 |  | 6987 | 0.0102% | 0.01126% | 0.01059% | 0.01314% | 0.01156% | 0.01231% |  | 6987 | 0.01126% | 0.01059% | 6987 | 6817 | 0.01032% | 8504 | 0.01034% | 0.01033% |  | 6987 | 0.01156% | 0.01231% | 0.01193% |  | 6987 | 7648 | 0.01033% | 0.01176%
| Oct | 19 | 4 | 6988 | 482.1766 | 561.8199 | 537.1754 | 0.01029% | 0.01144% | 0.01068% | 0.01036% | 6370 | 0.01039% | 0.01037% |  | 12.0189 | 23.0337 | 24.6249 |  | 6988 | 470.1577 | 538.7862 | 512.5506 |  | 6988 | 0.01023% | 0.01144% | 0.01061% | 0.01314% | 0.01156% | 0.01231% |  | 6988 | 0.01144% | 0.01061% | 6988 | 2117 | 0.01032% | 8644 | 0.01034% | 0.01033% |  | 6988 | 0.01156% | 0.01231% | 0.01193% |  | 6988 | 6370 | 0.01033% | 0.01204%
| Oct | 19 | 5 | 6989 | 495.8255 | 581.6491 | 543.9927 | 0.01058% | 0.01184% | 0.01082% | 0.01036% | 7157 | 0.01039% | 0.01037% |  | 12.0201 | 23.0332 | 24.6248 |  | 6989 | 483.8054 | 558.616 | 519.3679 |  | 6989 | 0.01053% | 0.01186% | 0.01076% | 0.01314% | 0.01156% | 0.01231% |  | 6989 | 0.01186% | 0.01076% | 6989 | 2408 | 0.01032% | 2073 | 0.01034% | 0.01033% |  | 6989 | 0.01156% | 0.01231% | 0.01193% |  | 6989 | 7157 | 0.01033% | 0.01191%
| Oct | 19 | 6 | 6990 | 520.5924 | 607.0734 | 552.5447 | 0.01111% | 0.01236% | 0.01099% | 0.01036% | 6151 | 0.01039% | 0.01037% |  | 12.0213 | 23.0326 | 24.6248 |  | 6990 | 508.571 | 584.0408 | 527.9199 |  | 6990 | 0.01107% | 0.0124% | 0.01093% | 0.01314% | 0.01156% | 0.01231% |  | 6990 | 0.0124% | 0.01093% | 6990 | 3191 | 0.01032% | 121 | 0.01034% | 0.01033% |  | 6990 | 0.01156% | 0.01231% | 0.01193% |  | 6990 | 6151 | 0.01033% | 0.0121%
| Oct | 19 | 7 | 6991 | 524.5739 | 610.6855 | 561.5844 | 0.0112% | 0.01244% | 0.01117% | 0.01036% | 2703 | 0.01039% | 0.01037% |  | 12.0226 | 23.0321 | 24.6248 |  | 6991 | 512.5514 | 587.6534 | 536.9596 |  | 6991 | 0.01116% | 0.01247% | 0.01112% | 0.01314% | 0.01156% | 0.01231% |  | 6991 | 0.01247% | 0.01112% | 6991 | 861 | 0.01032% | 6575 | 0.01033% | 0.01033% |  | 6991 | 0.01156% | 0.01231% | 0.01193% |  | 6991 | 2703 | 0.01033% | 0.01123%
| Oct | 19 | 8 | 6992 | 528.7172 | 596.4512 | 566.9857 | 0.01128% | 0.01215% | 0.01127% | 0.01036% | 7769 | 0.01039% | 0.01037% |  | 12.0238 | 23.0316 | 24.6248 |  | 6992 | 516.6934 | 573.4197 | 542.3609 |  | 6992 | 0.01125% | 0.01217% | 0.01123% | 0.01314% | 0.01156% | 0.01231% |  | 6992 | 0.01217% | 0.01123% | 6992 | 7438 | 0.01032% | 7421 | 0.01033% | 0.01033% |  | 6992 | 0.01156% | 0.01231% | 0.01193% |  | 6992 | 7769 | 0.01033% | 0.01171%
| Oct | 19 | 9 | 6993 | 522.1988 | 579.6662 | 572.4526 | 0.01115% | 0.0118% | 0.01138% | 0.01036% | 2434 | 0.01039% | 0.01037% |  | 12.025 | 23.0311 | 24.6247 |  | 6993 | 510.1737 | 556.6351 | 547.8279 |  | 6993 | 0.01111% | 0.01181% | 0.01134% | 0.01314% | 0.01156% | 0.01231% |  | 6993 | 0.01181% | 0.01134% | 6993 | 2260 | 0.01032% | 432 | 0.01033% | 0.01033% |  | 6993 | 0.01156% | 0.01231% | 0.01193% |  | 6993 | 2434 | 0.01033% | 0.01094%
| Oct | 19 | 10 | 6994 | 525.0911 | 567.3311 | 571.6649 | 0.01121% | 0.01155% | 0.01137% | 0.01035% | 8640 | 0.01039% | 0.01037% |  | 12.0263 | 23.0305 | 24.6247 |  | 6994 | 513.0648 | 544.3005 | 547.0402 |  | 6994 | 0.01117% | 0.01155% | 0.01133% | 0.01314% | 0.01156% | 0.01231% |  | 6994 | 0.01155% | 0.01133% | 6994 | 1319 | 0.01032% | 6470 | 0.01033% | 0.01033% |  | 6994 | 0.01156% | 0.01231% | 0.01193% |  | 6994 | 8640 | 0.01033% | 0.01107%
| Oct | 19 | 11 | 6995 | 524.0969 | 556.2062 | 571.5899 | 0.01119% | 0.01133% | 0.01137% | 0.01035% | 7865 | 0.01039% | 0.01037% |  | 12.0275 | 23.03 | 24.6247 |  | 6995 | 512.0694 | 533.1762 | 546.9652 |  | 6995 | 0.01115% | 0.01132% | 0.01133% | 0.01315% | 0.01156% | 0.01231% |  | 6995 | 0.01132% | 0.01133% | 6995 | 7444 | 0.01032% | 687 | 0.01033% | 0.01033% |  | 6995 | 0.01156% | 0.01231% | 0.01193% |  | 6995 | 7865 | 0.01033% | 0.01165%
| Oct | 19 | 12 | 6996 | 523.7389 | 548.1442 | 567.4921 | 0.01118% | 0.01116% | 0.01128% | 0.01035% | 6143 | 0.01039% | 0.01037% |  | 12.0287 | 23.0295 | 24.6247 |  | 6996 | 511.7102 | 525.1147 | 542.8674 |  | 6996 | 0.01114% | 0.01115% | 0.01124% | 0.01315% | 0.01156% | 0.01231% |  | 6996 | 0.01115% | 0.01124% | 6996 | 7994 | 0.01032% | 6165 | 0.01033% | 0.01033% |  | 6996 | 0.01156% | 0.01231% | 0.01193% |  | 6996 | 6143 | 0.01033% | 0.0121%
| Oct | 19 | 13 | 6997 | 520.8493 | 547.0829 | 566.0574 | 0.01112% | 0.01114% | 0.01126% | 0.01035% | 3494 | 0.01039% | 0.01037% |  | 12.0299 | 23.029 | 24.6246 |  | 6997 | 508.8194 | 524.0539 | 541.4327 |  | 6997 | 0.01108% | 0.01112% | 0.01121% | 0.01315% | 0.01156% | 0.01231% |  | 6997 | 0.01112% | 0.01121% | 6997 | 2466 | 0.01032% | 76 | 0.01033% | 0.01032% |  | 6997 | 0.01156% | 0.01231% | 0.01193% |  | 6997 | 3494 | 0.01032% | 0.01207%
| Oct | 19 | 14 | 6998 | 520.4339 | 546.5057 | 562.0064 | 0.01111% | 0.01113% | 0.01118% | 0.01035% | 6468 | 0.01038% | 0.01037% |  | 12.0312 | 23.0284 | 24.6246 |  | 6998 | 508.4027 | 523.4773 | 537.3818 |  | 6998 | 0.01107% | 0.01111% | 0.01113% | 0.01315% | 0.01156% | 0.01231% |  | 6998 | 0.01111% | 0.01113% | 6998 | 2556 | 0.01032% | 6724 | 0.01033% | 0.01032% |  | 6998 | 0.01156% | 0.01231% | 0.01193% |  | 6998 | 6468 | 0.01032% | 0.01201%
| Oct | 19 | 15 | 6999 | 522.7332 | 545.4072 | 557.2803 | 0.01116% | 0.01111% | 0.01108% | 0.01035% | 6841 | 0.01038% | 0.01037% |  | 12.0324 | 23.0279 | 24.6246 |  | 6999 | 510.7008 | 522.3793 | 532.6556 |  | 6999 | 0.01112% | 0.01109% | 0.01103% | 0.01315% | 0.01155% | 0.01231% |  | 6999 | 0.01109% | 0.01103% | 6999 | 1876 | 0.01032% | 7417 | 0.01033% | 0.01032% |  | 6999 | 0.01155% | 0.01231% | 0.01193% |  | 6999 | 6841 | 0.01032% | 0.01195%
| Oct | 19 | 16 | 7000 | 522.9476 | 541.4786 | 554.3264 | 0.01116% | 0.01103% | 0.01102% | 0.01035% | 7667 | 0.01038% | 0.01037% |  | 12.0336 | 23.0274 | 24.6246 |  | 7000 | 510.914 | 518.4512 | 529.7018 |  | 7000 | 0.01112% | 0.011% | 0.01097% | 0.01315% | 0.01155% | 0.01231% |  | 7000 | 0.011% | 0.01097% | 7000 | 6816 | 0.01032% | 6332 | 0.01033% | 0.01032% |  | 7000 | 0.01155% | 0.01231% | 0.01193% |  | 7000 | 7667 | 0.01032% | 0.01176%
| Oct | 19 | 17 | 7001 | 528.2351 | 538.8998 | 555.8737 | 0.01127% | 0.01097% | 0.01105% | 0.01035% | 447 | 0.01038% | 0.01037% |  | 12.0349 | 23.0268 | 24.6246 |  | 7001 | 516.2002 | 515.873 | 531.2491 |  | 7001 | 0.01124% | 0.01095% | 0.011% | 0.01315% | 0.01155% | 0.01231% |  | 7001 | 0.01095% | 0.011% | 7001 | 6388 | 0.01032% | 7756 | 0.01033% | 0.01032% |  | 7001 | 0.01155% | 0.01231% | 0.01193% |  | 7001 | 447 | 0.01032% | 0.009303%
| Oct | 19 | 18 | 7002 | 533.3621 | 542.3537 | 561.2843 | 0.01138% | 0.01104% | 0.01116% | 0.01035% | 8711 | 0.01038% | 0.01037% |  | 12.0361 | 23.0263 | 24.6245 |  | 7002 | 521.326 | 519.3274 | 536.6598 |  | 7002 | 0.01135% | 0.01102% | 0.01111% | 0.01316% | 0.01155% | 0.01231% |  | 7002 | 0.01102% | 0.01111% | 7002 | 7693 | 0.01032% | 6029 | 0.01033% | 0.01032% |  | 7002 | 0.01155% | 0.01231% | 0.01193% |  | 7002 | 8711 | 0.01032% | 0.01101%
| Oct | 19 | 19 | 7003 | 531.5909 | 545.8913 | 560.0465 | 0.01135% | 0.01112% | 0.01114% | 0.01035% | 6377 | 0.01038% | 0.01037% |  | 12.0374 | 23.0258 | 24.6245 |  | 7003 | 519.5535 | 522.8655 | 535.422 |  | 7003 | 0.01131% | 0.0111% | 0.01109% | 0.01316% | 0.01155% | 0.01231% |  | 7003 | 0.0111% | 0.01109% | 7003 | 2534 | 0.01032% | 6100 | 0.01033% | 0.01032% |  | 7003 | 0.01155% | 0.01231% | 0.01193% |  | 7003 | 6377 | 0.01032% | 0.01203%
| Oct | 19 | 20 | 7004 | 528.6188 | 541.8789 | 557.4678 | 0.01128% | 0.01103% | 0.01108% | 0.01035% | 7177 | 0.01038% | 0.01037% |  | 12.0386 | 23.0252 | 24.6245 |  | 7004 | 516.5802 | 518.8536 | 532.8433 |  | 7004 | 0.01124% | 0.01101% | 0.01103% | 0.01316% | 0.01155% | 0.01231% |  | 7004 | 0.01101% | 0.01103% | 7004 | 677 | 0.01032% | 7146 | 0.01033% | 0.01032% |  | 7004 | 0.01155% | 0.01231% | 0.01193% |  | 7004 | 7177 | 0.01032% | 0.0119%
| Oct | 19 | 21 | 7005 | 514.16 | 533.0535 | 551.5789 | 0.01097% | 0.01085% | 0.01097% | 0.01035% | 8190 | 0.01038% | 0.01037% |  | 12.0398 | 23.0247 | 24.6245 |  | 7005 | 502.1201 | 510.0288 | 526.9544 |  | 7005 | 0.01093% | 0.01083% | 0.01091% | 0.01316% | 0.01155% | 0.01231% |  | 7005 | 0.01083% | 0.01091% | 7005 | 1092 | 0.01031% | 8488 | 0.01033% | 0.01032% |  | 7005 | 0.01155% | 0.01231% | 0.01193% |  | 7005 | 8190 | 0.01032% | 0.01144%
| Oct | 19 | 22 | 7006 | 501.3708 | 525.9689 | 545.3243 | 0.0107% | 0.01071% | 0.01084% | 0.01035% | 6322 | 0.01038% | 0.01037% |  | 12.0411 | 23.0242 | 24.6245 |  | 7006 | 489.3298 | 502.9447 | 520.6998 |  | 7006 | 0.01065% | 0.01067% | 0.01078% | 0.01316% | 0.01155% | 0.01231% |  | 7006 | 0.01067% | 0.01078% | 7006 | 2416 | 0.01031% | 6375 | 0.01033% | 0.01032% |  | 7006 | 0.01155% | 0.01231% | 0.01193% |  | 7006 | 6322 | 0.01032% | 0.01205%
| Oct | 19 | 23 | 7007 | 497.8656 | 520.197 | 538.8633 | 0.01063% | 0.01059% | 0.01072% | 0.01035% | 6839 | 0.01038% | 0.01037% |  | 12.0423 | 23.0236 | 24.6245 |  | 7007 | 485.8233 | 497.1734 | 514.2389 |  | 7007 | 0.01058% | 0.01055% | 0.01065% | 0.01316% | 0.01155% | 0.01231% |  | 7007 | 0.01055% | 0.01065% | 7007 | 860 | 0.01031% | 566 | 0.01033% | 0.01032% |  | 7007 | 0.01155% | 0.01231% | 0.01193% |  | 7007 | 6839 | 0.01032% | 0.01195%
| Oct | 20 | 0 | 7008 | 491.8593 | 519.0892 | 537.6724 | 0.0105% | 0.01057% | 0.01069% | 0.01035% | 8160 | 0.01038% | 0.01036% |  | 12.0436 | 23.0231 | 24.6245 |  | 7008 | 479.8158 | 496.0661 | 513.048 |  | 7008 | 0.01044% | 0.01053% | 0.01062% | 0.01316% | 0.01155% | 0.01231% |  | 7008 | 0.01053% | 0.01062% | 7008 | 654 | 0.01031% | 2786 | 0.01033% | 0.01032% |  | 7008 | 0.01155% | 0.01231% | 0.01193% |  | 7008 | 8160 | 0.01032% | 0.01146%
| Oct | 20 | 1 | 7009 | 486.4239 | 521.1373 | 537.3817 | 0.01038% | 0.01061% | 0.01069% | 0.01035% | 6380 | 0.01038% | 0.01036% |  | 12.0448 | 23.0226 | 24.6244 |  | 7009 | 474.3792 | 498.1147 | 512.7573 |  | 7009 | 0.01033% | 0.01057% | 0.01062% | 0.01317% | 0.01155% | 0.01231% |  | 7009 | 0.01057% | 0.01062% | 7009 | 698 | 0.01031% | 8528 | 0.01032% | 0.01032% |  | 7009 | 0.01155% | 0.01231% | 0.01193% |  | 7009 | 6380 | 0.01032% | 0.01203%
| Oct | 20 | 2 | 7010 | 486.4561 | 524.3956 | 538.6664 | 0.01038% | 0.01068% | 0.01071% | 0.01035% | 7511 | 0.01038% | 0.01036% |  | 12.046 | 23.022 | 24.6244 |  | 7010 | 474.4101 | 501.3736 | 514.042 |  | 7010 | 0.01033% | 0.01064% | 0.01064% | 0.01317% | 0.01155% | 0.01231% |  | 7010 | 0.01064% | 0.01064% | 7010 | 7866 | 0.01031% | 7287 | 0.01032% | 0.01032% |  | 7010 | 0.01155% | 0.01231% | 0.01193% |  | 7010 | 7511 | 0.01032% | 0.01182%
| Oct | 20 | 3 | 7011 | 494.1047 | 532.1225 | 538.0194 | 0.01055% | 0.01084% | 0.0107% | 0.01035% | 6400 | 0.01038% | 0.01036% |  | 12.0473 | 23.0215 | 24.6244 |  | 7011 | 482.0574 | 509.101 | 513.395 |  | 7011 | 0.01049% | 0.01081% | 0.01063% | 0.01317% | 0.01155% | 0.01231% |  | 7011 | 0.01081% | 0.01063% | 7011 | 7411 | 0.01031% | 7690 | 0.01032% | 0.01032% |  | 7011 | 0.01155% | 0.01231% | 0.01193% |  | 7011 | 6400 | 0.01032% | 0.01203%
| Oct | 20 | 4 | 7012 | 498.0111 | 535.8929 | 541.8266 | 0.01063% | 0.01091% | 0.01077% | 0.01035% | 6221 | 0.01038% | 0.01036% |  | 12.0485 | 23.0209 | 24.6244 |  | 7012 | 485.9626 | 512.8719 | 517.2022 |  | 7012 | 0.01058% | 0.01089% | 0.01071% | 0.01317% | 0.01155% | 0.01231% |  | 7012 | 0.01089% | 0.01071% | 7012 | 1937 | 0.01031% | 7131 | 0.01032% | 0.01032% |  | 7012 | 0.01155% | 0.01231% | 0.01193% |  | 7012 | 6221 | 0.01032% | 0.01208%
| Oct | 20 | 5 | 7013 | 515.0526 | 544.4669 | 550.9975 | 0.01099% | 0.01109% | 0.01096% | 0.01035% | 6399 | 0.01038% | 0.01036% |  | 12.0498 | 23.0204 | 24.6244 |  | 7013 | 503.0029 | 521.4465 | 526.3731 |  | 7013 | 0.01095% | 0.01107% | 0.0109% | 0.01317% | 0.01155% | 0.01231% |  | 7013 | 0.01107% | 0.0109% | 7013 | 2480 | 0.01031% | 7551 | 0.01032% | 0.01032% |  | 7013 | 0.01155% | 0.01231% | 0.01193% |  | 7013 | 6399 | 0.01032% | 0.01203%
| Oct | 20 | 6 | 7014 | 538.3133 | 562.425 | 558.4712 | 0.01149% | 0.01145% | 0.0111% | 0.01035% | 8581 | 0.01038% | 0.01036% |  | 12.051 | 23.0198 | 24.6244 |  | 7014 | 526.2623 | 539.4051 | 533.8468 |  | 7014 | 0.01146% | 0.01145% | 0.01106% | 0.01317% | 0.01155% | 0.01231% |  | 7014 | 0.01145% | 0.01106% | 7014 | 7859 | 0.01031% | 3494 | 0.01032% | 0.01032% |  | 7014 | 0.01155% | 0.01231% | 0.01193% |  | 7014 | 8581 | 0.01032% | 0.01112%
| Oct | 20 | 7 | 7015 | 545.1094 | 576.8082 | 564.4726 | 0.01163% | 0.01175% | 0.01122% | 0.01035% | 496 | 0.01038% | 0.01036% |  | 12.0523 | 23.0193 | 24.6244 |  | 7015 | 533.0571 | 553.7889 | 539.8482 |  | 7015 | 0.0116% | 0.01175% | 0.01118% | 0.01317% | 0.01155% | 0.01231% |  | 7015 | 0.01175% | 0.01118% | 7015 | 7835 | 0.01031% | 6376 | 0.01032% | 0.01032% |  | 7015 | 0.01155% | 0.01231% | 0.01193% |  | 7015 | 496 | 0.01032% | 0.00933%
| Oct | 20 | 8 | 7016 | 547.0843 | 574.8625 | 568.3548 | 0.01168% | 0.01171% | 0.0113% | 0.01035% | 7163 | 0.01038% | 0.01036% |  | 12.0535 | 23.0187 | 24.6244 |  | 7016 | 535.0308 | 551.8438 | 543.7304 |  | 7016 | 0.01165% | 0.01171% | 0.01126% | 0.01317% | 0.01155% | 0.01231% |  | 7016 | 0.01171% | 0.01126% | 7016 | 3121 | 0.01031% | 8208 | 0.01032% | 0.01032% |  | 7016 | 0.01155% | 0.01231% | 0.01193% |  | 7016 | 7163 | 0.01032% | 0.0119%
| Oct | 20 | 9 | 7017 | 534.8387 | 563.3839 | 566.9482 | 0.01141% | 0.01147% | 0.01127% | 0.01035% | 7631 | 0.01037% | 0.01036% |  | 12.0548 | 23.0182 | 24.6244 |  | 7017 | 522.7839 | 540.3657 | 542.3238 |  | 7017 | 0.01138% | 0.01147% | 0.01123% | 0.01318% | 0.01155% | 0.01231% |  | 7017 | 0.01147% | 0.01123% | 7017 | 7108 | 0.01031% | 3282 | 0.01032% | 0.01031% |  | 7017 | 0.01155% | 0.01231% | 0.01193% |  | 7017 | 7631 | 0.01031% | 0.01177%
| Oct | 20 | 10 | 7018 | 520.118 | 551.4304 | 563.338 | 0.0111% | 0.01123% | 0.0112% | 0.01035% | 8748 | 0.01037% | 0.01036% |  | 12.056 | 23.0176 | 24.6243 |  | 7018 | 508.0619 | 528.4128 | 538.7136 |  | 7018 | 0.01106% | 0.01122% | 0.01116% | 0.01318% | 0.01155% | 0.01231% |  | 7018 | 0.01122% | 0.01116% | 7018 | 2469 | 0.01031% | 7454 | 0.01032% | 0.01031% |  | 7018 | 0.01155% | 0.01231% | 0.01193% |  | 7018 | 8748 | 0.01031% | 0.01098%
| Oct | 20 | 11 | 7019 | 514.7122 | 541.4227 | 558.9119 | 0.01099% | 0.01103% | 0.01111% | 0.01035% | 7607 | 0.01037% | 0.01036% |  | 12.0573 | 23.0171 | 24.6243 |  | 7019 | 502.655 | 518.4056 | 534.2876 |  | 7019 | 0.01094% | 0.011% | 0.01106% | 0.01318% | 0.01155% | 0.01231% |  | 7019 | 0.011% | 0.01106% | 7019 | 2122 | 0.01031% | 6645 | 0.01032% | 0.01031% |  | 7019 | 0.01155% | 0.01231% | 0.01193% |  | 7019 | 7607 | 0.01031% | 0.01178%
| Oct | 20 | 12 | 7020 | 509.7468 | 531.1543 | 556.6707 | 0.01088% | 0.01082% | 0.01107% | 0.01035% | 6398 | 0.01037% | 0.01036% |  | 12.0585 | 23.0165 | 24.6243 |  | 7020 | 497.6883 | 508.1378 | 532.0464 |  | 7020 | 0.01083% | 0.01079% | 0.01102% | 0.01318% | 0.01155% | 0.01231% |  | 7020 | 0.01079% | 0.01102% | 7020 | 2739 | 0.01031% | 6397 | 0.01032% | 0.01031% |  | 7020 | 0.01155% | 0.01231% | 0.01193% |  | 7020 | 6398 | 0.01031% | 0.01203%
| Oct | 20 | 13 | 7021 | 507.5745 | 522.6268 | 555.6017 | 0.01083% | 0.01064% | 0.01105% | 0.01035% | 6603 | 0.01037% | 0.01036% |  | 12.0598 | 23.016 | 24.6243 |  | 7021 | 495.5147 | 499.6108 | 530.9774 |  | 7021 | 0.01079% | 0.0106% | 0.011% | 0.01318% | 0.01155% | 0.01231% |  | 7021 | 0.0106% | 0.011% | 7021 | 3176 | 0.01031% | 7655 | 0.01032% | 0.01031% |  | 7021 | 0.01155% | 0.01231% | 0.01193% |  | 7021 | 6603 | 0.01031% | 0.01199%
| Oct | 20 | 14 | 7022 | 503.2008 | 519.8619 | 549.8722 | 0.01074% | 0.01059% | 0.01093% | 0.01035% | 7416 | 0.01037% | 0.01036% |  | 12.061 | 23.0154 | 24.6243 |  | 7022 | 491.1397 | 496.8465 | 525.2479 |  | 7022 | 0.01069% | 0.01055% | 0.01088% | 0.01318% | 0.01155% | 0.01231% |  | 7022 | 0.01055% | 0.01088% | 7022 | 2535 | 0.01031% | 3003 | 0.01032% | 0.01031% |  | 7022 | 0.01155% | 0.01231% | 0.01193% |  | 7022 | 7416 | 0.01031% | 0.01184%
| Oct | 20 | 15 | 7023 | 502.2306 | 518.3351 | 546.1588 | 0.01072% | 0.01056% | 0.01086% | 0.01035% | 7215 | 0.01037% | 0.01036% |  | 12.0623 | 23.0149 | 24.6243 |  | 7023 | 490.1683 | 495.3203 | 521.5345 |  | 7023 | 0.01067% | 0.01051% | 0.0108% | 0.01318% | 0.01155% | 0.01231% |  | 7023 | 0.01051% | 0.0108% | 7023 | 1072 | 0.01031% | 7385 | 0.01032% | 0.01031% |  | 7023 | 0.01155% | 0.01231% | 0.01193% |  | 7023 | 7215 | 0.01031% | 0.01189%
| Oct | 20 | 16 | 7024 | 500.1272 | 515.7005 | 544.4803 | 0.01067% | 0.0105% | 0.01083% | 0.01035% | 6658 | 0.01037% | 0.01036% |  | 12.0636 | 23.0143 | 24.6243 |  | 7024 | 488.0636 | 492.6862 | 519.856 |  | 7024 | 0.01062% | 0.01046% | 0.01077% | 0.01319% | 0.01155% | 0.01231% |  | 7024 | 0.01046% | 0.01077% | 7024 | 2814 | 0.01031% | 122 | 0.01032% | 0.01031% |  | 7024 | 0.01155% | 0.01231% | 0.01193% |  | 7024 | 6658 | 0.01031% | 0.01198%
| Oct | 20 | 17 | 7025 | 506.6393 | 520.5415 | 553.2856 | 0.01081% | 0.0106% | 0.011% | 0.01035% | 124 | 0.01037% | 0.01036% |  | 12.0648 | 23.0138 | 24.6243 |  | 7025 | 494.5745 | 497.5277 | 528.6612 |  | 7025 | 0.01077% | 0.01056% | 0.01095% | 0.01319% | 0.01155% | 0.01231% |  | 7025 | 0.01056% | 0.01095% | 7025 | 2387 | 0.01031% | 7082 | 0.01032% | 0.01031% |  | 7025 | 0.01155% | 0.01231% | 0.01193% |  | 7025 | 124 | 0.01031% | 0.009165%
| Oct | 20 | 18 | 7026 | 517.7011 | 523.325 | 557.3647 | 0.01105% | 0.01066% | 0.01108% | 0.01034% | 3282 | 0.01037% | 0.01036% |  | 12.0661 | 23.0132 | 24.6243 |  | 7026 | 505.635 | 500.3118 | 532.7403 |  | 7026 | 0.01101% | 0.01062% | 0.01103% | 0.01319% | 0.01155% | 0.01231% |  | 7026 | 0.01062% | 0.01103% | 7026 | 6341 | 0.01031% | 7164 | 0.01032% | 0.01031% |  | 7026 | 0.01155% | 0.01231% | 0.01193% |  | 7026 | 3282 | 0.01031% | 0.01186%
| Oct | 20 | 19 | 7027 | 523.5611 | 526.8533 | 554.9078 | 0.01117% | 0.01073% | 0.01103% | 0.01034% | 6640 | 0.01037% | 0.01036% |  | 12.0673 | 23.0126 | 24.6243 |  | 7027 | 511.4937 | 503.8407 | 530.2835 |  | 7027 | 0.01113% | 0.01069% | 0.01098% | 0.01319% | 0.01155% | 0.01231% |  | 7027 | 0.01069% | 0.01098% | 7027 | 2180 | 0.01031% | 6323 | 0.01031% | 0.01031% |  | 7027 | 0.01155% | 0.01231% | 0.01193% |  | 7027 | 6640 | 0.01031% | 0.01198%
| Oct | 20 | 20 | 7028 | 521.0178 | 527.4491 | 554.9735 | 0.01112% | 0.01074% | 0.01104% | 0.01034% | 6856 | 0.01037% | 0.01036% |  | 12.0686 | 23.0121 | 24.6243 |  | 7028 | 508.9492 | 504.4371 | 530.3491 |  | 7028 | 0.01108% | 0.01071% | 0.01098% | 0.01319% | 0.01155% | 0.01231% |  | 7028 | 0.01071% | 0.01098% | 7028 | 785 | 0.01031% | 6691 | 0.01031% | 0.01031% |  | 7028 | 0.01155% | 0.01231% | 0.01193% |  | 7028 | 6856 | 0.01031% | 0.01195%
| Oct | 20 | 21 | 7029 | 514.5583 | 525.401 | 551.6258 | 0.01098% | 0.0107% | 0.01097% | 0.01034% | 7660 | 0.01037% | 0.01036% |  | 12.0699 | 23.0115 | 24.6243 |  | 7029 | 502.4884 | 502.3895 | 527.0015 |  | 7029 | 0.01094% | 0.01066% | 0.01091% | 0.01319% | 0.01155% | 0.01231% |  | 7029 | 0.01066% | 0.01091% | 7029 | 6172 | 0.01031% | 72 | 0.01031% | 0.01031% |  | 7029 | 0.01155% | 0.01231% | 0.01193% |  | 7029 | 7660 | 0.01031% | 0.01176%
| Oct | 20 | 22 | 7030 | 507.0382 | 520.8487 | 542.2954 | 0.01082% | 0.01061% | 0.01078% | 0.01034% | 1623 | 0.01037% | 0.01036% |  | 12.0711 | 23.0109 | 24.6243 |  | 7030 | 494.967 | 497.8377 | 517.6711 |  | 7030 | 0.01077% | 0.01057% | 0.01072% | 0.01319% | 0.01155% | 0.01231% |  | 7030 | 0.01057% | 0.01072% | 7030 | 2610 | 0.0103% | 98 | 0.01031% | 0.01031% |  | 7030 | 0.01155% | 0.01231% | 0.01193% |  | 7030 | 1623 | 0.01031% | 0.01021%
| Oct | 20 | 23 | 7031 | 497.2508 | 514.4251 | 538.1882 | 0.01061% | 0.01048% | 0.0107% | 0.01034% | 99 | 0.01037% | 0.01035% |  | 12.0724 | 23.0104 | 24.6243 |  | 7031 | 485.1784 | 491.4147 | 513.5639 |  | 7031 | 0.01056% | 0.01043% | 0.01064% | 0.0132% | 0.01155% | 0.01231% |  | 7031 | 0.01043% | 0.01064% | 7031 | 2620 | 0.0103% | 2706 | 0.01031% | 0.01031% |  | 7031 | 0.01155% | 0.01231% | 0.01193% |  | 7031 | 99 | 0.01031% | 0.009156%
| Oct | 21 | 0 | 7032 | 493.9458 | 512.4981 | 535.5719 | 0.01054% | 0.01044% | 0.01065% | 0.01034% | 7176 | 0.01037% | 0.01035% |  | 12.0736 | 23.0098 | 24.6243 |  | 7032 | 481.8722 | 489.4882 | 510.9476 |  | 7032 | 0.01049% | 0.01039% | 0.01058% | 0.0132% | 0.01155% | 0.01231% |  | 7032 | 0.01039% | 0.01058% | 7032 | 2084 | 0.0103% | 7648 | 0.01031% | 0.01031% |  | 7032 | 0.01155% | 0.01231% | 0.01193% |  | 7032 | 7176 | 0.01031% | 0.0119%
| Oct | 21 | 1 | 7033 | 496.3908 | 512.1629 | 535.8533 | 0.01059% | 0.01043% | 0.01066% | 0.01034% | 6245 | 0.01037% | 0.01035% |  | 12.0749 | 23.0092 | 24.6243 |  | 7033 | 484.3159 | 489.1537 | 511.2289 |  | 7033 | 0.01054% | 0.01038% | 0.01059% | 0.0132% | 0.01155% | 0.01231% |  | 7033 | 0.01038% | 0.01059% | 7033 | 7046 | 0.0103% | 6599 | 0.01031% | 0.01031% |  | 7033 | 0.01155% | 0.01231% | 0.01193% |  | 7033 | 6245 | 0.01031% | 0.01207%
| Oct | 21 | 2 | 7034 | 496.2417 | 513.4197 | 541.6765 | 0.01059% | 0.01046% | 0.01077% | 0.01034% | 1857 | 0.01037% | 0.01035% |  | 12.0762 | 23.0087 | 24.6243 |  | 7034 | 484.1655 | 490.411 | 517.0522 |  | 7034 | 0.01054% | 0.01041% | 0.01071% | 0.0132% | 0.01155% | 0.01231% |  | 7034 | 0.01041% | 0.01071% | 7034 | 6650 | 0.0103% | 2190 | 0.01031% | 0.01031% |  | 7034 | 0.01155% | 0.01231% | 0.01193% |  | 7034 | 1857 | 0.01031% | 0.0104%
| Oct | 21 | 3 | 7035 | 501.0504 | 515.9053 | 539.8573 | 0.01069% | 0.01051% | 0.01073% | 0.01034% | 7141 | 0.01036% | 0.01035% |  | 12.0774 | 23.0081 | 24.6243 |  | 7035 | 488.9729 | 492.8972 | 515.233 |  | 7035 | 0.01064% | 0.01046% | 0.01067% | 0.0132% | 0.01154% | 0.01231% |  | 7035 | 0.01046% | 0.01067% | 7035 | 2611 | 0.0103% | 6214 | 0.01031% | 0.01031% |  | 7035 | 0.01154% | 0.01231% | 0.01193% |  | 7035 | 7141 | 0.01031% | 0.01191%
| Oct | 21 | 4 | 7036 | 505.6236 | 518.5399 | 537.1098 | 0.01079% | 0.01056% | 0.01068% | 0.01034% | 7751 | 0.01036% | 0.01035% |  | 12.0787 | 23.0075 | 24.6243 |  | 7036 | 493.5449 | 495.5324 | 512.4855 |  | 7036 | 0.01074% | 0.01052% | 0.01061% | 0.0132% | 0.01154% | 0.01231% |  | 7036 | 0.01052% | 0.01061% | 7036 | 2675 | 0.0103% | 8640 | 0.01031% | 0.01031% |  | 7036 | 0.01154% | 0.01231% | 0.01193% |  | 7036 | 7751 | 0.01031% | 0.01172%
| Oct | 21 | 5 | 7037 | 514.8348 | 527.4584 | 548.1562 | 0.01099% | 0.01074% | 0.0109% | 0.01034% | 2785 | 0.01036% | 0.01035% |  | 12.08 | 23.007 | 24.6243 |  | 7037 | 502.7548 | 504.4515 | 523.5319 |  | 7037 | 0.01094% | 0.01071% | 0.01084% | 0.0132% | 0.01154% | 0.01231% |  | 7037 | 0.01071% | 0.01084% | 7037 | 8595 | 0.0103% | 1649 | 0.01031% | 0.01031% |  | 7037 | 0.01154% | 0.01231% | 0.01193% |  | 7037 | 2785 | 0.01031% | 0.01132%
| Oct | 21 | 6 | 7038 | 527.7934 | 539.7842 | 565.6729 | 0.01126% | 0.01099% | 0.01125% | 0.01034% | 8507 | 0.01036% | 0.01035% |  | 12.0813 | 23.0064 | 24.6243 |  | 7038 | 515.7121 | 516.7778 | 541.0486 |  | 7038 | 0.01123% | 0.01097% | 0.0112% | 0.0132% | 0.01154% | 0.01231% |  | 7038 | 0.01097% | 0.0112% | 7038 | 636 | 0.0103% | 133 | 0.01031% | 0.01031% |  | 7038 | 0.01154% | 0.01231% | 0.01193% |  | 7038 | 8507 | 0.01031% | 0.01118%
| Oct | 21 | 7 | 7039 | 533.9326 | 551.6725 | 570.2396 | 0.0114% | 0.01123% | 0.01134% | 0.01034% | 6269 | 0.01036% | 0.01035% |  | 12.0825 | 23.0058 | 24.6243 |  | 7039 | 521.8501 | 528.6667 | 545.6153 |  | 7039 | 0.01136% | 0.01122% | 0.0113% | 0.01321% | 0.01154% | 0.01231% |  | 7039 | 0.01122% | 0.0113% | 7039 | 7720 | 0.0103% | 6531 | 0.01031% | 0.01031% |  | 7039 | 0.01154% | 0.01231% | 0.01193% |  | 7039 | 6269 | 0.01031% | 0.01206%
| Oct | 21 | 8 | 7040 | 541.8701 | 554.1581 | 572.8465 | 0.01157% | 0.01128% | 0.01139% | 0.01034% | 6692 | 0.01036% | 0.01035% |  | 12.0838 | 23.0053 | 24.6243 |  | 7040 | 529.7863 | 531.1529 | 548.2222 |  | 7040 | 0.01153% | 0.01127% | 0.01135% | 0.01321% | 0.01154% | 0.01231% |  | 7040 | 0.01127% | 0.01135% | 7040 | 1408 | 0.0103% | 7769 | 0.01031% | 0.01031% |  | 7040 | 0.01154% | 0.01231% | 0.01193% |  | 7040 | 6692 | 0.01031% | 0.01197%
| Oct | 21 | 9 | 7041 | 541.1946 | 545.9564 | 567.3233 | 0.01155% | 0.01112% | 0.01128% | 0.01034% | 8717 | 0.01036% | 0.01035% |  | 12.0851 | 23.0047 | 24.6243 |  | 7041 | 529.1095 | 522.9518 | 542.699 |  | 7041 | 0.01152% | 0.0111% | 0.01124% | 0.01321% | 0.01154% | 0.01231% |  | 7041 | 0.0111% | 0.01124% | 7041 | 2586 | 0.0103% | 7865 | 0.01031% | 0.01031% |  | 7041 | 0.01154% | 0.01231% | 0.01193% |  | 7041 | 8717 | 0.01031% | 0.01101%
| Oct | 21 | 10 | 7042 | 538.7702 | 533.3607 | 556.8864 | 0.0115% | 0.01086% | 0.01107% | 0.01034% | 2457 | 0.01036% | 0.01035% |  | 12.0864 | 23.0041 | 24.6243 |  | 7042 | 526.6838 | 510.3566 | 532.2621 |  | 7042 | 0.01146% | 0.01083% | 0.01102% | 0.01321% | 0.01154% | 0.01231% |  | 7042 | 0.01083% | 0.01102% | 7042 | 2559 | 0.0103% | 7157 | 0.01031% | 0.0103% |  | 7042 | 0.01154% | 0.01231% | 0.01193% |  | 7042 | 2457 | 0.0103% | 0.01096%
| Oct | 21 | 11 | 7043 | 535.1951 | 521.7238 | 555.3673 | 0.01142% | 0.01062% | 0.01104% | 0.01034% | 7516 | 0.01036% | 0.01035% |  | 12.0876 | 23.0035 | 24.6243 |  | 7043 | 523.1075 | 498.7203 | 530.743 |  | 7043 | 0.01139% | 0.01059% | 0.01099% | 0.01321% | 0.01154% | 0.01231% |  | 7043 | 0.01059% | 0.01099% | 7043 | 2558 | 0.0103% | 2458 | 0.01031% | 0.0103% |  | 7043 | 0.01154% | 0.01231% | 0.01193% |  | 7043 | 7516 | 0.0103% | 0.01181%
| Oct | 21 | 12 | 7044 | 531.1751 | 515.8774 | 549.9754 | 0.01134% | 0.01051% | 0.01094% | 0.01034% | 6626 | 0.01036% | 0.01035% |  | 12.0889 | 23.003 | 24.6243 |  | 7044 | 519.0862 | 492.8745 | 525.3511 |  | 7044 | 0.0113% | 0.01046% | 0.01088% | 0.01321% | 0.01154% | 0.01231% |  | 7044 | 0.01046% | 0.01088% | 7044 | 670 | 0.0103% | 8711 | 0.01031% | 0.0103% |  | 7044 | 0.01154% | 0.01231% | 0.01192% |  | 7044 | 6626 | 0.0103% | 0.01198%
| Oct | 21 | 13 | 7045 | 523.1957 | 511.5112 | 544.4616 | 0.01117% | 0.01042% | 0.01083% | 0.01034% | 8165 | 0.01036% | 0.01035% |  | 12.0902 | 23.0024 | 24.6243 |  | 7045 | 511.1056 | 488.5089 | 519.8372 |  | 7045 | 0.01113% | 0.01037% | 0.01077% | 0.01321% | 0.01154% | 0.01231% |  | 7045 | 0.01037% | 0.01077% | 7045 | 643 | 0.0103% | 7667 | 0.01031% | 0.0103% |  | 7045 | 0.01154% | 0.01231% | 0.01192% |  | 7045 | 8165 | 0.0103% | 0.01145%
| Oct | 21 | 14 | 7046 | 520.6426 | 508.4484 | 541.7703 | 0.01111% | 0.01035% | 0.01077% | 0.01034% | 84 | 0.01036% | 0.01035% |  | 12.0915 | 23.0018 | 24.6243 |  | 7046 | 508.5511 | 485.4466 | 517.146 |  | 7046 | 0.01107% | 0.0103% | 0.01071% | 0.01322% | 0.01154% | 0.01231% |  | 7046 | 0.0103% | 0.01071% | 7046 | 8592 | 0.0103% | 279 | 0.01031% | 0.0103% |  | 7046 | 0.01154% | 0.01231% | 0.01192% |  | 7046 | 84 | 0.0103% | 0.009151%
| Oct | 21 | 15 | 7047 | 517.8553 | 506.7913 | 542.7924 | 0.01105% | 0.01032% | 0.01079% | 0.01034% | 7503 | 0.01036% | 0.01035% |  | 12.0928 | 23.0012 | 24.6243 |  | 7047 | 505.7626 | 483.7901 | 518.1681 |  | 7047 | 0.01101% | 0.01027% | 0.01073% | 0.01322% | 0.01154% | 0.01231% |  | 7047 | 0.01027% | 0.01073% | 7047 | 6818 | 0.0103% | 8190 | 0.01031% | 0.0103% |  | 7047 | 0.01154% | 0.01231% | 0.01192% |  | 7047 | 7503 | 0.0103% | 0.01182%
| Oct | 21 | 16 | 7048 | 514.044 | 506.5027 | 541.7047 | 0.01097% | 0.01031% | 0.01077% | 0.01034% | 6428 | 0.01036% | 0.01035% |  | 12.094 | 23.0006 | 24.6243 |  | 7048 | 501.95 | 483.5021 | 517.0803 |  | 7048 | 0.01093% | 0.01026% | 0.01071% | 0.01322% | 0.01154% | 0.01231% |  | 7048 | 0.01026% | 0.01071% | 7048 | 7266 | 0.0103% | 2707 | 0.01031% | 0.0103% |  | 7048 | 0.01154% | 0.01231% | 0.01192% |  | 7048 | 6428 | 0.0103% | 0.01202%
| Oct | 21 | 17 | 7049 | 512.4054 | 510.8503 | 547.7999 | 0.01094% | 0.0104% | 0.01089% | 0.01034% | 7332 | 0.01036% | 0.01035% |  | 12.0953 | 23 | 24.6243 |  | 7049 | 500.3101 | 487.8502 | 523.1756 |  | 7049 | 0.01089% | 0.01035% | 0.01083% | 0.01322% | 0.01154% | 0.01231% |  | 7049 | 0.01035% | 0.01083% | 7049 | 7069 | 0.0103% | 592 | 0.01031% | 0.0103% |  | 7049 | 0.01154% | 0.01231% | 0.01192% |  | 7049 | 7332 | 0.0103% | 0.01187%
| Oct | 21 | 18 | 7050 | 515.4957 | 520.0201 | 553.6419 | 0.011% | 0.01059% | 0.01101% | 0.01034% | 1600 | 0.01036% | 0.01035% |  | 12.0966 | 22.9995 | 24.6243 |  | 7050 | 503.3991 | 497.0207 | 529.0176 |  | 7050 | 0.01096% | 0.01055% | 0.01096% | 0.01322% | 0.01154% | 0.01231% |  | 7050 | 0.01055% | 0.01096% | 7050 | 6027 | 0.0103% | 6370 | 0.0103% | 0.0103% |  | 7050 | 0.01154% | 0.01231% | 0.01192% |  | 7050 | 1600 | 0.0103% | 0.01019%
| Oct | 21 | 19 | 7051 | 512.7221 | 523.7719 | 549.7034 | 0.01094% | 0.01067% | 0.01093% | 0.01033% | 7175 | 0.01035% | 0.01034% |  | 12.0979 | 22.9989 | 24.6243 |  | 7051 | 500.6242 | 500.773 | 525.0792 |  | 7051 | 0.0109% | 0.01063% | 0.01087% | 0.01322% | 0.01154% | 0.01231% |  | 7051 | 0.01063% | 0.01087% | 7051 | 7477 | 0.0103% | 8160 | 0.0103% | 0.0103% |  | 7051 | 0.01154% | 0.01231% | 0.01192% |  | 7051 | 7175 | 0.0103% | 0.0119%
| Oct | 21 | 20 | 7052 | 505.9078 | 518.6703 | 542.6893 | 0.0108% | 0.01056% | 0.01079% | 0.01033% | 8693 | 0.01035% | 0.01034% |  | 12.0992 | 22.9983 | 24.6243 |  | 7052 | 493.8086 | 495.672 | 518.065 |  | 7052 | 0.01075% | 0.01052% | 0.01073% | 0.01322% | 0.01154% | 0.01231% |  | 7052 | 0.01052% | 0.01073% | 7052 | 6626 | 0.0103% | 6841 | 0.0103% | 0.0103% |  | 7052 | 0.01154% | 0.01231% | 0.01192% |  | 7052 | 8693 | 0.0103% | 0.01103%
| Oct | 21 | 21 | 7053 | 501.0797 | 513.3359 | 532.3087 | 0.01069% | 0.01045% | 0.01058% | 0.01033% | 2705 | 0.01035% | 0.01034% |  | 12.1005 | 22.9977 | 24.6243 |  | 7053 | 488.9792 | 490.3382 | 507.6844 |  | 7053 | 0.01064% | 0.01041% | 0.01051% | 0.01323% | 0.01154% | 0.01231% |  | 7053 | 0.01041% | 0.01051% | 7053 | 5864 | 0.01029% | 1901 | 0.0103% | 0.0103% |  | 7053 | 0.01154% | 0.01231% | 0.01192% |  | 7053 | 2705 | 0.0103% | 0.01123%
| Oct | 21 | 22 | 7054 | 488.6783 | 504.1474 | 518.224 | 0.01043% | 0.01027% | 0.0103% | 0.01033% | 7214 | 0.01035% | 0.01034% |  | 12.1018 | 22.9971 | 24.6243 |  | 7054 | 476.5766 | 481.1503 | 493.5998 |  | 7054 | 0.01037% | 0.01021% | 0.01022% | 0.01323% | 0.01154% | 0.01231% |  | 7054 | 0.01021% | 0.01022% | 7054 | 8703 | 0.01029% | 1802 | 0.0103% | 0.0103% |  | 7054 | 0.01154% | 0.01231% | 0.01192% |  | 7054 | 7214 | 0.0103% | 0.01189%
| Oct | 21 | 23 | 7055 | 479.8486 | 496.9139 | 507.5996 | 0.01024% | 0.01012% | 0.01009% | 0.01033% | 6570 | 0.01035% | 0.01034% |  | 12.1031 | 22.9965 | 24.6243 |  | 7055 | 467.7455 | 473.9174 | 482.9754 |  | 7055 | 0.01018% | 0.01006% | 0.01% | 0.01323% | 0.01154% | 0.01231% |  | 7055 | 0.01006% | 0.01% | 7055 | 195 | 0.01029% | 8581 | 0.0103% | 0.0103% |  | 7055 | 0.01154% | 0.01231% | 0.01192% |  | 7055 | 6570 | 0.0103% | 0.01199%
| Oct | 22 | 0 | 7056 | 475.7451 | 493.3484 | 502.5265 | 0.01015% | 0.01005% | 0.009993% | 0.01033% | 543 | 0.01035% | 0.01034% |  | 12.1044 | 22.9959 | 24.6243 |  | 7056 | 463.6407 | 470.3524 | 477.9023 |  | 7056 | 0.01009% | 0.009983% | 0.009897% | 0.01323% | 0.01154% | 0.01231% |  | 7056 | 0.009983% | 0.009897% | 7056 | 6603 | 0.01029% | 6468 | 0.0103% | 0.0103% |  | 7056 | 0.01154% | 0.01231% | 0.01192% |  | 7056 | 543 | 0.0103% | 0.009358%
| Oct | 22 | 1 | 7057 | 471.6008 | 494.4097 | 500.126 | 0.01007% | 0.01007% | 0.009945% | 0.01033% | 6396 | 0.01035% | 0.01034% |  | 12.1057 | 22.9954 | 24.6242 |  | 7057 | 459.4952 | 471.4143 | 475.5017 |  | 7057 | 0.01% | 0.01001% | 0.009847% | 0.01323% | 0.01154% | 0.01231% |  | 7057 | 0.01001% | 0.009847% | 7057 | 7743 | 0.01029% | 7177 | 0.0103% | 0.0103% |  | 7057 | 0.01154% | 0.01231% | 0.01192% |  | 7057 | 6396 | 0.0103% | 0.01203%
| Oct | 22 | 2 | 7058 | 469.3488 | 497.9659 | 500.6417 | 0.01002% | 0.01014% | 0.009955% | 0.01033% | 544 | 0.01035% | 0.01034% |  | 12.1069 | 22.9948 | 24.6242 |  | 7058 | 457.2419 | 474.9711 | 476.0175 |  | 7058 | 0.009953% | 0.01008% | 0.009858% | 0.01323% | 0.01154% | 0.01231% |  | 7058 | 0.01008% | 0.009858% | 7058 | 194 | 0.01029% | 7511 | 0.0103% | 0.0103% |  | 7058 | 0.01154% | 0.01231% | 0.01192% |  | 7058 | 544 | 0.0103% | 0.009358%
| Oct | 22 | 3 | 7059 | 474.1684 | 504.6594 | 504.8896 | 0.01012% | 0.01028% | 0.01004% | 0.01033% | 7659 | 0.01035% | 0.01034% |  | 12.1082 | 22.9942 | 24.6242 |  | 7059 | 462.0602 | 481.6653 | 480.2654 |  | 7059 | 0.01006% | 0.01022% | 0.009946% | 0.01323% | 0.01154% | 0.01231% |  | 7059 | 0.01022% | 0.009946% | 7059 | 7412 | 0.01029% | 6839 | 0.0103% | 0.0103% |  | 7059 | 0.01154% | 0.01231% | 0.01192% |  | 7059 | 7659 | 0.0103% | 0.01176%
| Oct | 22 | 4 | 7060 | 473.0434 | 512.917 | 508.6874 | 0.0101% | 0.01044% | 0.01012% | 0.01033% | 7656 | 0.01035% | 0.01034% |  | 12.1095 | 22.9936 | 24.6242 |  | 7060 | 460.9339 | 489.9234 | 484.0632 |  | 7060 | 0.01003% | 0.0104% | 0.01002% | 0.01324% | 0.01154% | 0.01231% |  | 7060 | 0.0104% | 0.01002% | 7060 | 6665 | 0.01029% | 6151 | 0.0103% | 0.0103% |  | 7060 | 0.01154% | 0.01231% | 0.01192% |  | 7060 | 7656 | 0.0103% | 0.01176%
| Oct | 22 | 5 | 7061 | 477.4202 | 530.4654 | 527.0011 | 0.01019% | 0.0108% | 0.01048% | 0.01033% | 6510 | 0.01035% | 0.01034% |  | 12.1108 | 22.993 | 24.6242 |  | 7061 | 465.3094 | 507.4724 | 502.3769 |  | 7061 | 0.01013% | 0.01077% | 0.0104% | 0.01324% | 0.01154% | 0.01231% |  | 7061 | 0.01077% | 0.0104% | 7061 | 410 | 0.01029% | 2461 | 0.0103% | 0.0103% |  | 7061 | 0.01154% | 0.01231% | 0.01192% |  | 7061 | 6510 | 0.0103% | 0.012%
| Oct | 22 | 6 | 7062 | 482.0349 | 558.366 | 547.9311 | 0.01029% | 0.01137% | 0.0109% | 0.01033% | 6723 | 0.01035% | 0.01034% |  | 12.1121 | 22.9924 | 24.6242 |  | 7062 | 469.9228 | 535.3736 | 523.307 |  | 7062 | 0.01023% | 0.01136% | 0.01084% | 0.01324% | 0.01154% | 0.01231% |  | 7062 | 0.01136% | 0.01084% | 7062 | 6367 | 0.01029% | 591 | 0.0103% | 0.0103% |  | 7062 | 0.01154% | 0.01231% | 0.01192% |  | 7062 | 6723 | 0.0103% | 0.01197%
| Oct | 22 | 7 | 7063 | 480.3169 | 571.5762 | 548.9251 | 0.01025% | 0.01164% | 0.01092% | 0.01033% | 7381 | 0.01035% | 0.01034% |  | 12.1134 | 22.9918 | 24.6242 |  | 7063 | 468.2035 | 548.5844 | 524.301 |  | 7063 | 0.01019% | 0.01164% | 0.01086% | 0.01324% | 0.01154% | 0.01231% |  | 7063 | 0.01164% | 0.01086% | 7063 | 7719 | 0.01029% | 3002 | 0.0103% | 0.0103% |  | 7063 | 0.01154% | 0.01231% | 0.01192% |  | 7063 | 7381 | 0.0103% | 0.01185%
| Oct | 22 | 8 | 7064 | 476.8898 | 563.5235 | 548.7376 | 0.01018% | 0.01148% | 0.01091% | 0.01033% | 8195 | 0.01035% | 0.01034% |  | 12.1147 | 22.9912 | 24.6242 |  | 7064 | 464.775 | 540.5323 | 524.1134 |  | 7064 | 0.01012% | 0.01147% | 0.01085% | 0.01324% | 0.01154% | 0.01231% |  | 7064 | 0.01147% | 0.01085% | 7064 | 6743 | 0.01029% | 8748 | 0.0103% | 0.0103% |  | 7064 | 0.01154% | 0.01231% | 0.01192% |  | 7064 | 8195 | 0.0103% | 0.01143%
| Oct | 22 | 9 | 7065 | 470.3261 | 552.2217 | 542.0516 | 0.01004% | 0.01125% | 0.01078% | 0.01033% | 3003 | 0.01035% | 0.01034% |  | 12.1161 | 22.9906 | 24.6241 |  | 7065 | 458.2101 | 529.2311 | 517.4275 |  | 7065 | 0.009974% | 0.01123% | 0.01072% | 0.01324% | 0.01154% | 0.01231% |  | 7065 | 0.01123% | 0.01072% | 7065 | 8594 | 0.01029% | 6377 | 0.0103% | 0.01029% |  | 7065 | 0.01154% | 0.01231% | 0.01192% |  | 7065 | 3003 | 0.01029% | 0.01156%
| Oct | 22 | 10 | 7066 | 465.316 | 543.6477 | 537.7193 | 0.009931% | 0.01107% | 0.01069% | 0.01033% | 7338 | 0.01035% | 0.01034% |  | 12.1174 | 22.99 | 24.6241 |  | 7066 | 453.1987 | 520.6577 | 513.0952 |  | 7066 | 0.009865% | 0.01105% | 0.01063% | 0.01324% | 0.01154% | 0.01231% |  | 7066 | 0.01105% | 0.01063% | 7066 | 2463 | 0.01029% | 6143 | 0.0103% | 0.01029% |  | 7066 | 0.01154% | 0.01231% | 0.01192% |  | 7066 | 7338 | 0.01029% | 0.01187%
| Oct | 22 | 11 | 7067 | 464.3528 | 528.7245 | 535.9001 | 0.009911% | 0.01077% | 0.01066% | 0.01033% | 6840 | 0.01035% | 0.01034% |  | 12.1187 | 22.9894 | 24.6241 |  | 7067 | 452.2341 | 505.7351 | 511.276 |  | 7067 | 0.009844% | 0.01073% | 0.01059% | 0.01325% | 0.01154% | 0.01231% |  | 7067 | 0.01073% | 0.01059% | 7067 | 1148 | 0.01029% | 6322 | 0.0103% | 0.01029% |  | 7067 | 0.01154% | 0.01231% | 0.01192% |  | 7067 | 6840 | 0.01029% | 0.01195%
| Oct | 22 | 12 | 7068 | 458.7582 | 511.2506 | 528.4171 | 0.009791% | 0.01041% | 0.01051% | 0.01033% | 2704 | 0.01035% | 0.01034% |  | 12.12 | 22.9888 | 24.6241 |  | 7068 | 446.6383 | 488.2618 | 503.793 |  | 7068 | 0.009722% | 0.01036% | 0.01043% | 0.01325% | 0.01154% | 0.01231% |  | 7068 | 0.01036% | 0.01043% | 7068 | 1356 | 0.01029% | 7163 | 0.0103% | 0.01029% |  | 7068 | 0.01154% | 0.01231% | 0.01192% |  | 7068 | 2704 | 0.01029% | 0.01123%
| Oct | 22 | 13 | 7069 | 457.6265 | 508.1226 | 529.0735 | 0.009767% | 0.01035% | 0.01052% | 0.01033% | 6527 | 0.01035% | 0.01034% |  | 12.1213 | 22.9882 | 24.6241 |  | 7069 | 445.5052 | 485.1344 | 504.4494 |  | 7069 | 0.009698% | 0.0103% | 0.01045% | 0.01325% | 0.01153% | 0.01231% |  | 7069 | 0.0103% | 0.01045% | 7069 | 6028 | 0.01029% | 7631 | 0.0103% | 0.01029% |  | 7069 | 0.01153% | 0.01231% | 0.01192% |  | 7069 | 6527 | 0.01029% | 0.012%
| Oct | 22 | 14 | 7070 | 451.3612 | 505.8418 | 528.9235 | 0.009633% | 0.0103% | 0.01052% | 0.01033% | 7689 | 0.01034% | 0.01034% |  | 12.1226 | 22.9876 | 24.6241 |  | 7070 | 439.2386 | 482.8542 | 504.2994 |  | 7070 | 0.009561% | 0.01025% | 0.01044% | 0.01325% | 0.01153% | 0.01231% |  | 7070 | 0.01025% | 0.01044% | 7070 | 6339 | 0.01029% | 6380 | 0.0103% | 0.01029% |  | 7070 | 0.01153% | 0.01231% | 0.01192% |  | 7070 | 7689 | 0.01029% | 0.01175%
| Oct | 22 | 15 | 7071 | 445.7951 | 520.2343 | 529.9175 | 0.009515% | 0.01059% | 0.01054% | 0.01033% | 568 | 0.01034% | 0.01034% |  | 12.1239 | 22.987 | 24.6241 |  | 7071 | 433.6712 | 497.2473 | 505.2934 |  | 7071 | 0.00944% | 0.01055% | 0.01046% | 0.01325% | 0.01153% | 0.01231% |  | 7071 | 0.01055% | 0.01046% | 7071 | 1511 | 0.01029% | 2454 | 0.0103% | 0.01029% |  | 7071 | 0.01153% | 0.01231% | 0.01192% |  | 7071 | 568 | 0.01029% | 0.009373%
| Oct | 22 | 16 | 7072 | 446.5808 | 521.4166 | 526.2697 | 0.009531% | 0.01062% | 0.01046% | 0.01033% | 5350 | 0.01034% | 0.01034% |  | 12.1252 | 22.9864 | 24.624 |  | 7072 | 434.4555 | 498.4302 | 501.6457 |  | 7072 | 0.009457% | 0.01058% | 0.01039% | 0.01325% | 0.01153% | 0.01231% |  | 7072 | 0.01058% | 0.01039% | 7072 | 193 | 0.01029% | 6400 | 0.0103% | 0.01029% |  | 7072 | 0.01153% | 0.01231% | 0.01192% |  | 7072 | 5350 | 0.01029% | 0.0125%
| Oct | 22 | 17 | 7073 | 454.9011 | 524.5818 | 534.3435 | 0.009709% | 0.01068% | 0.01063% | 0.01033% | 7515 | 0.01034% | 0.01033% |  | 12.1265 | 22.9858 | 24.624 |  | 7073 | 442.7746 | 501.596 | 509.7195 |  | 7073 | 0.009638% | 0.01065% | 0.01056% | 0.01325% | 0.01153% | 0.01231% |  | 7073 | 0.01065% | 0.01056% | 7073 | 469 | 0.01029% | 2381 | 0.01029% | 0.01029% |  | 7073 | 0.01153% | 0.01231% | 0.01192% |  | 7073 | 7515 | 0.01029% | 0.01181%
| Oct | 22 | 18 | 7074 | 468.967 | 533.2583 | 544.921 | 0.01001% | 0.01086% | 0.01084% | 0.01033% | 8534 | 0.01034% | 0.01033% |  | 12.1278 | 22.9852 | 24.624 |  | 7074 | 456.8391 | 510.2731 | 520.297 |  | 7074 | 0.009944% | 0.01083% | 0.01077% | 0.01326% | 0.01153% | 0.01231% |  | 7074 | 0.01083% | 0.01077% | 7074 | 8593 | 0.01029% | 7607 | 0.01029% | 0.01029% |  | 7074 | 0.01153% | 0.01231% | 0.01192% |  | 7074 | 8534 | 0.01029% | 0.01116%
| Oct | 22 | 19 | 7075 | 471.7776 | 535.7998 | 547.5185 | 0.01007% | 0.01091% | 0.01089% | 0.01033% | 6421 | 0.01034% | 0.01033% |  | 12.1292 | 22.9846 | 24.624 |  | 7075 | 459.6484 | 512.8152 | 522.8946 |  | 7075 | 0.01001% | 0.01088% | 0.01083% | 0.01326% | 0.01153% | 0.01231% |  | 7075 | 0.01088% | 0.01083% | 7075 | 1125 | 0.01029% | 6399 | 0.01029% | 0.01029% |  | 7075 | 0.01153% | 0.01231% | 0.01192% |  | 7075 | 6421 | 0.01029% | 0.01202%
| Oct | 22 | 20 | 7076 | 469.1133 | 533.0162 | 543.28 | 0.01001% | 0.01085% | 0.0108% | 0.01033% | 1240 | 0.01034% | 0.01033% |  | 12.1305 | 22.984 | 24.624 |  | 7076 | 456.9829 | 510.0323 | 518.6561 |  | 7076 | 0.009948% | 0.01083% | 0.01074% | 0.01326% | 0.01153% | 0.01231% |  | 7076 | 0.01083% | 0.01074% | 7076 | 1967 | 0.01029% | 6221 | 0.01029% | 0.01029% |  | 7076 | 0.01153% | 0.01231% | 0.01192% |  | 7076 | 1240 | 0.01029% | 0.009884%
| Oct | 22 | 21 | 7077 | 463.8454 | 522.7478 | 537.5036 | 0.0099% | 0.01064% | 0.01069% | 0.01032% | 7661 | 0.01034% | 0.01033% |  | 12.1318 | 22.9833 | 24.6239 |  | 7077 | 451.7136 | 499.7645 | 512.8797 |  | 7077 | 0.009833% | 0.01061% | 0.01062% | 0.01326% | 0.01153% | 0.01231% |  | 7077 | 0.01061% | 0.01062% | 7077 | 2759 | 0.01029% | 2289 | 0.01029% | 0.01029% |  | 7077 | 0.01153% | 0.01231% | 0.01192% |  | 7077 | 7661 | 0.01029% | 0.01176%
| Oct | 22 | 22 | 7078 | 454.9496 | 512.3212 | 524.4599 | 0.00971% | 0.01043% | 0.01043% | 0.01032% | 6378 | 0.01034% | 0.01033% |  | 12.1331 | 22.9827 | 24.6239 |  | 7078 | 442.8165 | 489.3384 | 499.836 |  | 7078 | 0.009639% | 0.01039% | 0.01035% | 0.01326% | 0.01153% | 0.01231% |  | 7078 | 0.01039% | 0.01035% | 7078 | 6030 | 0.01029% | 2735 | 0.01029% | 0.01029% |  | 7078 | 0.01153% | 0.01231% | 0.01192% |  | 7078 | 6378 | 0.01029% | 0.01203%
| Oct | 22 | 23 | 7079 | 450.9502 | 506.1769 | 515.9454 | 0.009625% | 0.01031% | 0.01026% | 0.01032% | 448 | 0.01034% | 0.01033% |  | 12.1344 | 22.9821 | 24.6239 |  | 7079 | 438.8158 | 483.1948 | 491.3215 |  | 7079 | 0.009552% | 0.01026% | 0.01017% | 0.01326% | 0.01153% | 0.01231% |  | 7079 | 0.01026% | 0.01017% | 7079 | 2557 | 0.01029% | 7416 | 0.01029% | 0.01029% |  | 7079 | 0.01153% | 0.01231% | 0.01192% |  | 7079 | 448 | 0.01029% | 0.009303%
| Oct | 23 | 0 | 7080 | 448.98 | 502.9651 | 513.723 | 0.009583% | 0.01024% | 0.01022% | 0.01032% | 8565 | 0.01034% | 0.01033% |  | 12.1358 | 22.9815 | 24.6239 |  | 7080 | 436.8442 | 479.9836 | 489.0991 |  | 7080 | 0.009509% | 0.01019% | 0.01013% | 0.01326% | 0.01153% | 0.01231% |  | 7080 | 0.01019% | 0.01013% | 7080 | 8704 | 0.01029% | 96 | 0.01029% | 0.01029% |  | 7080 | 0.01153% | 0.01231% | 0.01192% |  | 7080 | 8565 | 0.01029% | 0.01113%
| Oct | 23 | 1 | 7081 | 450.4933 | 504.3057 | 515.7203 | 0.009615% | 0.01027% | 0.01025% | 0.01032% | 1745 | 0.01034% | 0.01033% |  | 12.1371 | 22.9809 | 24.6239 |  | 7081 | 438.3562 | 481.3248 | 491.0965 |  | 7081 | 0.009542% | 0.01022% | 0.01017% | 0.01327% | 0.01153% | 0.01231% |  | 7081 | 0.01022% | 0.01017% | 7081 | 3317 | 0.01029% | 7215 | 0.01029% | 0.01029% |  | 7081 | 0.01153% | 0.01231% | 0.01192% |  | 7081 | 1745 | 0.01029% | 0.01031%
| Oct | 23 | 2 | 7082 | 449.5559 | 511.1482 | 522.7908 | 0.009595% | 0.01041% | 0.0104% | 0.01032% | 2786 | 0.01034% | 0.01033% |  | 12.1384 | 22.9803 | 24.6238 |  | 7082 | 437.4175 | 488.1679 | 498.1669 |  | 7082 | 0.009522% | 0.01036% | 0.01032% | 0.01327% | 0.01153% | 0.01231% |  | 7082 | 0.01036% | 0.01032% | 7082 | 665 | 0.01028% | 2288 | 0.01029% | 0.01029% |  | 7082 | 0.01153% | 0.01231% | 0.01192% |  | 7082 | 2786 | 0.01029% | 0.01132%
| Oct | 23 | 3 | 7083 | 453.3537 | 516.2405 | 529.186 | 0.009676% | 0.01051% | 0.01052% | 0.01032% | 3269 | 0.01034% | 0.01033% |  | 12.1397 | 22.9797 | 24.6238 |  | 7083 | 441.214 | 493.2608 | 504.5622 |  | 7083 | 0.009604% | 0.01047% | 0.01045% | 0.01327% | 0.01153% | 0.01231% |  | 7083 | 0.01047% | 0.01045% | 7083 | 2566 | 0.01028% | 7660 | 0.01029% | 0.01029% |  | 7083 | 0.01153% | 0.01231% | 0.01192% |  | 7083 | 3269 | 0.01029% | 0.01185%
| Oct | 23 | 4 | 7084 | 454.9418 | 521.6772 | 539.351 | 0.00971% | 0.01062% | 0.01072% | 0.01032% | 6286 | 0.01034% | 0.01033% |  | 12.1411 | 22.9791 | 24.6238 |  | 7084 | 442.8007 | 498.6982 | 514.7272 |  | 7084 | 0.009639% | 0.01058% | 0.01066% | 0.01327% | 0.01153% | 0.01231% |  | 7084 | 0.01058% | 0.01066% | 7084 | 2563 | 0.01028% | 3269 | 0.01029% | 0.01029% |  | 7084 | 0.01153% | 0.01231% | 0.01192% |  | 7084 | 6286 | 0.01029% | 0.01206%
| Oct | 23 | 5 | 7085 | 458.8091 | 540.5383 | 561.7251 | 0.009792% | 0.01101% | 0.01117% | 0.01032% | 7420 | 0.01034% | 0.01033% |  | 12.1424 | 22.9784 | 24.6238 |  | 7085 | 446.6667 | 517.5599 | 537.1013 |  | 7085 | 0.009723% | 0.01099% | 0.01112% | 0.01327% | 0.01153% | 0.01231% |  | 7085 | 0.01099% | 0.01112% | 7085 | 1632 | 0.01028% | 6603 | 0.01029% | 0.01029% |  | 7085 | 0.01153% | 0.01231% | 0.01192% |  | 7085 | 7420 | 0.01029% | 0.01184%
| Oct | 23 | 6 | 7086 | 483.7201 | 565.5995 | 585.8152 | 0.01032% | 0.01152% | 0.01165% | 0.01032% | 7147 | 0.01034% | 0.01033% |  | 12.1437 | 22.9778 | 24.6237 |  | 7086 | 471.5764 | 542.6217 | 561.1915 |  | 7086 | 0.01027% | 0.01152% | 0.01162% | 0.01327% | 0.01153% | 0.01231% |  | 7086 | 0.01152% | 0.01162% | 7086 | 646 | 0.01028% | 6658 | 0.01029% | 0.01029% |  | 7086 | 0.01153% | 0.01231% | 0.01192% |  | 7086 | 7147 | 0.01029% | 0.01191%
| Oct | 23 | 7 | 7087 | 492.2026 | 566.456 | 591.1696 | 0.01051% | 0.01154% | 0.01176% | 0.01032% | 5338 | 0.01034% | 0.01033% |  | 12.145 | 22.9772 | 24.6237 |  | 7087 | 480.0575 | 543.4788 | 566.5459 |  | 7087 | 0.01045% | 0.01154% | 0.01173% | 0.01327% | 0.01153% | 0.01231% |  | 7087 | 0.01154% | 0.01173% | 7087 | 2447 | 0.01028% | 6398 | 0.01029% | 0.01029% |  | 7087 | 0.01153% | 0.01231% | 0.01192% |  | 7087 | 5338 | 0.01029% | 0.01251%
| Oct | 23 | 8 | 7088 | 483.9343 | 555.899 | 577.9008 | 0.01033% | 0.01132% | 0.01149% | 0.01032% | 7456 | 0.01034% | 0.01033% |  | 12.1464 | 22.9766 | 24.6237 |  | 7088 | 471.7879 | 532.9224 | 553.2771 |  | 7088 | 0.01027% | 0.01131% | 0.01146% | 0.01328% | 0.01153% | 0.01231% |  | 7088 | 0.01131% | 0.01146% | 7088 | 3334 | 0.01028% | 73 | 0.01029% | 0.01029% |  | 7088 | 0.01153% | 0.01231% | 0.01192% |  | 7088 | 7456 | 0.01029% | 0.01183%
| Oct | 23 | 9 | 7089 | 469.7155 | 540.017 | 557.2521 | 0.01003% | 0.011% | 0.01108% | 0.01032% | 6422 | 0.01034% | 0.01033% |  | 12.1477 | 22.976 | 24.6237 |  | 7089 | 457.5677 | 517.041 | 532.6285 |  | 7089 | 0.00996% | 0.01097% | 0.01103% | 0.01328% | 0.01153% | 0.01231% |  | 7089 | 0.01097% | 0.01103% | 7089 | 7451 | 0.01028% | 6856 | 0.01029% | 0.01029% |  | 7089 | 0.01153% | 0.01231% | 0.01192% |  | 7089 | 6422 | 0.01029% | 0.01202%
| Oct | 23 | 10 | 7090 | 458.8669 | 538.6205 | 535.9283 | 0.009794% | 0.01097% | 0.01066% | 0.01032% | 2191 | 0.01033% | 0.01033% |  | 12.149 | 22.9753 | 24.6236 |  | 7090 | 446.7179 | 515.6452 | 511.3046 |  | 7090 | 0.009724% | 0.01094% | 0.01059% | 0.01328% | 0.01153% | 0.01231% |  | 7090 | 0.01094% | 0.01059% | 7090 | 1627 | 0.01028% | 8507 | 0.01029% | 0.01028% |  | 7090 | 0.01153% | 0.01231% | 0.01192% |  | 7090 | 2191 | 0.01028% | 0.0107%
| Oct | 23 | 11 | 7091 | 450.4388 | 521.3235 | 524.2067 | 0.009614% | 0.01062% | 0.01042% | 0.01032% | 2502 | 0.01033% | 0.01033% |  | 12.1504 | 22.9747 | 24.6236 |  | 7091 | 438.2884 | 498.3488 | 499.5831 |  | 7091 | 0.009541% | 0.01058% | 0.01035% | 0.01328% | 0.01153% | 0.01231% |  | 7091 | 0.01058% | 0.01035% | 7091 | 6340 | 0.01028% | 8717 | 0.01029% | 0.01028% |  | 7091 | 0.01153% | 0.01231% | 0.01192% |  | 7091 | 2502 | 0.01028% | 0.01101%
| Oct | 23 | 12 | 7092 | 448.4272 | 518.1117 | 516.9112 | 0.009571% | 0.01055% | 0.01028% | 0.01032% | 2051 | 0.01033% | 0.01033% |  | 12.1517 | 22.9741 | 24.6236 |  | 7092 | 436.2755 | 495.1376 | 492.2876 |  | 7092 | 0.009497% | 0.01051% | 0.01019% | 0.01328% | 0.01153% | 0.01231% |  | 7092 | 0.01051% | 0.01019% | 7092 | 7315 | 0.01028% | 7176 | 0.01029% | 0.01028% |  | 7092 | 0.01153% | 0.01231% | 0.01192% |  | 7092 | 2051 | 0.01028% | 0.01057%
| Oct | 23 | 13 | 7093 | 446.7153 | 518.782 | 512.4758 | 0.009534% | 0.01056% | 0.01019% | 0.01032% | 7101 | 0.01033% | 0.01033% |  | 12.1531 | 22.9735 | 24.6236 |  | 7093 | 434.5622 | 495.8085 | 487.8522 |  | 7093 | 0.00946% | 0.01052% | 0.0101% | 0.01328% | 0.01153% | 0.01231% |  | 7093 | 0.01052% | 0.0101% | 7093 | 3100 | 0.01028% | 6640 | 0.01029% | 0.01028% |  | 7093 | 0.01153% | 0.01231% | 0.01192% |  | 7093 | 7101 | 0.01028% | 0.01192%
| Oct | 23 | 14 | 7094 | 445.4123 | 519.024 | 506.9338 | 0.009506% | 0.01057% | 0.01008% | 0.01032% | 7514 | 0.01033% | 0.01032% |  | 12.1544 | 22.9728 | 24.6235 |  | 7094 | 433.2579 | 496.0512 | 482.3103 |  | 7094 | 0.009431% | 0.01053% | 0.009988% | 0.01328% | 0.01153% | 0.01231% |  | 7094 | 0.01053% | 0.009988% | 7094 | 6669 | 0.01028% | 7751 | 0.01029% | 0.01028% |  | 7094 | 0.01153% | 0.01231% | 0.01192% |  | 7094 | 7514 | 0.01028% | 0.01181%
| Oct | 23 | 15 | 7095 | 443.2054 | 518.4282 | 505.3678 | 0.009459% | 0.01056% | 0.01005% | 0.01032% | 8542 | 0.01033% | 0.01032% |  | 12.1557 | 22.9722 | 24.6235 |  | 7095 | 431.0496 | 495.456 | 480.7443 |  | 7095 | 0.009383% | 0.01052% | 0.009955% | 0.01329% | 0.01153% | 0.01231% |  | 7095 | 0.01052% | 0.009955% | 7095 | 6863 | 0.01028% | 2746 | 0.01028% | 0.01028% |  | 7095 | 0.01153% | 0.01231% | 0.01192% |  | 7095 | 8542 | 0.01028% | 0.01115%
| Oct | 23 | 16 | 7096 | 441.1953 | 518.4096 | 503.558 | 0.009416% | 0.01056% | 0.01001% | 0.01032% | 2359 | 0.01033% | 0.01032% |  | 12.1571 | 22.9716 | 24.6235 |  | 7096 | 429.0382 | 495.438 | 478.9346 |  | 7096 | 0.009339% | 0.01052% | 0.009918% | 0.01329% | 0.01153% | 0.01231% |  | 7096 | 0.01052% | 0.009918% | 7096 | 2808 | 0.01028% | 8165 | 0.01028% | 0.01028% |  | 7096 | 0.01153% | 0.01231% | 0.01192% |  | 7096 | 2359 | 0.01028% | 0.01086%
| Oct | 23 | 17 | 7097 | 441.4757 | 524.1722 | 507.956 | 0.009422% | 0.01067% | 0.0101% | 0.01032% | 8585 | 0.01033% | 0.01032% |  | 12.1584 | 22.971 | 24.6234 |  | 7097 | 429.3173 | 501.2012 | 483.3325 |  | 7097 | 0.009345% | 0.01064% | 0.01001% | 0.01329% | 0.01153% | 0.01231% |  | 7097 | 0.01064% | 0.01001% | 7097 | 1132 | 0.01028% | 1925 | 0.01028% | 0.01028% |  | 7097 | 0.01153% | 0.01231% | 0.01192% |  | 7097 | 8585 | 0.01028% | 0.01112%
| Oct | 23 | 18 | 7098 | 453.3482 | 530.9123 | 518.6648 | 0.009676% | 0.01081% | 0.01031% | 0.01032% | 8566 | 0.01033% | 0.01032% |  | 12.1598 | 22.9703 | 24.6234 |  | 7098 | 441.1884 | 507.942 | 494.0414 |  | 7098 | 0.009604% | 0.01078% | 0.01023% | 0.01329% | 0.01153% | 0.01231% |  | 7098 | 0.01078% | 0.01023% | 7098 | 7267 | 0.01028% | 7141 | 0.01028% | 0.01028% |  | 7098 | 0.01153% | 0.01231% | 0.01192% |  | 7098 | 8566 | 0.01028% | 0.01113%
| Oct | 23 | 19 | 7099 | 460.2056 | 535.3715 | 525.6696 | 0.009822% | 0.0109% | 0.01045% | 0.01032% | 120 | 0.01033% | 0.01032% |  | 12.1611 | 22.9697 | 24.6234 |  | 7099 | 448.0445 | 512.4018 | 501.0462 |  | 7099 | 0.009753% | 0.01088% | 0.01038% | 0.01329% | 0.01153% | 0.01231% |  | 7099 | 0.01088% | 0.01038% | 7099 | 7122 | 0.01028% | 7516 | 0.01028% | 0.01028% |  | 7099 | 0.01153% | 0.01231% | 0.01192% |  | 7099 | 120 | 0.01028% | 0.009163%
| Oct | 23 | 20 | 7100 | 460.867 | 533.3979 | 524.6943 | 0.009836% | 0.01086% | 0.01043% | 0.01031% | 8603 | 0.01033% | 0.01032% |  | 12.1625 | 22.9691 | 24.6233 |  | 7100 | 448.7046 | 510.4289 | 500.071 |  | 7100 | 0.009767% | 0.01083% | 0.01036% | 0.01329% | 0.01153% | 0.01231% |  | 7100 | 0.01083% | 0.01036% | 7100 | 1107 | 0.01028% | 6692 | 0.01028% | 0.01028% |  | 7100 | 0.01153% | 0.01231% | 0.01192% |  | 7100 | 8603 | 0.01028% | 0.0111%
| Oct | 23 | 21 | 7101 | 451.2049 | 522.7478 | 519.6681 | 0.00963% | 0.01064% | 0.01033% | 0.01031% | 8614 | 0.01033% | 0.01032% |  | 12.1638 | 22.9684 | 24.6233 |  | 7101 | 439.0411 | 499.7794 | 495.0448 |  | 7101 | 0.009557% | 0.01061% | 0.01025% | 0.0133% | 0.01152% | 0.01231% |  | 7101 | 0.01061% | 0.01025% | 7101 | 2787 | 0.01028% | 7503 | 0.01028% | 0.01028% |  | 7101 | 0.01152% | 0.01231% | 0.01192% |  | 7101 | 8614 | 0.01028% | 0.01109%
| Oct | 23 | 22 | 7102 | 433.3421 | 513.6152 | 510.4409 | 0.009249% | 0.01046% | 0.01015% | 0.01031% | 75 | 0.01033% | 0.01032% |  | 12.1652 | 22.9678 | 24.6233 |  | 7102 | 421.177 | 490.6474 | 485.8177 |  | 7102 | 0.009168% | 0.01041% | 0.01006% | 0.0133% | 0.01152% | 0.01231% |  | 7102 | 0.01041% | 0.01006% | 7102 | 2448 | 0.01028% | 6626 | 0.01028% | 0.01028% |  | 7102 | 0.01152% | 0.01231% | 0.01192% |  | 7102 | 75 | 0.01028% | 0.009148%
| Oct | 23 | 23 | 7103 | 425.2795 | 504.1474 | 503.1267 | 0.009077% | 0.01027% | 0.01% | 0.01031% | 7524 | 0.01033% | 0.01032% |  | 12.1665 | 22.9672 | 24.6232 |  | 7103 | 413.113 | 481.1803 | 478.5034 |  | 7103 | 0.008993% | 0.01021% | 0.009909% | 0.0133% | 0.01152% | 0.01231% |  | 7103 | 0.01021% | 0.009909% | 7103 | 8616 | 0.01028% | 6245 | 0.01028% | 0.01028% |  | 7103 | 0.01152% | 0.01231% | 0.01192% |  | 7103 | 7524 | 0.01028% | 0.01181%
| Oct | 24 | 0 | 7104 | 426.4271 | 500.3212 | 499.207 | 0.009101% | 0.01019% | 0.009927% | 0.01031% | 6602 | 0.01033% | 0.01032% |  | 12.1679 | 22.9665 | 24.6232 |  | 7104 | 414.2592 | 477.3547 | 474.5838 |  | 7104 | 0.009018% | 0.01013% | 0.009828% | 0.0133% | 0.01152% | 0.01231% |  | 7104 | 0.01013% | 0.009828% | 7104 | 1420 | 0.01028% | 7332 | 0.01028% | 0.01028% |  | 7104 | 0.01152% | 0.01231% | 0.01192% |  | 7104 | 6602 | 0.01028% | 0.01199%
| Oct | 24 | 1 | 7105 | 424.9739 | 499.8744 | 500.6136 | 0.00907% | 0.01018% | 0.009954% | 0.01031% | 3002 | 0.01033% | 0.01032% |  | 12.1692 | 22.9659 | 24.6232 |  | 7105 | 412.8047 | 476.9085 | 475.9904 |  | 7105 | 0.008986% | 0.01012% | 0.009857% | 0.0133% | 0.01152% | 0.01231% |  | 7105 | 0.01012% | 0.009857% | 7105 | 792 | 0.01028% | 8693 | 0.01028% | 0.01028% |  | 7105 | 0.01152% | 0.01231% | 0.01192% |  | 7105 | 3002 | 0.01028% | 0.01156%
| Oct | 24 | 2 | 7106 | 429.2813 | 498.5059 | 508.6968 | 0.009162% | 0.01015% | 0.01012% | 0.01031% | 7504 | 0.01033% | 0.01032% |  | 12.1706 | 22.9652 | 24.6231 |  | 7106 | 417.1108 | 475.5406 | 484.0736 |  | 7106 | 0.00908% | 0.01009% | 0.01002% | 0.0133% | 0.01152% | 0.01231% |  | 7106 | 0.01009% | 0.01002% | 7106 | 6815 | 0.01028% | 2462 | 0.01028% | 0.01028% |  | 7106 | 0.01152% | 0.01231% | 0.01192% |  | 7106 | 7504 | 0.01028% | 0.01182%
| Oct | 24 | 3 | 7107 | 434.775 | 503.9519 | 517.9521 | 0.009279% | 0.01026% | 0.0103% | 0.01031% | 8613 | 0.01033% | 0.01032% |  | 12.1719 | 22.9646 | 24.6231 |  | 7107 | 422.6031 | 480.9873 | 493.329 |  | 7107 | 0.009199% | 0.01021% | 0.01022% | 0.0133% | 0.01152% | 0.01231% |  | 7107 | 0.01021% | 0.01022% | 7107 | 1440 | 0.01028% | 6269 | 0.01028% | 0.01028% |  | 7107 | 0.01152% | 0.01231% | 0.01191% |  | 7107 | 8613 | 0.01028% | 0.01109%
| Oct | 24 | 4 | 7108 | 438.07 | 508.6532 | 525.8102 | 0.00935% | 0.01036% | 0.01046% | 0.01031% | 2118 | 0.01033% | 0.01032% |  | 12.1733 | 22.964 | 24.6231 |  | 7108 | 425.8967 | 485.6893 | 501.1872 |  | 7108 | 0.009271% | 0.01031% | 0.01038% | 0.01331% | 0.01152% | 0.01231% |  | 7108 | 0.01031% | 0.01038% | 7108 | 1116 | 0.01028% | 6428 | 0.01028% | 0.01028% |  | 7108 | 0.01152% | 0.01231% | 0.01191% |  | 7108 | 2118 | 0.01028% | 0.01063%
| Oct | 24 | 5 | 7109 | 454.1379 | 521.5004 | 549.4784 | 0.009693% | 0.01062% | 0.01093% | 0.01031% | 6188 | 0.01033% | 0.01032% |  | 12.1746 | 22.9633 | 24.623 |  | 7109 | 441.9633 | 498.537 | 524.8554 |  | 7109 | 0.009621% | 0.01058% | 0.01087% | 0.01331% | 0.01152% | 0.01231% |  | 7109 | 0.01058% | 0.01087% | 7109 | 6338 | 0.01028% | 280 | 0.01027% | 0.01027% |  | 7109 | 0.01152% | 0.01231% | 0.01191% |  | 7109 | 6188 | 0.01027% | 0.01209%
| Oct | 24 | 6 | 7110 | 489.2169 | 546.245 | 575.5846 | 0.01044% | 0.01112% | 0.01145% | 0.01031% | 6187 | 0.01033% | 0.01032% |  | 12.176 | 22.9627 | 24.623 |  | 7110 | 477.041 | 523.2824 | 550.9617 |  | 7110 | 0.01038% | 0.01111% | 0.01141% | 0.01331% | 0.01152% | 0.01231% |  | 7110 | 0.01111% | 0.01141% | 7110 | 1786 | 0.01028% | 7175 | 0.01027% | 0.01027% |  | 7110 | 0.01152% | 0.01231% | 0.01191% |  | 7110 | 6187 | 0.01027% | 0.01209%
| Oct | 24 | 7 | 7111 | 490.8069 | 551.8121 | 579.0917 | 0.01048% | 0.01124% | 0.01151% | 0.01031% | 1646 | 0.01033% | 0.01032% |  | 12.1773 | 22.962 | 24.6229 |  | 7111 | 478.6295 | 528.8501 | 554.4688 |  | 7111 | 0.01042% | 0.01122% | 0.01148% | 0.01331% | 0.01152% | 0.01231% |  | 7111 | 0.01122% | 0.01148% | 7111 | 5904 | 0.01028% | 7214 | 0.01027% | 0.01027% |  | 7111 | 0.01152% | 0.01231% | 0.01191% |  | 7111 | 1646 | 0.01027% | 0.01023%
| Oct | 24 | 8 | 7112 | 476.8608 | 542.6516 | 567.7265 | 0.01018% | 0.01105% | 0.01129% | 0.01031% | 7309 | 0.01033% | 0.01032% |  | 12.1787 | 22.9614 | 24.6229 |  | 7112 | 464.6821 | 519.6902 | 543.1036 |  | 7112 | 0.01012% | 0.01103% | 0.01125% | 0.01331% | 0.01152% | 0.01231% |  | 7112 | 0.01103% | 0.01125% | 7112 | 859 | 0.01027% | 8195 | 0.01027% | 0.01027% |  | 7112 | 0.01152% | 0.01231% | 0.01191% |  | 7112 | 7309 | 0.01027% | 0.01187%
| Oct | 24 | 9 | 7113 | 463.3722 | 523.2319 | 548.4563 | 0.00989% | 0.01065% | 0.01091% | 0.01031% | 7637 | 0.01032% | 0.01032% |  | 12.1801 | 22.9607 | 24.6229 |  | 7113 | 451.1921 | 500.2712 | 523.8334 |  | 7113 | 0.009822% | 0.01062% | 0.01085% | 0.01331% | 0.01152% | 0.01231% |  | 7113 | 0.01062% | 0.01085% | 7113 | 446 | 0.01027% | 7659 | 0.01027% | 0.01027% |  | 7113 | 0.01152% | 0.01231% | 0.01191% |  | 7113 | 7637 | 0.01027% | 0.01177%
| Oct | 24 | 10 | 7114 | 449.0858 | 506.5027 | 537.0817 | 0.009585% | 0.01031% | 0.01068% | 0.01031% | 6854 | 0.01032% | 0.01032% |  | 12.1814 | 22.9601 | 24.6228 |  | 7114 | 436.9044 | 483.5426 | 512.4588 |  | 7114 | 0.009511% | 0.01026% | 0.01061% | 0.01331% | 0.01152% | 0.01231% |  | 7114 | 0.01026% | 0.01061% | 7114 | 1149 | 0.01027% | 7656 | 0.01027% | 0.01027% |  | 7114 | 0.01152% | 0.01231% | 0.01191% |  | 7114 | 6854 | 0.01027% | 0.01195%
| Oct | 24 | 11 | 7115 | 441.5309 | 498.0404 | 527.4512 | 0.009424% | 0.01014% | 0.01049% | 0.01031% | 7148 | 0.01032% | 0.01032% |  | 12.1828 | 22.9595 | 24.6228 |  | 7115 | 429.3481 | 475.0809 | 502.8285 |  | 7115 | 0.009346% | 0.01008% | 0.01041% | 0.01332% | 0.01152% | 0.01231% |  | 7115 | 0.01008% | 0.01041% | 7115 | 7327 | 0.01027% | 6570 | 0.01027% | 0.01027% |  | 7115 | 0.01152% | 0.01231% | 0.01191% |  | 7115 | 7148 | 0.01027% | 0.01191%
| Oct | 24 | 12 | 7116 | 431.9036 | 496.0109 | 517.2019 | 0.009218% | 0.0101% | 0.01028% | 0.01031% | 1624 | 0.01032% | 0.01032% |  | 12.1842 | 22.9588 | 24.6227 |  | 7116 | 419.7195 | 473.0521 | 492.5792 |  | 7116 | 0.009136% | 0.01004% | 0.0102% | 0.01332% | 0.01152% | 0.01231% |  | 7116 | 0.01004% | 0.0102% | 7116 | 2714 | 0.01027% | 2052 | 0.01027% | 0.01027% |  | 7116 | 0.01152% | 0.01231% | 0.01191% |  | 7116 | 1624 | 0.01027% | 0.01021%
| Oct | 24 | 13 | 7117 | 428.2086 | 492.1195 | 510.966 | 0.009139% | 0.01002% | 0.01016% | 0.01031% | 8532 | 0.01032% | 0.01032% |  | 12.1855 | 22.9582 | 24.6227 |  | 7117 | 416.023 | 469.1614 | 486.3433 |  | 7117 | 0.009056% | 0.009958% | 0.01007% | 0.01332% | 0.01152% | 0.01231% |  | 7117 | 0.009958% | 0.01007% | 7117 | 8609 | 0.01027% | 2408 | 0.01027% | 0.01027% |  | 7117 | 0.01152% | 0.01231% | 0.01191% |  | 7117 | 8532 | 0.01027% | 0.01116%
| Oct | 24 | 14 | 7118 | 423.4498 | 490.8534 | 509.597 | 0.009038% | 0.009995% | 0.01013% | 0.01031% | 8641 | 0.01032% | 0.01032% |  | 12.1869 | 22.9575 | 24.6227 |  | 7118 | 411.2629 | 467.8959 | 484.9743 |  | 7118 | 0.008952% | 0.009931% | 0.01004% | 0.01332% | 0.01152% | 0.01231% |  | 7118 | 0.009931% | 0.01004% | 7118 | 2198 | 0.01027% | 7381 | 0.01027% | 0.01027% |  | 7118 | 0.01152% | 0.01231% | 0.01191% |  | 7118 | 8641 | 0.01027% | 0.01107%
| Oct | 24 | 15 | 7119 | 418.4908 | 489.0381 | 507.534 | 0.008932% | 0.009959% | 0.01009% | 0.01031% | 2706 | 0.01032% | 0.01032% |  | 12.1883 | 22.9569 | 24.6226 |  | 7119 | 406.3025 | 466.0812 | 482.9114 |  | 7119 | 0.008844% | 0.009892% | 0.01% | 0.01332% | 0.01152% | 0.01231% |  | 7119 | 0.009892% | 0.01% | 7119 | 2044 | 0.01027% | 6723 | 0.01027% | 0.01027% |  | 7119 | 0.01152% | 0.01231% | 0.01191% |  | 7119 | 2706 | 0.01027% | 0.01123%
| Oct | 24 | 16 | 7120 | 415.3682 | 491.3375 | 505.8554 | 0.008865% | 0.01001% | 0.01006% | 0.01031% | 3487 | 0.01032% | 0.01031% |  | 12.1896 | 22.9562 | 24.6226 |  | 7120 | 403.1786 | 468.3813 | 481.2329 |  | 7120 | 0.008776% | 0.009941% | 0.009966% | 0.01332% | 0.01152% | 0.01231% |  | 7120 | 0.009941% | 0.009966% | 7120 | 6747 | 0.01027% | 7338 | 0.01027% | 0.01027% |  | 7120 | 0.01152% | 0.01231% | 0.01191% |  | 7120 | 3487 | 0.01027% | 0.01206%
| Oct | 24 | 17 | 7121 | 425.3936 | 496.1785 | 513.3197 | 0.009079% | 0.0101% | 0.01021% | 0.01031% | 7512 | 0.01032% | 0.01031% |  | 12.191 | 22.9556 | 24.6225 |  | 7121 | 413.2026 | 473.2229 | 488.6972 |  | 7121 | 0.008995% | 0.01004% | 0.01012% | 0.01332% | 0.01152% | 0.01231% |  | 7121 | 0.01004% | 0.01012% | 7121 | 3345 | 0.01027% | 6396 | 0.01027% | 0.01027% |  | 7121 | 0.01152% | 0.01231% | 0.01191% |  | 7121 | 7512 | 0.01027% | 0.01182%
| Oct | 24 | 18 | 7122 | 442.3476 | 507.2196 | 529.4111 | 0.009441% | 0.01033% | 0.01053% | 0.01031% | 6682 | 0.01032% | 0.01031% |  | 12.1924 | 22.9549 | 24.6225 |  | 7122 | 430.1553 | 484.2647 | 504.7886 |  | 7122 | 0.009364% | 0.01028% | 0.01045% | 0.01333% | 0.01152% | 0.01231% |  | 7122 | 0.01028% | 0.01045% | 7122 | 900 | 0.01027% | 6510 | 0.01027% | 0.01027% |  | 7122 | 0.01152% | 0.01231% | 0.01191% |  | 7122 | 6682 | 0.01027% | 0.01197%
| Oct | 24 | 19 | 7123 | 449.993 | 510.4593 | 531.2115 | 0.009604% | 0.01039% | 0.01056% | 0.01031% | 590 | 0.01032% | 0.01031% |  | 12.1938 | 22.9542 | 24.6224 |  | 7123 | 437.7992 | 487.505 | 506.5891 |  | 7123 | 0.00953% | 0.01035% | 0.01049% | 0.01333% | 0.01152% | 0.01231% |  | 7123 | 0.01035% | 0.01049% | 7123 | 2560 | 0.01027% | 7689 | 0.01027% | 0.01027% |  | 7123 | 0.01152% | 0.01231% | 0.01191% |  | 7123 | 590 | 0.01027% | 0.009387%
| Oct | 24 | 20 | 7124 | 447.7556 | 506.5865 | 533.9591 | 0.009556% | 0.01032% | 0.01062% | 0.01031% | 123 | 0.01032% | 0.01031% |  | 12.1951 | 22.9536 | 24.6224 |  | 7124 | 435.5605 | 483.6329 | 509.3367 |  | 7124 | 0.009481% | 0.01027% | 0.01055% | 0.01333% | 0.01152% | 0.01231% |  | 7124 | 0.01027% | 0.01055% | 7124 | 7160 | 0.01027% | 6840 | 0.01027% | 0.01027% |  | 7124 | 0.01152% | 0.01231% | 0.01191% |  | 7124 | 123 | 0.01027% | 0.009164%
| Oct | 24 | 21 | 7125 | 441.0442 | 499.2972 | 527.7138 | 0.009413% | 0.01017% | 0.01049% | 0.01031% | 7674 | 0.01032% | 0.01031% |  | 12.1965 | 22.9529 | 24.6223 |  | 7125 | 428.8477 | 476.3442 | 503.0915 |  | 7125 | 0.009335% | 0.01011% | 0.01042% | 0.01333% | 0.01152% | 0.01231% |  | 7125 | 0.01011% | 0.01042% | 7125 | 2645 | 0.01027% | 8534 | 0.01026% | 0.01027% |  | 7125 | 0.01152% | 0.01231% | 0.01191% |  | 7125 | 7674 | 0.01027% | 0.01175%
| Oct | 24 | 22 | 7126 | 429.0001 | 487.4555 | 518.0552 | 0.009156% | 0.009926% | 0.0103% | 0.01031% | 8564 | 0.01032% | 0.01031% |  | 12.1979 | 22.9523 | 24.6223 |  | 7126 | 416.8022 | 464.5032 | 493.4329 |  | 7126 | 0.009073% | 0.009859% | 0.01022% | 0.01333% | 0.01152% | 0.01231% |  | 7126 | 0.009859% | 0.01022% | 7126 | 6767 | 0.01027% | 2702 | 0.01026% | 0.01027% |  | 7126 | 0.01152% | 0.01231% | 0.01191% |  | 7126 | 8564 | 0.01027% | 0.01113%
| Oct | 24 | 23 | 7127 | 423.3119 | 479.831 | 508.181 | 0.009035% | 0.009771% | 0.0101% | 0.01031% | 8533 | 0.01032% | 0.01031% |  | 12.1993 | 22.9516 | 24.6223 |  | 7127 | 411.1126 | 456.8793 | 483.5588 |  | 7127 | 0.008949% | 0.009697% | 0.01001% | 0.01333% | 0.01152% | 0.01231% |  | 7127 | 0.009697% | 0.01001% | 7127 | 1938 | 0.01027% | 8565 | 0.01026% | 0.01027% |  | 7127 | 0.01152% | 0.01231% | 0.01191% |  | 7127 | 8533 | 0.01027% | 0.01116%
| Oct | 25 | 0 | 7128 | 421.1296 | 476.8612 | 507.1214 | 0.008988% | 0.009711% | 0.01008% | 0.01031% | 8643 | 0.01031% | 0.01031% |  | 12.2006 | 22.951 | 24.6222 |  | 7128 | 408.9289 | 453.9103 | 482.4992 |  | 7128 | 0.008902% | 0.009634% | 0.009992% | 0.01334% | 0.01152% | 0.01231% |  | 7128 | 0.009634% | 0.009992% | 7128 | 2285 | 0.01027% | 2709 | 0.01026% | 0.01027% |  | 7128 | 0.01152% | 0.01231% | 0.01191% |  | 7128 | 8643 | 0.01027% | 0.01107%
| Oct | 25 | 1 | 7129 | 424.2362 | 477.0754 | 510.6097 | 0.009054% | 0.009715% | 0.01015% | 0.01031% | 2707 | 0.01031% | 0.01031% |  | 12.202 | 22.9503 | 24.6222 |  | 7129 | 412.0342 | 454.1251 | 485.9876 |  | 7129 | 0.008969% | 0.009639% | 0.01006% | 0.01334% | 0.01152% | 0.01231% |  | 7129 | 0.009639% | 0.01006% | 7129 | 7047 | 0.01027% | 6527 | 0.01026% | 0.01027% |  | 7129 | 0.01152% | 0.01231% | 0.01191% |  | 7129 | 2707 | 0.01027% | 0.01123%
| Oct | 25 | 2 | 7130 | 427.1559 | 476.3585 | 516.9206 | 0.009117% | 0.0097% | 0.01028% | 0.01031% | 7098 | 0.01031% | 0.01031% |  | 12.2034 | 22.9496 | 24.6221 |  | 7130 | 414.9525 | 453.4089 | 492.2985 |  | 7130 | 0.009033% | 0.009624% | 0.01019% | 0.01334% | 0.01152% | 0.01231% |  | 7130 | 0.009624% | 0.01019% | 7130 | 1147 | 0.01027% | 7515 | 0.01026% | 0.01026% |  | 7130 | 0.01152% | 0.01231% | 0.01191% |  | 7130 | 7098 | 0.01026% | 0.01192%
| Oct | 25 | 3 | 7131 | 436.2995 | 479.952 | 523.1096 | 0.009312% | 0.009773% | 0.0104% | 0.0103% | 6395 | 0.01031% | 0.01031% |  | 12.2048 | 22.949 | 24.6221 |  | 7131 | 424.0947 | 457.003 | 498.4875 |  | 7131 | 0.009232% | 0.0097% | 0.01032% | 0.01334% | 0.01152% | 0.01231% |  | 7131 | 0.0097% | 0.01032% | 7131 | 1633 | 0.01027% | 97 | 0.01026% | 0.01026% |  | 7131 | 0.01152% | 0.01231% | 0.01191% |  | 7131 | 6395 | 0.01026% | 0.01203%
| Oct | 25 | 4 | 7132 | 448.6454 | 485.1095 | 533.1901 | 0.009575% | 0.009879% | 0.0106% | 0.0103% | 7513 | 0.01031% | 0.01031% |  | 12.2062 | 22.9483 | 24.622 |  | 7132 | 436.4393 | 462.1612 | 508.5681 |  | 7132 | 0.0095% | 0.009809% | 0.01053% | 0.01334% | 0.01151% | 0.01231% |  | 7132 | 0.009809% | 0.01053% | 7132 | 6648 | 0.01027% | 7661 | 0.01026% | 0.01026% |  | 7132 | 0.01151% | 0.01231% | 0.01191% |  | 7132 | 7513 | 0.01026% | 0.01181%
| Oct | 25 | 5 | 7133 | 468.2237 | 500.7588 | 554.9641 | 0.009993% | 0.0102% | 0.01104% | 0.0103% | 6855 | 0.01031% | 0.01031% |  | 12.2076 | 22.9476 | 24.622 |  | 7133 | 456.0162 | 477.8111 | 530.3421 |  | 7133 | 0.009927% | 0.01014% | 0.01098% | 0.01334% | 0.01151% | 0.01231% |  | 7133 | 0.01014% | 0.01098% | 7133 | 5713 | 0.01027% | 1741 | 0.01026% | 0.01026% |  | 7133 | 0.01151% | 0.01231% | 0.01191% |  | 7133 | 6855 | 0.01026% | 0.01195%
| Oct | 25 | 6 | 7134 | 489.3162 | 528.3894 | 576.3723 | 0.01044% | 0.01076% | 0.01146% | 0.0103% | 74 | 0.01031% | 0.01031% |  | 12.2089 | 22.947 | 24.6219 |  | 7134 | 477.1073 | 505.4424 | 551.7504 |  | 7134 | 0.01039% | 0.01073% | 0.01143% | 0.01334% | 0.01151% | 0.01231% |  | 7134 | 0.01073% | 0.01143% | 7134 | 2878 | 0.01027% | 1997 | 0.01026% | 0.01026% |  | 7134 | 0.01151% | 0.01231% | 0.01191% |  | 7134 | 74 | 0.01026% | 0.009148%
| Oct | 25 | 7 | 7135 | 491.6121 | 533.6027 | 582.9458 | 0.01049% | 0.01087% | 0.01159% | 0.0103% | 8492 | 0.01031% | 0.01031% |  | 12.2103 | 22.9463 | 24.6219 |  | 7135 | 479.4018 | 510.6564 | 558.3239 |  | 7135 | 0.01044% | 0.01084% | 0.01156% | 0.01335% | 0.01151% | 0.01231% |  | 7135 | 0.01084% | 0.01156% | 7135 | 7124 | 0.01027% | 7420 | 0.01026% | 0.01026% |  | 7135 | 0.01151% | 0.01231% | 0.01191% |  | 7135 | 8492 | 0.01026% | 0.01119%
| Oct | 25 | 8 | 7136 | 476.0241 | 529.069 | 570.8116 | 0.01016% | 0.01077% | 0.01135% | 0.0103% | 6719 | 0.01031% | 0.0103% |  | 12.2117 | 22.9456 | 24.6218 |  | 7136 | 463.8124 | 506.1233 | 546.1898 |  | 7136 | 0.0101% | 0.01074% | 0.01131% | 0.01335% | 0.01151% | 0.01231% |  | 7136 | 0.01074% | 0.01131% | 7136 | 7183 | 0.01026% | 6421 | 0.01026% | 0.01026% |  | 7136 | 0.01151% | 0.01231% | 0.01191% |  | 7136 | 6719 | 0.01026% | 0.01197%
| Oct | 25 | 9 | 7137 | 471.1498 | 522.1799 | 547.8092 | 0.01006% | 0.01063% | 0.01089% | 0.0103% | 6023 | 0.01031% | 0.0103% |  | 12.2131 | 22.945 | 24.6218 |  | 7137 | 458.9367 | 499.235 | 523.1875 |  | 7137 | 0.00999% | 0.0106% | 0.01083% | 0.01335% | 0.01151% | 0.01231% |  | 7137 | 0.0106% | 0.01083% | 7137 | 6545 | 0.01026% | 2120 | 0.01026% | 0.01026% |  | 7137 | 0.01151% | 0.01231% | 0.01191% |  | 7137 | 6023 | 0.01026% | 0.01215%
| Oct | 25 | 10 | 7138 | 465.6286 | 517.1994 | 542.8112 | 0.009938% | 0.01053% | 0.01079% | 0.0103% | 6401 | 0.01031% | 0.0103% |  | 12.2145 | 22.9443 | 24.6217 |  | 7138 | 453.4141 | 494.255 | 518.1895 |  | 7138 | 0.00987% | 0.01049% | 0.01073% | 0.01335% | 0.01151% | 0.01231% |  | 7138 | 0.01049% | 0.01073% | 7138 | 7114 | 0.01026% | 8542 | 0.01026% | 0.01026% |  | 7138 | 0.01151% | 0.01231% | 0.01191% |  | 7138 | 6401 | 0.01026% | 0.01203%
| Oct | 25 | 11 | 7139 | 444.2404 | 512.7215 | 542.9049 | 0.009481% | 0.01044% | 0.0108% | 0.0103% | 1787 | 0.01031% | 0.0103% |  | 12.2159 | 22.9436 | 24.6216 |  | 7139 | 432.0245 | 489.7778 | 518.2833 |  | 7139 | 0.009404% | 0.0104% | 0.01073% | 0.01335% | 0.01151% | 0.01231% |  | 7139 | 0.0104% | 0.01073% | 7139 | 642 | 0.01026% | 3487 | 0.01026% | 0.01026% |  | 7139 | 0.01151% | 0.01231% | 0.01191% |  | 7139 | 1787 | 0.01026% | 0.01034%
| Oct | 25 | 12 | 7140 | 426.5945 | 510.0403 | 531.0333 | 0.009105% | 0.01039% | 0.01056% | 0.0103% | 6502 | 0.01031% | 0.0103% |  | 12.2173 | 22.943 | 24.6216 |  | 7140 | 414.3772 | 487.0974 | 506.4118 |  | 7140 | 0.00902% | 0.01034% | 0.01049% | 0.01335% | 0.01151% | 0.01231% |  | 7140 | 0.01034% | 0.01049% | 7140 | 7048 | 0.01026% | 8585 | 0.01026% | 0.01026% |  | 7140 | 0.01151% | 0.01231% | 0.01191% |  | 7140 | 6502 | 0.01026% | 0.01201%
| Oct | 25 | 13 | 7141 | 418.2096 | 511.3995 | 521.1872 | 0.008926% | 0.01041% | 0.01036% | 0.0103% | 8549 | 0.01031% | 0.0103% |  | 12.2187 | 22.9423 | 24.6215 |  | 7141 | 405.9909 | 488.4572 | 496.5657 |  | 7141 | 0.008838% | 0.01037% | 0.01028% | 0.01336% | 0.01151% | 0.01231% |  | 7141 | 0.01037% | 0.01028% | 7141 | 3096 | 0.01026% | 7147 | 0.01025% | 0.01026% |  | 7141 | 0.01151% | 0.01231% | 0.01191% |  | 7141 | 8549 | 0.01026% | 0.01115%
| Oct | 25 | 14 | 7142 | 414.438 | 515.7471 | 514.023 | 0.008845% | 0.0105% | 0.01022% | 0.0103% | 6488 | 0.01031% | 0.0103% |  | 12.2201 | 22.9416 | 24.6215 |  | 7142 | 402.2179 | 492.8054 | 489.4015 |  | 7142 | 0.008755% | 0.01046% | 0.01013% | 0.01336% | 0.01151% | 0.01231% |  | 7142 | 0.01046% | 0.01013% | 7142 | 8723 | 0.01026% | 7456 | 0.01025% | 0.01026% |  | 7142 | 0.01151% | 0.01231% | 0.01191% |  | 7142 | 6488 | 0.01026% | 0.01201%
| Oct | 25 | 15 | 7143 | 412.9497 | 511.2506 | 510.1127 | 0.008814% | 0.01041% | 0.01014% | 0.0103% | 7054 | 0.0103% | 0.0103% |  | 12.2215 | 22.941 | 24.6214 |  | 7143 | 400.7282 | 488.3096 | 485.4913 |  | 7143 | 0.008723% | 0.01036% | 0.01005% | 0.01336% | 0.01151% | 0.01231% |  | 7143 | 0.01036% | 0.01005% | 7143 | 2999 | 0.01026% | 8566 | 0.01025% | 0.01026% |  | 7143 | 0.01151% | 0.01231% | 0.01191% |  | 7143 | 7054 | 0.01026% | 0.01192%
| Oct | 25 | 16 | 7144 | 413.9769 | 509.9566 | 507.3839 | 0.008835% | 0.01038% | 0.01009% | 0.0103% | 6262 | 0.0103% | 0.0103% |  | 12.2229 | 22.9403 | 24.6214 |  | 7144 | 401.754 | 487.0163 | 482.7626 |  | 7144 | 0.008745% | 0.01034% | 0.009997% | 0.01336% | 0.01151% | 0.01231% |  | 7144 | 0.01034% | 0.009997% | 7144 | 3314 | 0.01026% | 6378 | 0.01025% | 0.01026% |  | 7144 | 0.01151% | 0.01231% | 0.01191% |  | 7144 | 6262 | 0.01026% | 0.01206%
| Oct | 25 | 17 | 7145 | 423.7306 | 516.6501 | 514.1449 | 0.009044% | 0.01052% | 0.01022% | 0.0103% | 7612 | 0.0103% | 0.0103% |  | 12.2243 | 22.9396 | 24.6213 |  | 7145 | 411.5063 | 493.7105 | 489.5236 |  | 7145 | 0.008958% | 0.01048% | 0.01014% | 0.01336% | 0.01151% | 0.01231% |  | 7145 | 0.01048% | 0.01014% | 7145 | 1662 | 0.01026% | 8603 | 0.01025% | 0.01026% |  | 7145 | 0.01151% | 0.01231% | 0.01191% |  | 7145 | 7612 | 0.01026% | 0.01178%
| Oct | 25 | 18 | 7146 | 438.4252 | 519.1357 | 523.344 | 0.009357% | 0.01057% | 0.01041% | 0.0103% | 121 | 0.0103% | 0.0103% |  | 12.2257 | 22.9389 | 24.6213 |  | 7146 | 426.1995 | 496.1968 | 498.7228 |  | 7146 | 0.009277% | 0.01053% | 0.01033% | 0.01336% | 0.01151% | 0.01231% |  | 7146 | 0.01053% | 0.01033% | 7146 | 2183 | 0.01026% | 8614 | 0.01025% | 0.01026% |  | 7146 | 0.01151% | 0.01231% | 0.01191% |  | 7146 | 121 | 0.01026% | 0.009164%
| Oct | 25 | 19 | 7147 | 441.6949 | 514.8347 | 519.8275 | 0.009427% | 0.01048% | 0.01034% | 0.0103% | 2073 | 0.0103% | 0.0103% |  | 12.2271 | 22.9382 | 24.6212 |  | 7147 | 429.4679 | 491.8965 | 495.2063 |  | 7147 | 0.009349% | 0.01044% | 0.01025% | 0.01336% | 0.01151% | 0.01231% |  | 7147 | 0.01044% | 0.01025% | 7147 | 2538 | 0.01026% | 1647 | 0.01025% | 0.01026% |  | 7147 | 0.01151% | 0.01231% | 0.01191% |  | 7147 | 2073 | 0.01026% | 0.01059%
| Oct | 25 | 20 | 7148 | 437.8981 | 510.9992 | 519.1711 | 0.009346% | 0.01041% | 0.01032% | 0.0103% | 6321 | 0.0103% | 0.0103% |  | 12.2285 | 22.9376 | 24.6211 |  | 7148 | 425.6697 | 488.0617 | 494.55 |  | 7148 | 0.009266% | 0.01036% | 0.01024% | 0.01337% | 0.01151% | 0.01231% |  | 7148 | 0.01036% | 0.01024% | 7148 | 1324 | 0.01026% | 7514 | 0.01025% | 0.01025% |  | 7148 | 0.01151% | 0.01231% | 0.01191% |  | 7148 | 6321 | 0.01025% | 0.01205%
| Oct | 25 | 21 | 7149 | 429.2654 | 498.962 | 510.319 | 0.009162% | 0.01016% | 0.01015% | 0.0103% | 2735 | 0.0103% | 0.0103% |  | 12.2299 | 22.9369 | 24.6211 |  | 7149 | 417.0355 | 476.0251 | 485.6979 |  | 7149 | 0.009078% | 0.0101% | 0.01006% | 0.01337% | 0.01151% | 0.01231% |  | 7149 | 0.0101% | 0.01006% | 7149 | 7079 | 0.01026% | 8613 | 0.01025% | 0.01025% |  | 7149 | 0.01151% | 0.01231% | 0.01191% |  | 7149 | 2735 | 0.01025% | 0.01126%
| Oct | 25 | 22 | 7150 | 416.1326 | 485.4446 | 499.5914 | 0.008881% | 0.009885% | 0.009934% | 0.0103% | 7675 | 0.0103% | 0.0103% |  | 12.2313 | 22.9362 | 24.621 |  | 7150 | 403.9013 | 462.5084 | 474.9704 |  | 7150 | 0.008792% | 0.009817% | 0.009836% | 0.01337% | 0.01151% | 0.01231% |  | 7150 | 0.009817% | 0.009836% | 7150 | 2098 | 0.01026% | 7101 | 0.01025% | 0.01025% |  | 7150 | 0.01151% | 0.01231% | 0.01191% |  | 7150 | 7675 | 0.01025% | 0.01175%
| Oct | 25 | 23 | 7151 | 411.7108 | 475.0831 | 493.8338 | 0.008787% | 0.009674% | 0.00982% | 0.0103% | 76 | 0.0103% | 0.0103% |  | 12.2327 | 22.9355 | 24.621 |  | 7151 | 399.4781 | 452.1476 | 469.2129 |  | 7151 | 0.008696% | 0.009597% | 0.009717% | 0.01337% | 0.01151% | 0.01231% |  | 7151 | 0.009597% | 0.009717% | 7151 | 1762 | 0.01026% | 6286 | 0.01025% | 0.01025% |  | 7151 | 0.01151% | 0.01231% | 0.01191% |  | 7151 | 76 | 0.01025% | 0.009148%
| Oct | 26 | 0 | 7152 | 406.1472 | 470.2329 | 494.9872 | 0.008668% | 0.009576% | 0.009843% | 0.0103% | 3480 | 0.0103% | 0.0103% |  | 12.2341 | 22.9348 | 24.6209 |  | 7152 | 393.9131 | 447.298 | 470.3663 |  | 7152 | 0.008575% | 0.009494% | 0.009741% | 0.01337% | 0.01151% | 0.01231% |  | 7152 | 0.009494% | 0.009741% | 7152 | 3017 | 0.01025% | 6422 | 0.01025% | 0.01025% |  | 7152 | 0.01151% | 0.01231% | 0.01191% |  | 7152 | 3480 | 0.01025% | 0.01206%
| Oct | 26 | 1 | 7153 | 407.9402 | 469.7581 | 496.7783 | 0.008707% | 0.009566% | 0.009878% | 0.0103% | 6677 | 0.0103% | 0.0103% |  | 12.2355 | 22.9342 | 24.6208 |  | 7153 | 395.7047 | 446.8239 | 472.1574 |  | 7153 | 0.008614% | 0.009484% | 0.009778% | 0.01337% | 0.01151% | 0.01231% |  | 7153 | 0.009484% | 0.009778% | 7153 | 2184 | 0.01025% | 7524 | 0.01025% | 0.01025% |  | 7153 | 0.01151% | 0.01231% | 0.01191% |  | 7153 | 6677 | 0.01025% | 0.01197%
| Oct | 26 | 2 | 7154 | 406.3751 | 470.8287 | 501.2325 | 0.008673% | 0.009588% | 0.009967% | 0.0103% | 7126 | 0.0103% | 0.0103% |  | 12.2369 | 22.9335 | 24.6208 |  | 7154 | 394.1381 | 447.8952 | 476.6117 |  | 7154 | 0.00858% | 0.009507% | 0.00987% | 0.01338% | 0.01151% | 0.01231% |  | 7154 | 0.009507% | 0.00987% | 7154 | 1577 | 0.01025% | 88 | 0.01025% | 0.01025% |  | 7154 | 0.01151% | 0.01231% | 0.01191% |  | 7154 | 7126 | 0.01025% | 0.01191%
| Oct | 26 | 3 | 7155 | 412.1938 | 472.402 | 503.6987 | 0.008797% | 0.00962% | 0.01002% | 0.0103% | 7789 | 0.0103% | 0.0103% |  | 12.2384 | 22.9328 | 24.6207 |  | 7155 | 399.9554 | 449.4692 | 479.078 |  | 7155 | 0.008706% | 0.00954% | 0.009921% | 0.01338% | 0.01151% | 0.01231% |  | 7155 | 0.00954% | 0.009921% | 7155 | 1513 | 0.01025% | 3283 | 0.01025% | 0.01025% |  | 7155 | 0.01151% | 0.01231% | 0.01191% |  | 7155 | 7789 | 0.01025% | 0.0117%
| Oct | 26 | 4 | 7156 | 419.0161 | 473.5098 | 510.1877 | 0.008943% | 0.009642% | 0.01014% | 0.01029% | 3283 | 0.0103% | 0.0103% |  | 12.2398 | 22.9321 | 24.6207 |  | 7156 | 406.7763 | 450.5777 | 485.5671 |  | 7156 | 0.008855% | 0.009563% | 0.01006% | 0.01338% | 0.01151% | 0.01231% |  | 7156 | 0.009563% | 0.01006% | 7156 | 921 | 0.01025% | 7504 | 0.01025% | 0.01025% |  | 7156 | 0.01151% | 0.01231% | 0.01191% |  | 7156 | 3283 | 0.01025% | 0.01186%
| Oct | 26 | 5 | 7157 | 437.4137 | 487.7627 | 522.4157 | 0.009336% | 0.009933% | 0.01039% | 0.01029% | 8573 | 0.0103% | 0.0103% |  | 12.2412 | 22.9314 | 24.6206 |  | 7157 | 425.1725 | 464.8313 | 497.7951 |  | 7157 | 0.009255% | 0.009866% | 0.01031% | 0.01338% | 0.01151% | 0.01231% |  | 7157 | 0.009866% | 0.01031% | 7157 | 3144 | 0.01025% | 3263 | 0.01025% | 0.01025% |  | 7157 | 0.01151% | 0.01231% | 0.01191% |  | 7157 | 8573 | 0.01025% | 0.01113%
| Oct | 26 | 6 | 7158 | 464.7701 | 510.7199 | 536.8848 | 0.00992% | 0.0104% | 0.01068% | 0.01029% | 2458 | 0.0103% | 0.0103% |  | 12.2426 | 22.9307 | 24.6205 |  | 7158 | 452.5275 | 487.7892 | 512.2642 |  | 7158 | 0.009851% | 0.01035% | 0.01061% | 0.01338% | 0.01151% | 0.01231% |  | 7158 | 0.01035% | 0.01061% | 7158 | 2590 | 0.01025% | 6602 | 0.01025% | 0.01025% |  | 7158 | 0.01151% | 0.01231% | 0.01191% |  | 7158 | 2458 | 0.01025% | 0.01096%
| Oct | 26 | 7 | 7159 | 470.6654 | 517.4693 | 543.28 | 0.01005% | 0.01054% | 0.0108% | 0.01029% | 7107 | 0.0103% | 0.0103% |  | 12.244 | 22.93 | 24.6205 |  | 7159 | 458.4214 | 494.5393 | 518.6596 |  | 7159 | 0.009979% | 0.0105% | 0.01074% | 0.01338% | 0.01151% | 0.01231% |  | 7159 | 0.0105% | 0.01074% | 7159 | 6866 | 0.01025% | 8532 | 0.01024% | 0.01025% |  | 7159 | 0.01151% | 0.01231% | 0.01191% |  | 7159 | 7107 | 0.01025% | 0.01191%
| Oct | 26 | 8 | 7160 | 459.3864 | 506.8192 | 543.8427 | 0.009805% | 0.01032% | 0.01081% | 0.01029% | 8183 | 0.0103% | 0.0103% |  | 12.2454 | 22.9293 | 24.6204 |  | 7160 | 447.141 | 483.8899 | 519.2223 |  | 7160 | 0.009733% | 0.01027% | 0.01075% | 0.01338% | 0.01151% | 0.01231% |  | 7160 | 0.01027% | 0.01075% | 7160 | 6854 | 0.01025% | 7309 | 0.01024% | 0.01025% |  | 7160 | 0.01151% | 0.01231% | 0.01191% |  | 7160 | 8183 | 0.01025% | 0.01144%
| Oct | 26 | 9 | 7161 | 448.3105 | 496.5695 | 533.4996 | 0.009568% | 0.01011% | 0.01061% | 0.01029% | 6293 | 0.0103% | 0.0103% |  | 12.2468 | 22.9286 | 24.6203 |  | 7161 | 436.0637 | 473.6408 | 508.8792 |  | 7161 | 0.009492% | 0.01005% | 0.01054% | 0.01339% | 0.0115% | 0.01231% |  | 7161 | 0.01005% | 0.01054% | 7161 | 411 | 0.01025% | 8641 | 0.01024% | 0.01025% |  | 7161 | 0.0115% | 0.01231% | 0.01191% |  | 7161 | 6293 | 0.01025% | 0.01206%
| Oct | 26 | 10 | 7162 | 435.2223 | 493.8511 | 524.9944 | 0.009289% | 0.01006% | 0.01044% | 0.01029% | 3263 | 0.0103% | 0.01029% |  | 12.2483 | 22.928 | 24.6203 |  | 7162 | 422.974 | 470.9231 | 500.3741 |  | 7162 | 0.009207% | 0.009995% | 0.01036% | 0.01339% | 0.0115% | 0.01231% |  | 7162 | 0.009995% | 0.01036% | 7162 | 6748 | 0.01025% | 7637 | 0.01024% | 0.01025% |  | 7162 | 0.0115% | 0.01231% | 0.01191% |  | 7162 | 3263 | 0.01025% | 0.01184%
| Oct | 26 | 11 | 7163 | 426.4927 | 486.3197 | 521.8249 | 0.009103% | 0.009903% | 0.01038% | 0.01029% | 8161 | 0.0103% | 0.01029% |  | 12.2497 | 22.9273 | 24.6202 |  | 7163 | 414.243 | 463.3924 | 497.2047 |  | 7163 | 0.009017% | 0.009835% | 0.0103% | 0.01339% | 0.0115% | 0.01231% |  | 7163 | 0.009835% | 0.0103% | 7163 | 2300 | 0.01025% | 6854 | 0.01024% | 0.01025% |  | 7163 | 0.0115% | 0.01231% | 0.0119% |  | 7163 | 8161 | 0.01025% | 0.01146%
| Oct | 26 | 12 | 7164 | 422.8998 | 482.959 | 522.772 | 0.009026% | 0.009835% | 0.0104% | 0.01029% | 2746 | 0.0103% | 0.01029% |  | 12.2511 | 22.9266 | 24.6201 |  | 7164 | 410.6487 | 460.0324 | 498.1519 |  | 7164 | 0.008939% | 0.009764% | 0.01032% | 0.01339% | 0.0115% | 0.01231% |  | 7164 | 0.009764% | 0.01032% | 7164 | 1588 | 0.01025% | 3285 | 0.01024% | 0.01025% |  | 7164 | 0.0115% | 0.01231% | 0.0119% |  | 7164 | 2746 | 0.01025% | 0.01128%
| Oct | 26 | 13 | 7165 | 418.5609 | 481.6836 | 516.1985 | 0.008933% | 0.009809% | 0.01026% | 0.01029% | 8556 | 0.0103% | 0.01029% |  | 12.2525 | 22.9259 | 24.6201 |  | 7165 | 406.3084 | 458.7577 | 491.5785 |  | 7165 | 0.008844% | 0.009737% | 0.01018% | 0.01339% | 0.0115% | 0.01231% |  | 7165 | 0.009737% | 0.01018% | 7165 | 2536 | 0.01025% | 7148 | 0.01024% | 0.01025% |  | 7165 | 0.0115% | 0.01231% | 0.0119% |  | 7165 | 8556 | 0.01025% | 0.01114%
| Oct | 26 | 14 | 7166 | 416.3273 | 476.945 | 511.8381 | 0.008886% | 0.009712% | 0.01018% | 0.01029% | 6403 | 0.0103% | 0.01029% |  | 12.254 | 22.9252 | 24.62 |  | 7166 | 404.0733 | 454.0198 | 487.2181 |  | 7166 | 0.008796% | 0.009636% | 0.01009% | 0.01339% | 0.0115% | 0.01231% |  | 7166 | 0.009636% | 0.01009% | 7166 | 7070 | 0.01025% | 6188 | 0.01024% | 0.01024% |  | 7166 | 0.0115% | 0.01231% | 0.0119% |  | 7166 | 6403 | 0.01024% | 0.01203%
| Oct | 26 | 15 | 7167 | 414.1232 | 478.1459 | 509.2313 | 0.008839% | 0.009737% | 0.01013% | 0.01029% | 1716 | 0.01029% | 0.01029% |  | 12.2554 | 22.9245 | 24.6199 |  | 7167 | 401.8679 | 455.2215 | 484.6113 |  | 7167 | 0.008748% | 0.009662% | 0.01004% | 0.0134% | 0.0115% | 0.01231% |  | 7167 | 0.009662% | 0.01004% | 7167 | 5715 | 0.01025% | 7512 | 0.01024% | 0.01024% |  | 7167 | 0.0115% | 0.01231% | 0.0119% |  | 7167 | 1716 | 0.01024% | 0.01028%
| Oct | 26 | 16 | 7168 | 412.1541 | 481.6649 | 506.6619 | 0.008797% | 0.009808% | 0.01007% | 0.01029% | 3285 | 0.01029% | 0.01029% |  | 12.2568 | 22.9238 | 24.6199 |  | 7168 | 399.8972 | 458.7412 | 482.042 |  | 7168 | 0.008705% | 0.009737% | 0.009982% | 0.0134% | 0.0115% | 0.01231% |  | 7168 | 0.009737% | 0.009982% | 7168 | 625 | 0.01025% | 6187 | 0.01024% | 0.01024% |  | 7168 | 0.0115% | 0.01231% | 0.0119% |  | 7168 | 3285 | 0.01024% | 0.01186%
| Oct | 26 | 17 | 7169 | 418.0619 | 484.4112 | 515.8047 | 0.008923% | 0.009864% | 0.01026% | 0.01029% | 8753 | 0.01029% | 0.01029% |  | 12.2582 | 22.9231 | 24.6198 |  | 7169 | 405.8036 | 461.4882 | 491.1849 |  | 7169 | 0.008834% | 0.009795% | 0.01017% | 0.0134% | 0.0115% | 0.01231% |  | 7169 | 0.009795% | 0.01017% | 7169 | 2405 | 0.01025% | 437 | 0.01024% | 0.01024% |  | 7169 | 0.0115% | 0.01231% | 0.0119% |  | 7169 | 8753 | 0.01024% | 0.01098%
| Oct | 26 | 18 | 7170 | 432.8782 | 486.6362 | 531.099 | 0.009239% | 0.00991% | 0.01056% | 0.01029% | 8612 | 0.01029% | 0.01029% |  | 12.2597 | 22.9224 | 24.6197 |  | 7170 | 420.6185 | 463.7138 | 506.4793 |  | 7170 | 0.009156% | 0.009842% | 0.01049% | 0.0134% | 0.0115% | 0.01231% |  | 7170 | 0.009842% | 0.01049% | 7170 | 2712 | 0.01025% | 8564 | 0.01024% | 0.01024% |  | 7170 | 0.0115% | 0.01231% | 0.0119% |  | 7170 | 8612 | 0.01024% | 0.01109%
| Oct | 26 | 19 | 7171 | 438.9005 | 485.0629 | 533.734 | 0.009367% | 0.009878% | 0.01061% | 0.01029% | 7691 | 0.01029% | 0.01029% |  | 12.2611 | 22.9217 | 24.6196 |  | 7171 | 426.6394 | 462.1412 | 509.1143 |  | 7171 | 0.009287% | 0.009809% | 0.01054% | 0.0134% | 0.0115% | 0.01231% |  | 7171 | 0.009809% | 0.01054% | 7171 | 3073 | 0.01025% | 8533 | 0.01024% | 0.01024% |  | 7171 | 0.0115% | 0.01231% | 0.0119% |  | 7171 | 7691 | 0.01024% | 0.01175%
| Oct | 26 | 20 | 7172 | 440.1889 | 482.1118 | 532.7869 | 0.009395% | 0.009817% | 0.01059% | 0.01029% | 2461 | 0.01029% | 0.01029% |  | 12.2625 | 22.921 | 24.6196 |  | 7172 | 427.9263 | 459.1908 | 508.1673 |  | 7172 | 0.009315% | 0.009746% | 0.01052% | 0.0134% | 0.0115% | 0.01231% |  | 7172 | 0.009746% | 0.01052% | 7172 | 6838 | 0.01025% | 8643 | 0.01024% | 0.01024% |  | 7172 | 0.0115% | 0.01231% | 0.0119% |  | 7172 | 2461 | 0.01024% | 0.01097%
| Oct | 26 | 21 | 7173 | 435.2364 | 474.1056 | 530.4332 | 0.009289% | 0.009654% | 0.01055% | 0.01029% | 6623 | 0.01029% | 0.01029% |  | 12.264 | 22.9203 | 24.6195 |  | 7173 | 422.9724 | 451.1853 | 505.8137 |  | 7173 | 0.009207% | 0.009576% | 0.01047% | 0.0134% | 0.0115% | 0.01231% |  | 7173 | 0.009576% | 0.01047% | 7173 | 2736 | 0.01025% | 3480 | 0.01024% | 0.01024% |  | 7173 | 0.0115% | 0.01231% | 0.0119% |  | 7173 | 6623 | 0.01024% | 0.01198%
| Oct | 26 | 22 | 7174 | 424.7176 | 465.755 | 524.6099 | 0.009065% | 0.009484% | 0.01043% | 0.01029% | 7455 | 0.01029% | 0.01029% |  | 12.2654 | 22.9196 | 24.6194 |  | 7174 | 412.4521 | 442.8354 | 499.9905 |  | 7174 | 0.008978% | 0.009399% | 0.01035% | 0.01341% | 0.0115% | 0.01231% |  | 7174 | 0.009399% | 0.01035% | 7174 | 7480 | 0.01025% | 7674 | 0.01024% | 0.01024% |  | 7174 | 0.0115% | 0.01231% | 0.0119% |  | 7174 | 7455 | 0.01024% | 0.01183%
| Oct | 26 | 23 | 7175 | 419.316 | 461.4354 | 520.7278 | 0.008949% | 0.009396% | 0.01035% | 0.01029% | 3495 | 0.01029% | 0.01029% |  | 12.2669 | 22.9189 | 24.6194 |  | 7175 | 407.0492 | 438.5165 | 496.1084 |  | 7175 | 0.008861% | 0.009307% | 0.01027% | 0.01341% | 0.0115% | 0.01231% |  | 7175 | 0.009307% | 0.01027% | 7175 | 6704 | 0.01025% | 1826 | 0.01024% | 0.01024% |  | 7175 | 0.0115% | 0.01231% | 0.0119% |  | 7175 | 3495 | 0.01024% | 0.01207%
| Oct | 27 | 0 | 7176 | 418.0896 | 456.1755 | 521.3654 | 0.008923% | 0.009289% | 0.01037% | 0.01029% | 7708 | 0.01029% | 0.01029% |  | 12.2683 | 22.9182 | 24.6193 |  | 7176 | 405.8213 | 433.2573 | 496.7461 |  | 7176 | 0.008834% | 0.009196% | 0.01029% | 0.01341% | 0.0115% | 0.0123% |  | 7176 | 0.009196% | 0.01029% | 7176 | 868 | 0.01025% | 6682 | 0.01023% | 0.01024% |  | 7176 | 0.0115% | 0.0123% | 0.0119% |  | 7176 | 7708 | 0.01024% | 0.01174%
| Oct | 27 | 1 | 7177 | 416.0515 | 457.6557 | 522.0875 | 0.00888% | 0.009319% | 0.01038% | 0.01029% | 8735 | 0.01029% | 0.01029% |  | 12.2697 | 22.9174 | 24.6192 |  | 7177 | 403.7818 | 434.7383 | 497.4682 |  | 7177 | 0.008789% | 0.009227% | 0.0103% | 0.01341% | 0.0115% | 0.0123% |  | 7177 | 0.009227% | 0.0103% | 7177 | 6744 | 0.01024% | 434 | 0.01023% | 0.01024% |  | 7177 | 0.0115% | 0.0123% | 0.0119% |  | 7177 | 8735 | 0.01024% | 0.01099%
| Oct | 27 | 2 | 7178 | 421.8901 | 459.7224 | 524.3286 | 0.009004% | 0.009362% | 0.01043% | 0.01029% | 7657 | 0.01029% | 0.01029% |  | 12.2712 | 22.9167 | 24.6191 |  | 7178 | 409.619 | 436.8057 | 499.7095 |  | 7178 | 0.008917% | 0.009271% | 0.01035% | 0.01341% | 0.0115% | 0.0123% |  | 7178 | 0.009271% | 0.01035% | 7178 | 6383 | 0.01024% | 5350 | 0.01023% | 0.01024% |  | 7178 | 0.0115% | 0.0123% | 0.0119% |  | 7178 | 7657 | 0.01024% | 0.01176%
| Oct | 27 | 3 | 7179 | 426.7313 | 464.1072 | 524.7975 | 0.009108% | 0.009451% | 0.01044% | 0.01029% | 8749 | 0.01029% | 0.01029% |  | 12.2726 | 22.916 | 24.6191 |  | 7179 | 414.4587 | 441.1912 | 500.1784 |  | 7179 | 0.009022% | 0.009364% | 0.01036% | 0.01341% | 0.0115% | 0.0123% |  | 7179 | 0.009364% | 0.01036% | 7179 | 1444 | 0.01024% | 1764 | 0.01023% | 0.01024% |  | 7179 | 0.0115% | 0.0123% | 0.0119% |  | 7179 | 8749 | 0.01024% | 0.01098%
| Oct | 27 | 4 | 7180 | 431.1581 | 467.17 | 527.5263 | 0.009202% | 0.009513% | 0.01049% | 0.01029% | 8620 | 0.01029% | 0.01029% |  | 12.2741 | 22.9153 | 24.619 |  | 7180 | 418.884 | 444.2547 | 502.9073 |  | 7180 | 0.009118% | 0.009429% | 0.01041% | 0.01342% | 0.0115% | 0.0123% |  | 7180 | 0.009429% | 0.01041% | 7180 | 6864 | 0.01024% | 1851 | 0.01023% | 0.01024% |  | 7180 | 0.0115% | 0.0123% | 0.0119% |  | 7180 | 8620 | 0.01024% | 0.01109%
| Oct | 27 | 5 | 7181 | 446.6667 | 478.0622 | 537.3536 | 0.009533% | 0.009735% | 0.01069% | 0.01028% | 6394 | 0.01029% | 0.01029% |  | 12.2755 | 22.9146 | 24.6189 |  | 7181 | 434.3912 | 455.1476 | 512.7347 |  | 7181 | 0.009456% | 0.00966% | 0.01062% | 0.01342% | 0.0115% | 0.0123% |  | 7181 | 0.00966% | 0.01062% | 7181 | 824 | 0.01024% | 7513 | 0.01023% | 0.01024% |  | 7181 | 0.0115% | 0.0123% | 0.0119% |  | 7181 | 6394 | 0.01024% | 0.01203%
| Oct | 27 | 6 | 7182 | 475.215 | 495.0427 | 552.7042 | 0.01014% | 0.01008% | 0.01099% | 0.01028% | 2454 | 0.01029% | 0.01029% |  | 12.2769 | 22.9139 | 24.6188 |  | 7182 | 462.9381 | 472.1288 | 528.0853 |  | 7182 | 0.01008% | 0.01002% | 0.01094% | 0.01342% | 0.0115% | 0.0123% |  | 7182 | 0.01002% | 0.01094% | 7182 | 2691 | 0.01024% | 7098 | 0.01023% | 0.01024% |  | 7182 | 0.0115% | 0.0123% | 0.0119% |  | 7182 | 2454 | 0.01024% | 0.01096%
| Oct | 27 | 7 | 7183 | 479.4359 | 506.5307 | 557.7397 | 0.01023% | 0.01031% | 0.01109% | 0.01028% | 2190 | 0.01029% | 0.01029% |  | 12.2784 | 22.9132 | 24.6188 |  | 7183 | 467.1575 | 483.6175 | 533.121 |  | 7183 | 0.01017% | 0.01026% | 0.01104% | 0.01342% | 0.0115% | 0.0123% |  | 7183 | 0.01026% | 0.01104% | 7183 | 2278 | 0.01024% | 8492 | 0.01023% | 0.01024% |  | 7183 | 0.0115% | 0.0123% | 0.0119% |  | 7183 | 2190 | 0.01024% | 0.01069%
| Oct | 27 | 8 | 7184 | 470.514 | 510.7386 | 552.5072 | 0.01004% | 0.0104% | 0.01099% | 0.01028% | 122 | 0.01029% | 0.01028% |  | 12.2798 | 22.9125 | 24.6187 |  | 7184 | 458.2341 | 487.8261 | 527.8886 |  | 7184 | 0.009975% | 0.01035% | 0.01093% | 0.01342% | 0.0115% | 0.0123% |  | 7184 | 0.01035% | 0.01093% | 7184 | 2711 | 0.01024% | 6855 | 0.01023% | 0.01023% |  | 7184 | 0.0115% | 0.0123% | 0.0119% |  | 7184 | 122 | 0.01023% | 0.009164%
| Oct | 27 | 9 | 7185 | 455.902 | 500.9636 | 542.2204 | 0.00973% | 0.0102% | 0.01078% | 0.01028% | 72 | 0.01029% | 0.01028% |  | 12.2813 | 22.9118 | 24.6186 |  | 7185 | 443.6208 | 478.0518 | 517.6018 |  | 7185 | 0.009657% | 0.01015% | 0.01072% | 0.01342% | 0.0115% | 0.0123% |  | 7185 | 0.01015% | 0.01072% | 7185 | 8572 | 0.01024% | 8549 | 0.01023% | 0.01023% |  | 7185 | 0.0115% | 0.0123% | 0.0119% |  | 7185 | 72 | 0.01023% | 0.009147%
| Oct | 27 | 10 | 7186 | 444.0734 | 492.0078 | 525.8665 | 0.009478% | 0.01002% | 0.01046% | 0.01028% | 432 | 0.01028% | 0.01028% |  | 12.2827 | 22.911 | 24.6185 |  | 7186 | 431.7906 | 469.0968 | 501.248 |  | 7186 | 0.009399% | 0.009957% | 0.01038% | 0.01343% | 0.0115% | 0.0123% |  | 7186 | 0.009957% | 0.01038% | 7186 | 8709 | 0.01024% | 6395 | 0.01023% | 0.01023% |  | 7186 | 0.0115% | 0.0123% | 0.0119% |  | 7186 | 432 | 0.01023% | 0.009294%
| Oct | 27 | 11 | 7187 | 432.5127 | 482.568 | 513.3197 | 0.009231% | 0.009827% | 0.01021% | 0.01028% | 6471 | 0.01028% | 0.01028% |  | 12.2842 | 22.9103 | 24.6184 |  | 7187 | 420.2285 | 459.6576 | 488.7013 |  | 7187 | 0.009148% | 0.009756% | 0.01012% | 0.01343% | 0.0115% | 0.0123% |  | 7187 | 0.009756% | 0.01012% | 7187 | 1454 | 0.01024% | 433 | 0.01023% | 0.01023% |  | 7187 | 0.0115% | 0.0123% | 0.0119% |  | 7187 | 6471 | 0.01023% | 0.01201%
| Oct | 27 | 12 | 7188 | 424.1478 | 472.9792 | 505.4897 | 0.009053% | 0.009631% | 0.01005% | 0.01028% | 6563 | 0.01028% | 0.01028% |  | 12.2856 | 22.9096 | 24.6184 |  | 7188 | 411.8622 | 450.0696 | 480.8714 |  | 7188 | 0.008965% | 0.009553% | 0.009958% | 0.01343% | 0.0115% | 0.0123% |  | 7188 | 0.009553% | 0.009958% | 7188 | 1362 | 0.01024% | 5338 | 0.01022% | 0.01023% |  | 7188 | 0.0115% | 0.0123% | 0.0119% |  | 7188 | 6563 | 0.01023% | 0.01199%
| Oct | 27 | 13 | 7189 | 425.9732 | 469.0971 | 499.5258 | 0.009091% | 0.009552% | 0.009933% | 0.01028% | 7116 | 0.01028% | 0.01028% |  | 12.2871 | 22.9089 | 24.6183 |  | 7189 | 413.6861 | 446.1882 | 474.9075 |  | 7189 | 0.009005% | 0.00947% | 0.009835% | 0.01343% | 0.0115% | 0.0123% |  | 7189 | 0.00947% | 0.009835% | 7189 | 826 | 0.01024% | 6719 | 0.01022% | 0.01023% |  | 7189 | 0.0115% | 0.0123% | 0.0119% |  | 7189 | 7116 | 0.01023% | 0.01191%
| Oct | 27 | 14 | 7190 | 426.4877 | 465.0568 | 495.0247 | 0.009102% | 0.00947% | 0.009843% | 0.01028% | 8599 | 0.01028% | 0.01028% |  | 12.2885 | 22.9082 | 24.6182 |  | 7190 | 414.1991 | 442.1486 | 470.4065 |  | 7190 | 0.009016% | 0.009385% | 0.009741% | 0.01343% | 0.01149% | 0.0123% |  | 7190 | 0.009385% | 0.009741% | 7190 | 1488 | 0.01024% | 7612 | 0.01022% | 0.01023% |  | 7190 | 0.01149% | 0.0123% | 0.0119% |  | 7190 | 8599 | 0.01023% | 0.0111%
| Oct | 27 | 15 | 7191 | 432.5549 | 465.8201 | 490.2142 | 0.009232% | 0.009486% | 0.009748% | 0.01028% | 98 | 0.01028% | 0.01028% |  | 12.29 | 22.9074 | 24.6181 |  | 7191 | 420.265 | 442.9127 | 465.5961 |  | 7191 | 0.009148% | 0.009401% | 0.009642% | 0.01343% | 0.01149% | 0.0123% |  | 7191 | 0.009401% | 0.009642% | 7191 | 2165 | 0.01024% | 3495 | 0.01022% | 0.01023% |  | 7191 | 0.01149% | 0.0123% | 0.0119% |  | 7191 | 98 | 0.01023% | 0.009156%
| Oct | 27 | 16 | 7192 | 431.3153 | 468.8923 | 490.9081 | 0.009206% | 0.009548% | 0.009761% | 0.01028% | 8563 | 0.01028% | 0.01028% |  | 12.2915 | 22.9067 | 24.618 |  | 7192 | 419.0238 | 445.9856 | 466.2901 |  | 7192 | 0.009121% | 0.009466% | 0.009656% | 0.01343% | 0.01149% | 0.0123% |  | 7192 | 0.009466% | 0.009656% | 7192 | 1915 | 0.01024% | 8573 | 0.01022% | 0.01023% |  | 7192 | 0.01149% | 0.0123% | 0.0119% |  | 7192 | 8563 | 0.01023% | 0.01113%
| Oct | 27 | 17 | 7193 | 435.1171 | 475.0179 | 500.9887 | 0.009287% | 0.009673% | 0.009962% | 0.01028% | 8669 | 0.01028% | 0.01028% |  | 12.2929 | 22.906 | 24.618 |  | 7193 | 422.8242 | 452.112 | 476.3707 |  | 7193 | 0.009204% | 0.009596% | 0.009865% | 0.01344% | 0.01149% | 0.0123% |  | 7193 | 0.009596% | 0.009865% | 7193 | 2786 | 0.01024% | 7054 | 0.01022% | 0.01023% |  | 7193 | 0.01149% | 0.0123% | 0.0119% |  | 7193 | 8669 | 0.01023% | 0.01105%
| Oct | 27 | 18 | 7194 | 443.7293 | 477.5688 | 523.8504 | 0.00947% | 0.009725% | 0.01042% | 0.01028% | 2381 | 0.01028% | 0.01028% |  | 12.2944 | 22.9053 | 24.6179 |  | 7194 | 431.435 | 454.6635 | 499.2325 |  | 7194 | 0.009391% | 0.00965% | 0.01034% | 0.01344% | 0.01149% | 0.0123% |  | 7194 | 0.00965% | 0.01034% | 7194 | 2478 | 0.01024% | 1797 | 0.01022% | 0.01023% |  | 7194 | 0.01149% | 0.0123% | 0.0119% |  | 7194 | 2381 | 0.01023% | 0.01088%
| Oct | 27 | 19 | 7195 | 444.5202 | 476.5354 | 533.3495 | 0.009487% | 0.009704% | 0.01061% | 0.01028% | 7755 | 0.01028% | 0.01028% |  | 12.2958 | 22.9045 | 24.6178 |  | 7195 | 432.2243 | 453.6309 | 508.7317 |  | 7195 | 0.009409% | 0.009628% | 0.01054% | 0.01344% | 0.01149% | 0.0123% |  | 7195 | 0.009628% | 0.01054% | 7195 | 5714 | 0.01024% | 6502 | 0.01022% | 0.01023% |  | 7195 | 0.01149% | 0.0123% | 0.0119% |  | 7195 | 7755 | 0.01023% | 0.01171%
| Oct | 27 | 20 | 7196 | 444.3769 | 476.0979 | 531.3991 | 0.009484% | 0.009695% | 0.01057% | 0.01028% | 7752 | 0.01028% | 0.01028% |  | 12.2973 | 22.9038 | 24.6177 |  | 7196 | 432.0796 | 453.194 | 506.7814 |  | 7196 | 0.009405% | 0.009619% | 0.01049% | 0.01344% | 0.01149% | 0.0123% |  | 7196 | 0.009619% | 0.01049% | 7196 | 2581 | 0.01024% | 7675 | 0.01022% | 0.01023% |  | 7196 | 0.01149% | 0.0123% | 0.0119% |  | 7196 | 7752 | 0.01023% | 0.01172%
| Oct | 27 | 21 | 7197 | 438.8466 | 472.5137 | 530.4426 | 0.009366% | 0.009622% | 0.01055% | 0.01028% | 7130 | 0.01028% | 0.01028% |  | 12.2988 | 22.9031 | 24.6176 |  | 7197 | 426.5479 | 449.6106 | 505.825 |  | 7197 | 0.009285% | 0.009543% | 0.01047% | 0.01344% | 0.01149% | 0.0123% |  | 7197 | 0.009543% | 0.01047% | 7197 | 6865 | 0.01024% | 7789 | 0.01022% | 0.01023% |  | 7197 | 0.01149% | 0.0123% | 0.0119% |  | 7197 | 7130 | 0.01023% | 0.01191%
| Oct | 27 | 22 | 7198 | 431.3407 | 466.7976 | 526.6448 | 0.009206% | 0.009506% | 0.01047% | 0.01028% | 7092 | 0.01028% | 0.01028% |  | 12.3002 | 22.9024 | 24.6175 |  | 7198 | 419.0405 | 443.8953 | 502.0273 |  | 7198 | 0.009122% | 0.009422% | 0.0104% | 0.01344% | 0.01149% | 0.0123% |  | 7198 | 0.009422% | 0.0104% | 7198 | 1487 | 0.01024% | 6401 | 0.01022% | 0.01023% |  | 7198 | 0.01149% | 0.0123% | 0.0119% |  | 7198 | 7092 | 0.01023% | 0.01192%
| Oct | 27 | 23 | 7199 | 438.679 | 462.4408 | 526.7573 | 0.009363% | 0.009417% | 0.01047% | 0.01028% | 133 | 0.01028% | 0.01028% |  | 12.3017 | 22.9016 | 24.6174 |  | 7199 | 426.3773 | 439.5392 | 502.1399 |  | 7199 | 0.009281% | 0.009329% | 0.0104% | 0.01345% | 0.01149% | 0.0123% |  | 7199 | 0.009329% | 0.0104% | 7199 | 2092 | 0.01024% | 1834 | 0.01022% | 0.01023% |  | 7199 | 0.01149% | 0.0123% | 0.0119% |  | 7199 | 133 | 0.01023% | 0.009168%
| Oct | 28 | 0 | 7200 | 434.496 | 455.6262 | 526.4854 | 0.009273% | 0.009278% | 0.01047% | 0.01028% | 6472 | 0.01028% | 0.01028% |  | 12.3032 | 22.9009 | 24.6174 |  | 7200 | 422.1928 | 432.7253 | 501.868 |  | 7200 | 0.00919% | 0.009185% | 0.01039% | 0.01345% | 0.01149% | 0.0123% |  | 7200 | 0.009185% | 0.01039% | 7200 | 3316 | 0.01023% | 8183 | 0.01022% | 0.01023% |  | 7200 | 0.01149% | 0.0123% | 0.0119% |  | 7200 | 6472 | 0.01023% | 0.01201%
| Oct | 28 | 1 | 7201 | 434.0222 | 457.6092 | 527.4044 | 0.009263% | 0.009319% | 0.01049% | 0.01028% | 8664 | 0.01028% | 0.01028% |  | 12.3046 | 22.9002 | 24.6173 |  | 7201 | 421.7176 | 434.709 | 502.7871 |  | 7201 | 0.00918% | 0.009227% | 0.01041% | 0.01345% | 0.01149% | 0.0123% |  | 7201 | 0.009227% | 0.01041% | 7201 | 6649 | 0.01023% | 6488 | 0.01022% | 0.01023% |  | 7201 | 0.01149% | 0.0123% | 0.0119% |  | 7201 | 8664 | 0.01023% | 0.01105%
| Oct | 28 | 2 | 7202 | 437.0158 | 456.6875 | 532.9276 | 0.009327% | 0.0093% | 0.0106% | 0.01028% | 8688 | 0.01028% | 0.01028% |  | 12.3061 | 22.8994 | 24.6172 |  | 7202 | 424.7097 | 433.7881 | 508.3104 |  | 7202 | 0.009245% | 0.009207% | 0.01053% | 0.01345% | 0.01149% | 0.0123% |  | 7202 | 0.009207% | 0.01053% | 7202 | 2580 | 0.01023% | 2384 | 0.01022% | 0.01023% |  | 7202 | 0.01149% | 0.0123% | 0.0119% |  | 7202 | 8688 | 0.01023% | 0.01103%
| Oct | 28 | 3 | 7203 | 441.4734 | 457.3206 | 537.2692 | 0.009422% | 0.009313% | 0.01068% | 0.01028% | 7658 | 0.01028% | 0.01028% |  | 12.3076 | 22.8987 | 24.6171 |  | 7203 | 429.1658 | 434.4219 | 512.6521 |  | 7203 | 0.009342% | 0.009221% | 0.01062% | 0.01345% | 0.01149% | 0.0123% |  | 7203 | 0.009221% | 0.01062% | 7203 | 1916 | 0.01023% | 8161 | 0.01022% | 0.01023% |  | 7203 | 0.01149% | 0.0123% | 0.0119% |  | 7203 | 7658 | 0.01023% | 0.01176%
| Oct | 28 | 4 | 7204 | 449.9766 | 459.8155 | 544.1709 | 0.009604% | 0.009363% | 0.01082% | 0.01028% | 8582 | 0.01028% | 0.01028% |  | 12.309 | 22.898 | 24.617 |  | 7204 | 437.6676 | 436.9175 | 519.5539 |  | 7204 | 0.009527% | 0.009274% | 0.01076% | 0.01345% | 0.01149% | 0.0123% |  | 7204 | 0.009274% | 0.01076% | 7204 | 7426 | 0.01023% | 7126 | 0.01022% | 0.01023% |  | 7204 | 0.01149% | 0.0123% | 0.0119% |  | 7204 | 8582 | 0.01023% | 0.01112%
| Oct | 28 | 5 | 7205 | 460.2451 | 461.0071 | 564.6039 | 0.009823% | 0.009388% | 0.01123% | 0.01028% | 687 | 0.01027% | 0.01028% |  | 12.3105 | 22.8972 | 24.6169 |  | 7205 | 447.9346 | 438.1099 | 539.987 |  | 7205 | 0.009751% | 0.009299% | 0.01118% | 0.01346% | 0.01149% | 0.0123% |  | 7205 | 0.009299% | 0.01118% | 7205 | 326 | 0.01023% | 8556 | 0.01022% | 0.01023% |  | 7205 | 0.01149% | 0.0123% | 0.0119% |  | 7205 | 687 | 0.01023% | 0.009449%
| Oct | 28 | 6 | 7206 | 477.2337 | 467.17 | 585.2713 | 0.01019% | 0.009513% | 0.01164% | 0.01028% | 2709 | 0.01027% | 0.01028% |  | 12.312 | 22.8965 | 24.6168 |  | 7206 | 464.9218 | 444.2735 | 560.6545 |  | 7206 | 0.01012% | 0.00943% | 0.01161% | 0.01346% | 0.01149% | 0.0123% |  | 7206 | 0.00943% | 0.01161% | 7206 | 2904 | 0.01023% | 6677 | 0.01022% | 0.01022% |  | 7206 | 0.01149% | 0.0123% | 0.0119% |  | 7206 | 2709 | 0.01022% | 0.01124%
| Oct | 28 | 7 | 7207 | 484.5003 | 476.824 | 590.607 | 0.01034% | 0.00971% | 0.01174% | 0.01028% | 6600 | 0.01027% | 0.01027% |  | 12.3135 | 22.8958 | 24.6167 |  | 7207 | 472.1869 | 453.9282 | 565.9902 |  | 7207 | 0.01028% | 0.009635% | 0.01172% | 0.01346% | 0.01149% | 0.0123% |  | 7207 | 0.009635% | 0.01172% | 7207 | 901 | 0.01023% | 567 | 0.01022% | 0.01022% |  | 7207 | 0.01149% | 0.0123% | 0.0119% |  | 7207 | 6600 | 0.01022% | 0.01199%
| Oct | 28 | 8 | 7208 | 491.7525 | 486.2825 | 583.4521 | 0.0105% | 0.009902% | 0.0116% | 0.01028% | 2289 | 0.01027% | 0.01027% |  | 12.3149 | 22.895 | 24.6166 |  | 7208 | 479.4376 | 463.3874 | 558.8355 |  | 7208 | 0.01044% | 0.009835% | 0.01157% | 0.01346% | 0.01149% | 0.0123% |  | 7208 | 0.009835% | 0.01157% | 7208 | 2595 | 0.01023% | 7107 | 0.01022% | 0.01022% |  | 7208 | 0.01149% | 0.0123% | 0.0119% |  | 7208 | 2289 | 0.01022% | 0.01079%
| Oct | 28 | 9 | 7209 | 482.8209 | 493.6556 | 574.0749 | 0.0103% | 0.01005% | 0.01142% | 0.01028% | 2702 | 0.01027% | 0.01027% |  | 12.3164 | 22.8943 | 24.6166 |  | 7209 | 470.5045 | 470.7613 | 549.4583 |  | 7209 | 0.01024% | 0.009992% | 0.01138% | 0.01346% | 0.01149% | 0.0123% |  | 7209 | 0.009992% | 0.01138% | 7209 | 1475 | 0.01023% | 6262 | 0.01022% | 0.01022% |  | 7209 | 0.01149% | 0.0123% | 0.0119% |  | 7209 | 2702 | 0.01022% | 0.01123%
| Oct | 28 | 10 | 7210 | 467.8435 | 491.3189 | 561.2843 | 0.009985% | 0.01% | 0.01116% | 0.01028% | 566 | 0.01027% | 0.01027% |  | 12.3179 | 22.8936 | 24.6165 |  | 7210 | 455.5256 | 468.4254 | 536.6679 |  | 7210 | 0.009916% | 0.009942% | 0.01111% | 0.01346% | 0.01149% | 0.0123% |  | 7210 | 0.009942% | 0.01111% | 7210 | 7268 | 0.01023% | 2358 | 0.01022% | 0.01022% |  | 7210 | 0.01149% | 0.0123% | 0.0119% |  | 7210 | 566 | 0.01022% | 0.009372%
| Oct | 28 | 11 | 7211 | 456.248 | 484.1971 | 548.1374 | 0.009738% | 0.00986% | 0.0109% | 0.01028% | 8536 | 0.01027% | 0.01027% |  | 12.3194 | 22.8928 | 24.6164 |  | 7211 | 443.9286 | 461.3043 | 523.5211 |  | 7211 | 0.009663% | 0.009791% | 0.01084% | 0.01347% | 0.01149% | 0.0123% |  | 7211 | 0.009791% | 0.01084% | 7211 | 2437 | 0.01023% | 6321 | 0.01022% | 0.01022% |  | 7211 | 0.01149% | 0.0123% | 0.0119% |  | 7211 | 8536 | 0.01022% | 0.01116%
| Oct | 28 | 12 | 7212 | 446.8841 | 471.7038 | 531.4272 | 0.009538% | 0.009606% | 0.01057% | 0.01028% | 2288 | 0.01027% | 0.01027% |  | 12.3208 | 22.8921 | 24.6163 |  | 7212 | 434.5633 | 448.8117 | 506.8109 |  | 7212 | 0.00946% | 0.009526% | 0.0105% | 0.01347% | 0.01149% | 0.0123% |  | 7212 | 0.009526% | 0.0105% | 7212 | 3047 | 0.01023% | 8753 | 0.01021% | 0.01022% |  | 7212 | 0.01149% | 0.0123% | 0.0119% |  | 7212 | 2288 | 0.01022% | 0.01079%
| Oct | 28 | 13 | 7213 | 437.91 | 462.3663 | 524.7412 | 0.009346% | 0.009415% | 0.01043% | 0.01028% | 6150 | 0.01027% | 0.01027% |  | 12.3223 | 22.8913 | 24.6162 |  | 7213 | 425.5877 | 439.475 | 500.125 |  | 7213 | 0.009264% | 0.009328% | 0.01036% | 0.01347% | 0.01149% | 0.0123% |  | 7213 | 0.009328% | 0.01036% | 7213 | 5887 | 0.01023% | 8612 | 0.01021% | 0.01022% |  | 7213 | 0.01149% | 0.0123% | 0.01189% |  | 7213 | 6150 | 0.01022% | 0.0121%
| Oct | 28 | 14 | 7214 | 432.5234 | 457.3857 | 520.6434 | 0.009231% | 0.009314% | 0.01035% | 0.01028% | 6530 | 0.01027% | 0.01027% |  | 12.3238 | 22.8906 | 24.6161 |  | 7214 | 420.1996 | 434.4951 | 496.0273 |  | 7214 | 0.009147% | 0.009222% | 0.01027% | 0.01347% | 0.01149% | 0.0123% |  | 7214 | 0.009222% | 0.01027% | 7214 | 7243 | 0.01023% | 6023 | 0.01021% | 0.01022% |  | 7214 | 0.01149% | 0.0123% | 0.01189% |  | 7214 | 6530 | 0.01022% | 0.012%
| Oct | 28 | 15 | 7215 | 432.612 | 455.0863 | 521.5248 | 0.009233% | 0.009267% | 0.01037% | 0.01027% | 7356 | 0.01027% | 0.01027% |  | 12.3253 | 22.8898 | 24.616 |  | 7215 | 420.2867 | 432.1964 | 496.9088 |  | 7215 | 0.009149% | 0.009173% | 0.01029% | 0.01347% | 0.01149% | 0.0123% |  | 7215 | 0.009173% | 0.01029% | 7215 | 2060 | 0.01023% | 1810 | 0.01021% | 0.01022% |  | 7215 | 0.01149% | 0.0123% | 0.01189% |  | 7215 | 7356 | 0.01022% | 0.01186%
| Oct | 28 | 16 | 7216 | 432.2952 | 457.1251 | 528.9985 | 0.009226% | 0.009309% | 0.01052% | 0.01027% | 7745 | 0.01027% | 0.01027% |  | 12.3268 | 22.8891 | 24.6159 |  | 7216 | 419.9684 | 434.236 | 504.3826 |  | 7216 | 0.009142% | 0.009217% | 0.01044% | 0.01347% | 0.01149% | 0.0123% |  | 7216 | 0.009217% | 0.01044% | 7216 | 2316 | 0.01023% | 2405 | 0.01021% | 0.01022% |  | 7216 | 0.01149% | 0.0123% | 0.01189% |  | 7216 | 7745 | 0.01022% | 0.01172%
| Oct | 28 | 17 | 7217 | 439.4773 | 467.4493 | 548.7751 | 0.00938% | 0.009519% | 0.01091% | 0.01027% | 2462 | 0.01027% | 0.01027% |  | 12.3283 | 22.8883 | 24.6158 |  | 7217 | 427.1491 | 444.561 | 524.1593 |  | 7217 | 0.009298% | 0.009436% | 0.01085% | 0.01347% | 0.01148% | 0.0123% |  | 7217 | 0.009436% | 0.01085% | 7217 | 1936 | 0.01023% | 1876 | 0.01021% | 0.01022% |  | 7217 | 0.01148% | 0.0123% | 0.01189% |  | 7217 | 2462 | 0.01022% | 0.01097%
| Oct | 28 | 18 | 7218 | 450.6246 | 482.0001 | 572.5652 | 0.009618% | 0.009815% | 0.01139% | 0.01027% | 4251 | 0.01027% | 0.01027% |  | 12.3298 | 22.8876 | 24.6157 |  | 7218 | 438.2948 | 459.1125 | 547.9495 |  | 7218 | 0.009541% | 0.009745% | 0.01135% | 0.01348% | 0.01148% | 0.0123% |  | 7218 | 0.009745% | 0.01135% | 7218 | 6855 | 0.01023% | 8735 | 0.01021% | 0.01022% |  | 7218 | 0.01148% | 0.0123% | 0.01189% |  | 7218 | 4251 | 0.01022% | 0.01262%
| Oct | 28 | 19 | 7219 | 452.6599 | 484.9698 | 585.4026 | 0.009661% | 0.009876% | 0.01164% | 0.01027% | 7313 | 0.01027% | 0.01027% |  | 12.3312 | 22.8869 | 24.6156 |  | 7219 | 440.3286 | 462.083 | 560.787 |  | 7219 | 0.009585% | 0.009808% | 0.01161% | 0.01348% | 0.01148% | 0.0123% |  | 7219 | 0.009808% | 0.01161% | 7219 | 328 | 0.01023% | 7691 | 0.01021% | 0.01022% |  | 7219 | 0.01148% | 0.0123% | 0.01189% |  | 7219 | 7313 | 0.01022% | 0.01187%
| Oct | 28 | 20 | 7220 | 453.0914 | 485.1374 | 587.4937 | 0.00967% | 0.009879% | 0.01168% | 0.01027% | 8755 | 0.01027% | 0.01027% |  | 12.3327 | 22.8861 | 24.6155 |  | 7220 | 440.7586 | 462.2513 | 562.8782 |  | 7220 | 0.009594% | 0.009811% | 0.01166% | 0.01348% | 0.01148% | 0.0123% |  | 7220 | 0.009811% | 0.01166% | 7220 | 1486 | 0.01023% | 2097 | 0.01021% | 0.01022% |  | 7220 | 0.01148% | 0.0123% | 0.01189% |  | 7220 | 8755 | 0.01022% | 0.01098%
| Oct | 28 | 21 | 7221 | 452.9326 | 479.5424 | 580.0951 | 0.009667% | 0.009765% | 0.01153% | 0.01027% | 6420 | 0.01027% | 0.01027% |  | 12.3342 | 22.8854 | 24.6154 |  | 7221 | 440.5984 | 456.657 | 555.4797 |  | 7221 | 0.009591% | 0.009692% | 0.0115% | 0.01348% | 0.01148% | 0.0123% |  | 7221 | 0.009692% | 0.0115% | 7221 | 1156 | 0.01023% | 8749 | 0.01021% | 0.01022% |  | 7221 | 0.01148% | 0.0123% | 0.01189% |  | 7221 | 6420 | 0.01022% | 0.01202%
| Oct | 28 | 22 | 7222 | 448.6408 | 468.1568 | 569.5926 | 0.009575% | 0.009533% | 0.01133% | 0.01027% | 6683 | 0.01027% | 0.01027% |  | 12.3357 | 22.8846 | 24.6153 |  | 7222 | 436.3051 | 445.2722 | 544.9773 |  | 7222 | 0.009497% | 0.009451% | 0.01129% | 0.01348% | 0.01148% | 0.0123% |  | 7222 | 0.009451% | 0.01129% | 7222 | 7242 | 0.01023% | 6293 | 0.01021% | 0.01022% |  | 7222 | 0.01148% | 0.0123% | 0.01189% |  | 7222 | 6683 | 0.01022% | 0.01197%
| Oct | 28 | 23 | 7223 | 445.1711 | 464.5354 | 562.2314 | 0.009501% | 0.00946% | 0.01118% | 0.01027% | 8642 | 0.01027% | 0.01027% |  | 12.3372 | 22.8838 | 24.6152 |  | 7223 | 432.8339 | 441.6516 | 537.6162 |  | 7223 | 0.009422% | 0.009374% | 0.01113% | 0.01348% | 0.01148% | 0.0123% |  | 7223 | 0.009374% | 0.01113% | 7223 | 2537 | 0.01023% | 8620 | 0.01021% | 0.01022% |  | 7223 | 0.01148% | 0.0123% | 0.01189% |  | 7223 | 8642 | 0.01022% | 0.01107%
| Oct | 29 | 0 | 7224 | 446.6536 | 461.063 | 561.4156 | 0.009533% | 0.009389% | 0.01116% | 0.01027% | 279 | 0.01027% | 0.01027% |  | 12.3387 | 22.8831 | 24.6151 |  | 7224 | 434.3149 | 438.1799 | 536.8005 |  | 7224 | 0.009454% | 0.0093% | 0.01112% | 0.01349% | 0.01148% | 0.0123% |  | 7224 | 0.0093% | 0.01112% | 7224 | 7716 | 0.01023% | 7708 | 0.01021% | 0.01022% |  | 7224 | 0.01148% | 0.0123% | 0.01189% |  | 7224 | 279 | 0.01022% | 0.009223%
| Oct | 29 | 1 | 7225 | 447.6163 | 460.2158 | 564.6508 | 0.009553% | 0.009372% | 0.01123% | 0.01027% | 7792 | 0.01027% | 0.01027% |  | 12.3402 | 22.8823 | 24.615 |  | 7225 | 435.2761 | 437.3335 | 540.0358 |  | 7225 | 0.009475% | 0.009282% | 0.01118% | 0.01349% | 0.01148% | 0.0123% |  | 7225 | 0.009282% | 0.01118% | 7225 | 1711 | 0.01023% | 6403 | 0.01021% | 0.01022% |  | 7225 | 0.01148% | 0.0123% | 0.01189% |  | 7225 | 7792 | 0.01022% | 0.01169%
| Oct | 29 | 2 | 7226 | 450.8837 | 462.4594 | 576.241 | 0.009623% | 0.009417% | 0.01146% | 0.01027% | 7165 | 0.01026% | 0.01027% |  | 12.3417 | 22.8816 | 24.6149 |  | 7226 | 438.542 | 439.5778 | 551.6261 |  | 7226 | 0.009546% | 0.00933% | 0.01142% | 0.01349% | 0.01148% | 0.0123% |  | 7226 | 0.00933% | 0.01142% | 7226 | 1499 | 0.01023% | 2360 | 0.01021% | 0.01022% |  | 7226 | 0.01148% | 0.0123% | 0.01189% |  | 7226 | 7165 | 0.01022% | 0.0119%
| Oct | 29 | 3 | 7227 | 454.3819 | 472.914 | 587.4 | 0.009698% | 0.00963% | 0.01168% | 0.01027% | 1901 | 0.01026% | 0.01027% |  | 12.3432 | 22.8808 | 24.6148 |  | 7227 | 442.0387 | 450.0332 | 562.7851 |  | 7227 | 0.009622% | 0.009552% | 0.01165% | 0.01349% | 0.01148% | 0.0123% |  | 7227 | 0.009552% | 0.01165% | 7227 | 6770 | 0.01022% | 7455 | 0.01021% | 0.01022% |  | 7227 | 0.01148% | 0.0123% | 0.01189% |  | 7227 | 1901 | 0.01022% | 0.01043%
| Oct | 29 | 4 | 7228 | 457.1418 | 480.8923 | 597.5368 | 0.009757% | 0.009793% | 0.01188% | 0.01027% | 6700 | 0.01026% | 0.01027% |  | 12.3447 | 22.8801 | 24.6147 |  | 7228 | 444.7971 | 458.0122 | 572.9221 |  | 7228 | 0.009682% | 0.009721% | 0.01186% | 0.01349% | 0.01148% | 0.0123% |  | 7228 | 0.009721% | 0.01186% | 7228 | 8604 | 0.01022% | 7657 | 0.01021% | 0.01022% |  | 7228 | 0.01148% | 0.0123% | 0.01189% |  | 7228 | 6700 | 0.01022% | 0.01197%
| Oct | 29 | 5 | 7229 | 470.8774 | 496.2902 | 625.209 | 0.01005% | 0.01011% | 0.01243% | 0.01027% | 7688 | 0.01026% | 0.01027% |  | 12.3462 | 22.8793 | 24.6146 |  | 7229 | 458.5312 | 473.4109 | 600.5944 |  | 7229 | 0.009981% | 0.01005% | 0.01244% | 0.01349% | 0.01148% | 0.0123% |  | 7229 | 0.01005% | 0.01244% | 7229 | 7443 | 0.01022% | 6623 | 0.01021% | 0.01021% |  | 7229 | 0.01148% | 0.0123% | 0.01189% |  | 7229 | 7688 | 0.01021% | 0.01175%
| Oct | 29 | 6 | 7230 | 483.9904 | 525.1683 | 654.2879 | 0.01033% | 0.01069% | 0.01301% | 0.01027% | 96 | 0.01026% | 0.01027% |  | 12.3477 | 22.8786 | 24.6145 |  | 7230 | 471.6426 | 502.2897 | 629.6733 |  | 7230 | 0.01027% | 0.01066% | 0.01304% | 0.0135% | 0.01148% | 0.0123% |  | 7230 | 0.01066% | 0.01304% | 7230 | 7059 | 0.01022% | 8599 | 0.0102% | 0.01021% |  | 7230 | 0.01148% | 0.0123% | 0.01189% |  | 7230 | 96 | 0.01021% | 0.009155%
| Oct | 29 | 7 | 7231 | 490.9998 | 535.3995 | 663.3369 | 0.01048% | 0.0109% | 0.01319% | 0.01027% | 8535 | 0.01026% | 0.01027% |  | 12.3492 | 22.8778 | 24.6144 |  | 7231 | 478.6506 | 512.5217 | 638.7225 |  | 7231 | 0.01042% | 0.01088% | 0.01323% | 0.0135% | 0.01148% | 0.0123% |  | 7231 | 0.01088% | 0.01323% | 7231 | 1908 | 0.01022% | 1801 | 0.0102% | 0.01021% |  | 7231 | 0.01148% | 0.0123% | 0.01189% |  | 7231 | 8535 | 0.01021% | 0.01116%
| Oct | 29 | 8 | 7232 | 491.0019 | 526.1086 | 636.3961 | 0.01048% | 0.01071% | 0.01265% | 0.01027% | 8692 | 0.01026% | 0.01027% |  | 12.3507 | 22.877 | 24.6143 |  | 7232 | 478.6512 | 503.2315 | 611.7818 |  | 7232 | 0.01042% | 0.01068% | 0.01267% | 0.0135% | 0.01148% | 0.0123% |  | 7232 | 0.01068% | 0.01267% | 7232 | 662 | 0.01022% | 8563 | 0.0102% | 0.01021% |  | 7232 | 0.01148% | 0.0123% | 0.01189% |  | 7232 | 8692 | 0.01021% | 0.01103%
| Oct | 29 | 9 | 7233 | 481.1352 | 513.5407 | 609.9897 | 0.01027% | 0.01046% | 0.01213% | 0.01027% | 73 | 0.01026% | 0.01026% |  | 12.3522 | 22.8763 | 24.6142 |  | 7233 | 468.7829 | 490.6644 | 585.3755 |  | 7233 | 0.0102% | 0.01041% | 0.01212% | 0.0135% | 0.01148% | 0.0123% |  | 7233 | 0.01041% | 0.01212% | 7233 | 1972 | 0.01022% | 8669 | 0.0102% | 0.01021% |  | 7233 | 0.01148% | 0.0123% | 0.01189% |  | 7233 | 73 | 0.01021% | 0.009147%
| Oct | 29 | 10 | 7234 | 465.4567 | 497.2211 | 591.1602 | 0.009934% | 0.01013% | 0.01175% | 0.01027% | 1649 | 0.01026% | 0.01026% |  | 12.3537 | 22.8755 | 24.6141 |  | 7234 | 453.103 | 474.3456 | 566.5461 |  | 7234 | 0.009863% | 0.01007% | 0.01173% | 0.0135% | 0.01148% | 0.0123% |  | 7234 | 0.01007% | 0.01173% | 7234 | 6214 | 0.01022% | 7116 | 0.0102% | 0.01021% |  | 7234 | 0.01148% | 0.0123% | 0.01189% |  | 7234 | 1649 | 0.01021% | 0.01023%
| Oct | 29 | 11 | 7235 | 453.1401 | 488.5447 | 576.1285 | 0.009671% | 0.009948% | 0.01146% | 0.01027% | 6462 | 0.01026% | 0.01026% |  | 12.3552 | 22.8747 | 24.614 |  | 7235 | 440.7848 | 465.6699 | 551.5145 |  | 7235 | 0.009595% | 0.009884% | 0.01142% | 0.0135% | 0.01148% | 0.0123% |  | 7235 | 0.009884% | 0.01142% | 7235 | 6876 | 0.01022% | 6394 | 0.0102% | 0.01021% |  | 7235 | 0.01148% | 0.0123% | 0.01189% |  | 7235 | 6462 | 0.01021% | 0.01201%
| Oct | 29 | 12 | 7236 | 446.4615 | 486.7945 | 562.9629 | 0.009529% | 0.009913% | 0.01119% | 0.01027% | 1802 | 0.01026% | 0.01026% |  | 12.3567 | 22.874 | 24.6139 |  | 7236 | 434.1047 | 463.9205 | 538.349 |  | 7236 | 0.00945% | 0.009847% | 0.01115% | 0.01351% | 0.01148% | 0.0123% |  | 7236 | 0.009847% | 0.01115% | 7236 | 1126 | 0.01022% | 7755 | 0.0102% | 0.01021% |  | 7236 | 0.01148% | 0.0123% | 0.01189% |  | 7236 | 1802 | 0.01021% | 0.01035%
| Oct | 29 | 13 | 7237 | 439.7361 | 481.5253 | 553.8763 | 0.009385% | 0.009806% | 0.01101% | 0.01027% | 7079 | 0.01026% | 0.01026% |  | 12.3583 | 22.8732 | 24.6138 |  | 7237 | 427.3779 | 458.6521 | 529.2625 |  | 7237 | 0.009303% | 0.009735% | 0.01096% | 0.01351% | 0.01148% | 0.0123% |  | 7237 | 0.009735% | 0.01096% | 7237 | 697 | 0.01022% | 6563 | 0.0102% | 0.01021% |  | 7237 | 0.01148% | 0.0123% | 0.01189% |  | 7237 | 7079 | 0.01021% | 0.01192%
| Oct | 29 | 14 | 7238 | 434.7085 | 501.5314 | 543.9364 | 0.009278% | 0.01021% | 0.01082% | 0.01027% | 6601 | 0.01026% | 0.01026% |  | 12.3598 | 22.8724 | 24.6137 |  | 7238 | 422.3488 | 478.659 | 519.3228 |  | 7238 | 0.009194% | 0.01016% | 0.01075% | 0.01351% | 0.01148% | 0.0123% |  | 7238 | 0.01016% | 0.01075% | 7238 | 862 | 0.01022% | 7752 | 0.0102% | 0.01021% |  | 7238 | 0.01148% | 0.0123% | 0.01189% |  | 7238 | 6601 | 0.01021% | 0.01199%
| Oct | 29 | 15 | 7239 | 434.7691 | 492.4454 | 537.5599 | 0.009279% | 0.01003% | 0.01069% | 0.01027% | 8562 | 0.01026% | 0.01026% |  | 12.3613 | 22.8717 | 24.6136 |  | 7239 | 422.4078 | 469.5737 | 512.9463 |  | 7239 | 0.009195% | 0.009967% | 0.01062% | 0.01351% | 0.01148% | 0.0123% |  | 7239 | 0.009967% | 0.01062% | 7239 | 2713 | 0.01022% | 8664 | 0.0102% | 0.01021% |  | 7239 | 0.01148% | 0.0123% | 0.01189% |  | 7239 | 8562 | 0.01021% | 0.01114%
| Oct | 29 | 16 | 7240 | 436.4534 | 480.8178 | 543.4582 | 0.009315% | 0.009791% | 0.01081% | 0.01027% | 6393 | 0.01026% | 0.01026% |  | 12.3628 | 22.8709 | 24.6135 |  | 7240 | 424.0906 | 457.9469 | 518.8447 |  | 7240 | 0.009232% | 0.00972% | 0.01074% | 0.01351% | 0.01148% | 0.0123% |  | 7240 | 0.00972% | 0.01074% | 7240 | 6890 | 0.01022% | 2336 | 0.0102% | 0.01021% |  | 7240 | 0.01148% | 0.0123% | 0.01189% |  | 7240 | 6393 | 0.01021% | 0.01203%
| Oct | 29 | 17 | 7241 | 444.0538 | 490.5555 | 562.2877 | 0.009477% | 0.009989% | 0.01118% | 0.01026% | 3527 | 0.01026% | 0.01026% |  | 12.3643 | 22.8701 | 24.6133 |  | 7241 | 431.6895 | 467.6854 | 537.6744 |  | 7241 | 0.009397% | 0.009927% | 0.01113% | 0.01351% | 0.01148% | 0.0123% |  | 7241 | 0.009927% | 0.01113% | 7241 | 8571 | 0.01022% | 6471 | 0.0102% | 0.01021% |  | 7241 | 0.01148% | 0.0123% | 0.01189% |  | 7241 | 3527 | 0.01021% | 0.0121%
| Oct | 29 | 18 | 7242 | 456.3667 | 504.6781 | 593.6077 | 0.00974% | 0.01028% | 0.0118% | 0.01026% | 2408 | 0.01026% | 0.01026% |  | 12.3658 | 22.8694 | 24.6132 |  | 7242 | 444.0009 | 481.8087 | 568.9945 |  | 7242 | 0.009665% | 0.01023% | 0.01178% | 0.01352% | 0.01148% | 0.0123% |  | 7242 | 0.01023% | 0.01178% | 7242 | 6541 | 0.01022% | 8688 | 0.0102% | 0.01021% |  | 7242 | 0.01148% | 0.0123% | 0.01189% |  | 7242 | 2408 | 0.01021% | 0.01091%
| Oct | 29 | 19 | 7243 | 459.9014 | 504.8456 | 599.2153 | 0.009816% | 0.01028% | 0.01192% | 0.01026% | 8162 | 0.01026% | 0.01026% |  | 12.3673 | 22.8686 | 24.6131 |  | 7243 | 447.5341 | 481.977 | 574.6022 |  | 7243 | 0.009742% | 0.01023% | 0.0119% | 0.01352% | 0.01147% | 0.0123% |  | 7243 | 0.01023% | 0.0119% | 7243 | 447 | 0.01022% | 8582 | 0.0102% | 0.01021% |  | 7243 | 0.01147% | 0.0123% | 0.01189% |  | 7243 | 8162 | 0.01021% | 0.01146%
| Oct | 29 | 20 | 7244 | 459.2968 | 500.796 | 603.3038 | 0.009803% | 0.0102% | 0.012% | 0.01026% | 7169 | 0.01026% | 0.01026% |  | 12.3689 | 22.8678 | 24.613 |  | 7244 | 446.9279 | 477.9282 | 578.6908 |  | 7244 | 0.009729% | 0.01014% | 0.01198% | 0.01352% | 0.01147% | 0.0123% |  | 7244 | 0.01014% | 0.01198% | 7244 | 2907 | 0.01022% | 1648 | 0.0102% | 0.01021% |  | 7244 | 0.01147% | 0.0123% | 0.01189% |  | 7244 | 7169 | 0.01021% | 0.0119%
| Oct | 29 | 21 | 7245 | 454.2838 | 495.8433 | 604.5416 | 0.009696% | 0.0101% | 0.01202% | 0.01026% | 6007 | 0.01026% | 0.01026% |  | 12.3704 | 22.8671 | 24.6129 |  | 7245 | 441.9135 | 472.9763 | 579.9287 |  | 7245 | 0.00962% | 0.01004% | 0.01201% | 0.01352% | 0.01147% | 0.0123% |  | 7245 | 0.01004% | 0.01201% | 7245 | 3020 | 0.01022% | 2459 | 0.0102% | 0.01021% |  | 7245 | 0.01147% | 0.0123% | 0.01189% |  | 7245 | 6007 | 0.01021% | 0.01216%
| Oct | 29 | 22 | 7246 | 445.9735 | 485.668 | 594.1891 | 0.009518% | 0.00989% | 0.01182% | 0.01026% | 7081 | 0.01025% | 0.01026% |  | 12.3719 | 22.8663 | 24.6128 |  | 7246 | 433.6015 | 462.8018 | 569.5763 |  | 7246 | 0.009439% | 0.009823% | 0.0118% | 0.01352% | 0.01147% | 0.0123% |  | 7246 | 0.009823% | 0.0118% | 7246 | 5855 | 0.01022% | 2460 | 0.0102% | 0.01021% |  | 7246 | 0.01147% | 0.0123% | 0.01189% |  | 7246 | 7081 | 0.01021% | 0.01192%
| Oct | 29 | 23 | 7247 | 439.9669 | 478.9838 | 587.0718 | 0.00939% | 0.009754% | 0.01167% | 0.01026% | 7608 | 0.01025% | 0.01026% |  | 12.3734 | 22.8655 | 24.6127 |  | 7247 | 427.5934 | 456.1183 | 562.4591 |  | 7247 | 0.009308% | 0.009681% | 0.01165% | 0.01352% | 0.01147% | 0.0123% |  | 7247 | 0.009681% | 0.01165% | 7247 | 3315 | 0.01022% | 7130 | 0.01019% | 0.01021% |  | 7247 | 0.01147% | 0.0123% | 0.01189% |  | 7247 | 7608 | 0.01021% | 0.01178%
| Oct | 30 | 0 | 7248 | 438.0853 | 480.5106 | 586.1528 | 0.00935% | 0.009785% | 0.01166% | 0.01026% | 6659 | 0.01025% | 0.01026% |  | 12.375 | 22.8647 | 24.6126 |  | 7248 | 425.7104 | 457.6458 | 561.5402 |  | 7248 | 0.009267% | 0.009713% | 0.01163% | 0.01353% | 0.01147% | 0.0123% |  | 7248 | 0.009713% | 0.01163% | 7248 | 1606 | 0.01022% | 7658 | 0.01019% | 0.01021% |  | 7248 | 0.01147% | 0.0123% | 0.01189% |  | 7248 | 6659 | 0.01021% | 0.01198%
| Oct | 30 | 1 | 7249 | 439.9263 | 479.7751 | 591.7604 | 0.009389% | 0.00977% | 0.01177% | 0.01026% | 8611 | 0.01025% | 0.01026% |  | 12.3765 | 22.8639 | 24.6125 |  | 7249 | 427.5498 | 456.9112 | 567.1479 |  | 7249 | 0.009307% | 0.009698% | 0.01174% | 0.01353% | 0.01147% | 0.0123% |  | 7249 | 0.009698% | 0.01174% | 7249 | 6535 | 0.01022% | 7092 | 0.01019% | 0.01021% |  | 7249 | 0.01147% | 0.0123% | 0.01189% |  | 7249 | 8611 | 0.01021% | 0.0111%
| Oct | 30 | 2 | 7250 | 445.4127 | 483.1824 | 600.5 | 0.009506% | 0.009839% | 0.01194% | 0.01026% | 7733 | 0.01025% | 0.01026% |  | 12.378 | 22.8632 | 24.6123 |  | 7250 | 433.0347 | 460.3192 | 575.8876 |  | 7250 | 0.009426% | 0.00977% | 0.01193% | 0.01353% | 0.01147% | 0.0123% |  | 7250 | 0.00977% | 0.01193% | 7250 | 2821 | 0.01022% | 2738 | 0.01019% | 0.0102% |  | 7250 | 0.01147% | 0.0123% | 0.01189% |  | 7250 | 7733 | 0.0102% | 0.01172%
| Oct | 30 | 3 | 7251 | 453.7486 | 490.8907 | 610.6274 | 0.009684% | 0.009996% | 0.01214% | 0.01026% | 7753 | 0.01025% | 0.01026% |  | 12.3795 | 22.8624 | 24.6122 |  | 7251 | 441.3691 | 468.0283 | 586.0152 |  | 7251 | 0.009608% | 0.009934% | 0.01214% | 0.01353% | 0.01147% | 0.0123% |  | 7251 | 0.009934% | 0.01214% | 7251 | 7081 | 0.01022% | 8536 | 0.01019% | 0.0102% |  | 7251 | 0.01147% | 0.0123% | 0.01189% |  | 7251 | 7753 | 0.0102% | 0.01171%
| Oct | 30 | 4 | 7252 | 463.6196 | 502.6393 | 621.8801 | 0.009895% | 0.01024% | 0.01237% | 0.01026% | 7726 | 0.01025% | 0.01026% |  | 12.3811 | 22.8616 | 24.6121 |  | 7252 | 451.2386 | 479.7777 | 597.268 |  | 7252 | 0.009823% | 0.01018% | 0.01237% | 0.01353% | 0.01147% | 0.0123% |  | 7252 | 0.01018% | 0.01237% | 7252 | 6574 | 0.01022% | 2290 | 0.01019% | 0.0102% |  | 7252 | 0.01147% | 0.0123% | 0.01189% |  | 7252 | 7726 | 0.0102% | 0.01173%
| Oct | 30 | 5 | 7253 | 483.2182 | 523.837 | 645.989 | 0.01031% | 0.01067% | 0.01285% | 0.01026% | 592 | 0.01025% | 0.01026% |  | 12.3826 | 22.8608 | 24.612 |  | 7253 | 470.8356 | 500.9762 | 621.377 |  | 7253 | 0.01025% | 0.01063% | 0.01287% | 0.01353% | 0.01147% | 0.0123% |  | 7253 | 0.01063% | 0.01287% | 7253 | 2051 | 0.01021% | 6472 | 0.01019% | 0.0102% |  | 7253 | 0.01147% | 0.0123% | 0.01189% |  | 7253 | 592 | 0.0102% | 0.009388%
| Oct | 30 | 6 | 7254 | 507.9924 | 553.9347 | 674.0738 | 0.01084% | 0.01128% | 0.0134% | 0.01026% | 6419 | 0.01025% | 0.01026% |  | 12.3841 | 22.86 | 24.6119 |  | 7254 | 495.6083 | 531.0747 | 649.462 |  | 7254 | 0.01079% | 0.01127% | 0.01345% | 0.01354% | 0.01147% | 0.0123% |  | 7254 | 0.01127% | 0.01345% | 7254 | 5879 | 0.01021% | 7745 | 0.01019% | 0.0102% |  | 7254 | 0.01147% | 0.0123% | 0.01189% |  | 7254 | 6419 | 0.0102% | 0.01202%
| Oct | 30 | 7 | 7255 | 521.0395 | 561.3171 | 680.3847 | 0.01112% | 0.01143% | 0.01353% | 0.01026% | 6690 | 0.01025% | 0.01025% |  | 12.3857 | 22.8593 | 24.6118 |  | 7255 | 508.6539 | 538.4579 | 655.773 |  | 7255 | 0.01107% | 0.01143% | 0.01358% | 0.01354% | 0.01147% | 0.0123% |  | 7255 | 0.01143% | 0.01358% | 7255 | 2561 | 0.01021% | 8755 | 0.01019% | 0.0102% |  | 7255 | 0.01147% | 0.0123% | 0.01189% |  | 7255 | 6690 | 0.0102% | 0.01197%
| Oct | 30 | 8 | 7256 | 508.8016 | 543.657 | 660.3362 | 0.01086% | 0.01107% | 0.01313% | 0.01026% | 8164 | 0.01025% | 0.01025% |  | 12.3872 | 22.8585 | 24.6117 |  | 7256 | 496.4144 | 520.7985 | 635.7245 |  | 7256 | 0.01081% | 0.01105% | 0.01316% | 0.01354% | 0.01147% | 0.0123% |  | 7256 | 0.01105% | 0.01316% | 7256 | 2141 | 0.01021% | 3527 | 0.01019% | 0.0102% |  | 7256 | 0.01147% | 0.0123% | 0.01189% |  | 7256 | 8164 | 0.0102% | 0.01146%
| Oct | 30 | 9 | 7257 | 495.5127 | 522.9247 | 630.6291 | 0.01058% | 0.01065% | 0.01254% | 0.01026% | 7409 | 0.01025% | 0.01025% |  | 12.3887 | 22.8577 | 24.6115 |  | 7257 | 483.1239 | 500.067 | 606.0175 |  | 7257 | 0.01052% | 0.01061% | 0.01255% | 0.01354% | 0.01147% | 0.0123% |  | 7257 | 0.01061% | 0.01255% | 7257 | 7103 | 0.01021% | 1770 | 0.01019% | 0.0102% |  | 7257 | 0.01147% | 0.0123% | 0.01189% |  | 7257 | 7409 | 0.0102% | 0.01185%
| Oct | 30 | 10 | 7258 | 480.6435 | 509.5562 | 601.4471 | 0.01026% | 0.01038% | 0.01196% | 0.01026% | 7610 | 0.01025% | 0.01025% |  | 12.3903 | 22.8569 | 24.6114 |  | 7258 | 468.2533 | 486.6993 | 576.8357 |  | 7258 | 0.01019% | 0.01033% | 0.01195% | 0.01354% | 0.01147% | 0.0123% |  | 7258 | 0.01033% | 0.01195% | 7258 | 7884 | 0.01021% | 8642 | 0.01019% | 0.0102% |  | 7258 | 0.01147% | 0.0123% | 0.01189% |  | 7258 | 7610 | 0.0102% | 0.01178%
| Oct | 30 | 11 | 7259 | 477.6866 | 498.7386 | 579.5606 | 0.0102% | 0.01016% | 0.01152% | 0.01026% | 8712 | 0.01025% | 0.01025% |  | 12.3918 | 22.8561 | 24.6113 |  | 7259 | 465.2948 | 475.8825 | 554.9493 |  | 7259 | 0.01013% | 0.0101% | 0.01149% | 0.01354% | 0.01147% | 0.0123% |  | 7259 | 0.0101% | 0.01149% | 7259 | 7054 | 0.01021% | 6600 | 0.01019% | 0.0102% |  | 7259 | 0.01147% | 0.0123% | 0.01188% |  | 7259 | 8712 | 0.0102% | 0.01101%
| Oct | 30 | 12 | 7260 | 473.9397 | 488.824 | 575.1439 | 0.01012% | 0.009954% | 0.01144% | 0.01026% | 3512 | 0.01025% | 0.01025% |  | 12.3933 | 22.8553 | 24.6112 |  | 7260 | 461.5464 | 465.9686 | 550.5327 |  | 7260 | 0.01005% | 0.00989% | 0.0114% | 0.01355% | 0.01147% | 0.0123% |  | 7260 | 0.00989% | 0.0114% | 7260 | 1618 | 0.01021% | 7356 | 0.01019% | 0.0102% |  | 7260 | 0.01147% | 0.0123% | 0.01188% |  | 7260 | 3512 | 0.0102% | 0.01209%
| Oct | 30 | 13 | 7261 | 467.1508 | 487.1389 | 551.4289 | 0.00997% | 0.00992% | 0.01096% | 0.01026% | 6440 | 0.01025% | 0.01025% |  | 12.3949 | 22.8545 | 24.6111 |  | 7261 | 454.7559 | 464.2844 | 526.8178 |  | 7261 | 0.009899% | 0.009854% | 0.01091% | 0.01355% | 0.01147% | 0.0123% |  | 7261 | 0.009854% | 0.01091% | 7261 | 1530 | 0.01021% | 435 | 0.01018% | 0.0102% |  | 7261 | 0.01147% | 0.0123% | 0.01188% |  | 7261 | 6440 | 0.0102% | 0.01202%
| Oct | 30 | 14 | 7262 | 462.715 | 480.5292 | 540.5325 | 0.009876% | 0.009785% | 0.01075% | 0.01026% | 6185 | 0.01025% | 0.01025% |  | 12.3964 | 22.8537 | 24.6109 |  | 7262 | 450.3186 | 457.6754 | 515.9216 |  | 7262 | 0.009803% | 0.009714% | 0.01068% | 0.01355% | 0.01147% | 0.0123% |  | 7262 | 0.009714% | 0.01068% | 7262 | 2585 | 0.01021% | 7792 | 0.01018% | 0.0102% |  | 7262 | 0.01147% | 0.0123% | 0.01188% |  | 7262 | 6185 | 0.0102% | 0.01209%
| Oct | 30 | 15 | 7263 | 461.4645 | 480.2313 | 537.7662 | 0.009849% | 0.009779% | 0.01069% | 0.01025% | 591 | 0.01025% | 0.01025% |  | 12.398 | 22.853 | 24.6108 |  | 7263 | 449.0665 | 457.3783 | 513.1554 |  | 7263 | 0.009775% | 0.009708% | 0.01063% | 0.01355% | 0.01147% | 0.0123% |  | 7263 | 0.009708% | 0.01063% | 7263 | 6857 | 0.01021% | 6530 | 0.01018% | 0.0102% |  | 7263 | 0.01147% | 0.0123% | 0.01188% |  | 7263 | 591 | 0.0102% | 0.009387%
| Oct | 30 | 16 | 7264 | 461.4971 | 484.6626 | 543.6739 | 0.00985% | 0.009869% | 0.01081% | 0.01025% | 1925 | 0.01024% | 0.01025% |  | 12.3995 | 22.8522 | 24.6107 |  | 7264 | 449.0976 | 461.8104 | 519.0632 |  | 7264 | 0.009776% | 0.009802% | 0.01075% | 0.01355% | 0.01147% | 0.0123% |  | 7264 | 0.009802% | 0.01075% | 7264 | 7314 | 0.01021% | 2074 | 0.01018% | 0.0102% |  | 7264 | 0.01147% | 0.0123% | 0.01188% |  | 7264 | 1925 | 0.0102% | 0.01046%
| Oct | 30 | 17 | 7265 | 469.5788 | 497.4539 | 561.7438 | 0.01002% | 0.01013% | 0.01117% | 0.01025% | 8572 | 0.01024% | 0.01025% |  | 12.4011 | 22.8514 | 24.6106 |  | 7265 | 457.1777 | 474.6025 | 537.1333 |  | 7265 | 0.009952% | 0.01007% | 0.01112% | 0.01355% | 0.01147% | 0.0123% |  | 7265 | 0.01007% | 0.01112% | 7265 | 1416 | 0.01021% | 1796 | 0.01018% | 0.0102% |  | 7265 | 0.01147% | 0.0123% | 0.01188% |  | 7265 | 8572 | 0.0102% | 0.01113%
| Oct | 30 | 18 | 7266 | 490.6492 | 508.0109 | 582.5801 | 0.01047% | 0.01034% | 0.01158% | 0.01025% | 6392 | 0.01024% | 0.01025% |  | 12.4026 | 22.8506 | 24.6105 |  | 7266 | 478.2466 | 485.1603 | 557.9696 |  | 7266 | 0.01041% | 0.0103% | 0.01155% | 0.01356% | 0.01147% | 0.0123% |  | 7266 | 0.0103% | 0.01155% | 7266 | 7107 | 0.01021% | 1717 | 0.01018% | 0.0102% |  | 7266 | 0.01147% | 0.0123% | 0.01188% |  | 7266 | 6392 | 0.0102% | 0.01203%
| Oct | 30 | 19 | 7267 | 496.6577 | 507.1358 | 590.9727 | 0.0106% | 0.01033% | 0.01175% | 0.01025% | 8741 | 0.01024% | 0.01025% |  | 12.4041 | 22.8498 | 24.6103 |  | 7267 | 484.2535 | 484.286 | 566.3624 |  | 7267 | 0.01054% | 0.01028% | 0.01173% | 0.01356% | 0.01147% | 0.0123% |  | 7267 | 0.01028% | 0.01173% | 7267 | 8568 | 0.01021% | 7313 | 0.01018% | 0.0102% |  | 7267 | 0.01147% | 0.0123% | 0.01188% |  | 7267 | 8741 | 0.0102% | 0.01099%
| Oct | 30 | 20 | 7268 | 498.7402 | 504.8736 | 590.5507 | 0.01064% | 0.01028% | 0.01174% | 0.01025% | 2052 | 0.01024% | 0.01025% |  | 12.4057 | 22.849 | 24.6102 |  | 7268 | 486.3345 | 482.0246 | 565.9405 |  | 7268 | 0.01059% | 0.01023% | 0.01172% | 0.01356% | 0.01146% | 0.0123% |  | 7268 | 0.01023% | 0.01172% | 7268 | 8620 | 0.01021% | 8535 | 0.01018% | 0.0102% |  | 7268 | 0.01146% | 0.0123% | 0.01188% |  | 7268 | 2052 | 0.0102% | 0.01057%
| Oct | 30 | 21 | 7269 | 491.628 | 494.931 | 588.1501 | 0.01049% | 0.01008% | 0.0117% | 0.01025% | 7764 | 0.01024% | 0.01024% |  | 12.4072 | 22.8482 | 24.6101 |  | 7269 | 479.2207 | 472.0828 | 563.5401 |  | 7269 | 0.01043% | 0.01002% | 0.01167% | 0.01356% | 0.01146% | 0.0123% |  | 7269 | 0.01002% | 0.01167% | 7269 | 8752 | 0.01021% | 8692 | 0.01018% | 0.0102% |  | 7269 | 0.01146% | 0.0123% | 0.01188% |  | 7269 | 7764 | 0.0102% | 0.01171%
| Oct | 30 | 22 | 7270 | 484.1065 | 486.3662 | 574.5531 | 0.01033% | 0.009904% | 0.01142% | 0.01025% | 280 | 0.01024% | 0.01024% |  | 12.4088 | 22.8474 | 24.61 |  | 7270 | 471.6977 | 463.5189 | 549.9432 |  | 7270 | 0.01027% | 0.009838% | 0.01139% | 0.01356% | 0.01146% | 0.0123% |  | 7270 | 0.009838% | 0.01139% | 7270 | 7452 | 0.01021% | 6683 | 0.01018% | 0.01019% |  | 7270 | 0.01146% | 0.0123% | 0.01188% |  | 7270 | 280 | 0.01019% | 0.009223%
| Oct | 30 | 23 | 7271 | 481.2974 | 476.4889 | 570.3052 | 0.01027% | 0.009703% | 0.01134% | 0.01025% | 8750 | 0.01023% | 0.01024% |  | 12.4103 | 22.8466 | 24.6098 |  | 7271 | 468.8871 | 453.6423 | 545.6954 |  | 7271 | 0.01021% | 0.009628% | 0.0113% | 0.01356% | 0.01146% | 0.0123% |  | 7271 | 0.009628% | 0.0113% | 7271 | 6726 | 0.01021% | 7688 | 0.01018% | 0.01019% |  | 7271 | 0.01146% | 0.0123% | 0.01188% |  | 7271 | 8750 | 0.01019% | 0.01098%
| Oct | 31 | 0 | 7272 | 481.5482 | 458.205 | 573.5498 | 0.01028% | 0.009331% | 0.0114% | 0.01025% | 97 | 0.01023% | 0.01024% |  | 12.4119 | 22.8458 | 24.6097 |  | 7272 | 469.1363 | 435.3592 | 548.9401 |  | 7272 | 0.01021% | 0.00924% | 0.01137% | 0.01357% | 0.01146% | 0.0123% |  | 7272 | 0.00924% | 0.01137% | 7272 | 3150 | 0.01021% | 2024 | 0.01018% | 0.01019% |  | 7272 | 0.01146% | 0.0123% | 0.01188% |  | 7272 | 97 | 0.01019% | 0.009155%
| Oct | 31 | 1 | 7273 | 485.0785 | 457.9071 | 571.9181 | 0.01035% | 0.009325% | 0.01137% | 0.01025% | 8689 | 0.01023% | 0.01024% |  | 12.4135 | 22.845 | 24.6096 |  | 7273 | 472.665 | 435.0621 | 547.3086 |  | 7273 | 0.01029% | 0.009234% | 0.01133% | 0.01357% | 0.01146% | 0.0123% |  | 7273 | 0.009234% | 0.01133% | 7273 | 2548 | 0.01021% | 7165 | 0.01018% | 0.01019% |  | 7273 | 0.01146% | 0.0123% | 0.01188% |  | 7273 | 8689 | 0.01019% | 0.01103%
| Oct | 31 | 2 | 7274 | 489.8555 | 458.6239 | 577.657 | 0.01045% | 0.009339% | 0.01149% | 0.01025% | 6391 | 0.01023% | 0.01024% |  | 12.415 | 22.8442 | 24.6095 |  | 7274 | 477.4405 | 435.7797 | 553.0476 |  | 7274 | 0.01039% | 0.009249% | 0.01145% | 0.01357% | 0.01146% | 0.0123% |  | 7274 | 0.009249% | 0.01145% | 7274 | 3076 | 0.01021% | 6420 | 0.01018% | 0.01019% |  | 7274 | 0.01146% | 0.0123% | 0.01188% |  | 7274 | 6391 | 0.01019% | 0.01203%
| Oct | 31 | 3 | 7275 | 493.5172 | 463.2507 | 581.7642 | 0.01053% | 0.009433% | 0.01157% | 0.01025% | 7426 | 0.01023% | 0.01024% |  | 12.4166 | 22.8434 | 24.6093 |  | 7275 | 481.1006 | 440.4073 | 557.1549 |  | 7275 | 0.01047% | 0.009348% | 0.01154% | 0.01357% | 0.01146% | 0.0123% |  | 7275 | 0.009348% | 0.01154% | 7275 | 5908 | 0.01021% | 8562 | 0.01018% | 0.01019% |  | 7275 | 0.01146% | 0.0123% | 0.01188% |  | 7275 | 7426 | 0.01019% | 0.01184%
| Oct | 31 | 4 | 7276 | 503.6434 | 469.3485 | 590.9821 | 0.01075% | 0.009558% | 0.01175% | 0.01025% | 7861 | 0.01023% | 0.01024% |  | 12.4181 | 22.8426 | 24.6092 |  | 7276 | 491.2252 | 446.5059 | 566.3729 |  | 7276 | 0.01069% | 0.009477% | 0.01173% | 0.01357% | 0.01146% | 0.0123% |  | 7276 | 0.009477% | 0.01173% | 7276 | 1989 | 0.0102% | 6150 | 0.01018% | 0.01019% |  | 7276 | 0.01146% | 0.0123% | 0.01188% |  | 7276 | 7861 | 0.01019% | 0.01165%
| Oct | 31 | 5 | 7277 | 522.4319 | 482.2514 | 608.7144 | 0.01115% | 0.00982% | 0.0121% | 0.01025% | 8584 | 0.01023% | 0.01024% |  | 12.4197 | 22.8418 | 24.6091 |  | 7277 | 510.0122 | 459.4097 | 584.1054 |  | 7277 | 0.0111% | 0.009751% | 0.0121% | 0.01357% | 0.01146% | 0.0123% |  | 7277 | 0.009751% | 0.0121% | 7277 | 1150 | 0.0102% | 6700 | 0.01018% | 0.01019% |  | 7277 | 0.01146% | 0.0123% | 0.01188% |  | 7277 | 8584 | 0.01019% | 0.01112%
| Oct | 31 | 6 | 7278 | 552.2919 | 500.917 | 634.9145 | 0.01179% | 0.0102% | 0.01262% | 0.01025% | 7611 | 0.01023% | 0.01024% |  | 12.4212 | 22.841 | 24.6089 |  | 7278 | 539.8707 | 478.0761 | 610.3055 |  | 7278 | 0.01175% | 0.01015% | 0.01264% | 0.01358% | 0.01146% | 0.0123% |  | 7278 | 0.01015% | 0.01264% | 7278 | 7413 | 0.0102% | 1798 | 0.01018% | 0.01019% |  | 7278 | 0.01146% | 0.0123% | 0.01188% |  | 7278 | 7611 | 0.01019% | 0.01178%
| Oct | 31 | 7 | 7279 | 557.5658 | 509.1746 | 635.5146 | 0.0119% | 0.01037% | 0.01264% | 0.01025% | 8586 | 0.01023% | 0.01024% |  | 12.4228 | 22.8402 | 24.6088 |  | 7279 | 545.143 | 486.3344 | 610.9058 |  | 7279 | 0.01187% | 0.01032% | 0.01265% | 0.01358% | 0.01146% | 0.0123% |  | 7279 | 0.01032% | 0.01265% | 7279 | 1123 | 0.0102% | 2059 | 0.01018% | 0.01019% |  | 7279 | 0.01146% | 0.0123% | 0.01188% |  | 7279 | 8586 | 0.01019% | 0.01112%
| Oct | 31 | 8 | 7280 | 542.4776 | 502.4531 | 623.7274 | 0.01158% | 0.01023% | 0.0124% | 0.01025% | 6369 | 0.01023% | 0.01024% |  | 12.4244 | 22.8393 | 24.6087 |  | 7280 | 530.0532 | 479.6137 | 599.1187 |  | 7280 | 0.01154% | 0.01018% | 0.01241% | 0.01358% | 0.01146% | 0.0123% |  | 7280 | 0.01018% | 0.01241% | 7280 | 2764 | 0.0102% | 8162 | 0.01018% | 0.01019% |  | 7280 | 0.01146% | 0.0123% | 0.01188% |  | 7280 | 6369 | 0.01019% | 0.01204%
| Oct | 31 | 9 | 7281 | 523.0578 | 491.3189 | 611.6401 | 0.01116% | 0.01% | 0.01216% | 0.01025% | 6144 | 0.01023% | 0.01024% |  | 12.4259 | 22.8385 | 24.6086 |  | 7281 | 510.6319 | 468.4804 | 587.0316 |  | 7281 | 0.01112% | 0.009943% | 0.01216% | 0.01358% | 0.01146% | 0.0123% |  | 7281 | 0.009943% | 0.01216% | 7281 | 2738 | 0.0102% | 3512 | 0.01018% | 0.01019% |  | 7281 | 0.01146% | 0.0123% | 0.01188% |  | 7281 | 6144 | 0.01019% | 0.0121%
| Oct | 31 | 10 | 7282 | 510.1359 | 490.9558 | 598.4182 | 0.01089% | 0.009998% | 0.0119% | 0.01025% | 6528 | 0.01023% | 0.01024% |  | 12.4275 | 22.8377 | 24.6084 |  | 7282 | 497.7084 | 468.1181 | 573.8098 |  | 7282 | 0.01083% | 0.009936% | 0.01188% | 0.01358% | 0.01146% | 0.0123% |  | 7282 | 0.009936% | 0.01188% | 7282 | 3099 | 0.0102% | 134 | 0.01018% | 0.01019% |  | 7282 | 0.01146% | 0.0123% | 0.01188% |  | 7282 | 6528 | 0.01019% | 0.012%
| Oct | 31 | 11 | 7283 | 497.2437 | 486.3383 | 574.8438 | 0.01061% | 0.009904% | 0.01143% | 0.01024% | 2120 | 0.01023% | 0.01024% |  | 12.4291 | 22.8369 | 24.6083 |  | 7283 | 484.8147 | 463.5014 | 550.2355 |  | 7283 | 0.01055% | 0.009838% | 0.01139% | 0.01359% | 0.01146% | 0.0123% |  | 7283 | 0.009838% | 0.01139% | 7283 | 7478 | 0.0102% | 2069 | 0.01018% | 0.01019% |  | 7283 | 0.01146% | 0.0123% | 0.01188% |  | 7283 | 2120 | 0.01019% | 0.01063%
| Oct | 31 | 12 | 7284 | 488.7324 | 476.3399 | 548.0343 | 0.01043% | 0.0097% | 0.0109% | 0.01024% | 3284 | 0.01023% | 0.01024% |  | 12.4306 | 22.8361 | 24.6082 |  | 7284 | 476.3017 | 453.5038 | 523.4261 |  | 7284 | 0.01037% | 0.009626% | 0.01084% | 0.01359% | 0.01146% | 0.0123% |  | 7284 | 0.009626% | 0.01084% | 7284 | 2737 | 0.0102% | 7079 | 0.01017% | 0.01019% |  | 7284 | 0.01146% | 0.0123% | 0.01188% |  | 7284 | 3284 | 0.01019% | 0.01186%
| Oct | 31 | 13 | 7285 | 474.8963 | 466.6115 | 535.2906 | 0.01014% | 0.009502% | 0.01064% | 0.01024% | 6475 | 0.01023% | 0.01024% |  | 12.4322 | 22.8353 | 24.608 |  | 7285 | 462.4641 | 443.7762 | 510.6826 |  | 7285 | 0.01007% | 0.009419% | 0.01058% | 0.01359% | 0.01146% | 0.0123% |  | 7285 | 0.009419% | 0.01058% | 7285 | 1858 | 0.0102% | 2736 | 0.01017% | 0.01019% |  | 7285 | 0.01146% | 0.0123% | 0.01188% |  | 7285 | 6475 | 0.01019% | 0.01201%
| Oct | 31 | 14 | 7286 | 465.8617 | 469.8139 | 528.1733 | 0.009943% | 0.009567% | 0.0105% | 0.01024% | 6239 | 0.01023% | 0.01024% |  | 12.4338 | 22.8345 | 24.6079 |  | 7286 | 453.428 | 446.9795 | 503.5654 |  | 7286 | 0.00987% | 0.009487% | 0.01043% | 0.01359% | 0.01146% | 0.0123% |  | 7286 | 0.009487% | 0.01043% | 7286 | 2068 | 0.0102% | 8611 | 0.01017% | 0.01019% |  | 7286 | 0.01146% | 0.0123% | 0.01188% |  | 7286 | 6239 | 0.01019% | 0.01207%
| Oct | 31 | 15 | 7287 | 466.1791 | 461.6309 | 523.1752 | 0.00995% | 0.0094% | 0.0104% | 0.01024% | 8691 | 0.01023% | 0.01024% |  | 12.4353 | 22.8337 | 24.6078 |  | 7287 | 453.7438 | 438.7972 | 498.5675 |  | 7287 | 0.009877% | 0.009313% | 0.01032% | 0.01359% | 0.01146% | 0.0123% |  | 7287 | 0.009313% | 0.01032% | 7287 | 2170 | 0.0102% | 3284 | 0.01017% | 0.01019% |  | 7287 | 0.01146% | 0.0123% | 0.01188% |  | 7287 | 8691 | 0.01019% | 0.01103%
| Oct | 31 | 16 | 7288 | 461.471 | 465.3454 | 525.0225 | 0.009849% | 0.009476% | 0.01044% | 0.01024% | 6625 | 0.01023% | 0.01024% |  | 12.4369 | 22.8329 | 24.6076 |  | 7288 | 449.034 | 442.5125 | 500.4149 |  | 7288 | 0.009775% | 0.009392% | 0.01036% | 0.01359% | 0.01146% | 0.0123% |  | 7288 | 0.009392% | 0.01036% | 7288 | 6746 | 0.0102% | 6601 | 0.01017% | 0.01019% |  | 7288 | 0.01146% | 0.0123% | 0.01188% |  | 7288 | 6625 | 0.01019% | 0.01198%
| Oct | 31 | 17 | 7289 | 471.847 | 474.4315 | 537.2973 | 0.01007% | 0.009661% | 0.01068% | 0.01024% | 8690 | 0.01023% | 0.01024% |  | 12.4385 | 22.832 | 24.6075 |  | 7289 | 459.4085 | 451.5994 | 512.6899 |  | 7289 | 0.01% | 0.009585% | 0.01062% | 0.0136% | 0.01146% | 0.0123% |  | 7289 | 0.009585% | 0.01062% | 7289 | 1643 | 0.0102% | 6462 | 0.01017% | 0.01019% |  | 7289 | 0.01146% | 0.0123% | 0.01188% |  | 7289 | 8690 | 0.01019% | 0.01103%
| Oct | 31 | 18 | 7290 | 484.5231 | 489.9225 | 554.5796 | 0.01034% | 0.009977% | 0.01103% | 0.01024% | 7439 | 0.01023% | 0.01023% |  | 12.4401 | 22.8312 | 24.6074 |  | 7290 | 472.083 | 467.0913 | 529.9723 |  | 7290 | 0.01028% | 0.009914% | 0.01097% | 0.0136% | 0.01146% | 0.0123% |  | 7290 | 0.009914% | 0.01097% | 7290 | 2295 | 0.0102% | 7169 | 0.01017% | 0.01018% |  | 7290 | 0.01146% | 0.0123% | 0.01188% |  | 7290 | 7439 | 0.01018% | 0.01184%
| Oct | 31 | 19 | 7291 | 488.8857 | 492.5478 | 560.0934 | 0.01043% | 0.01003% | 0.01114% | 0.01024% | 6402 | 0.01023% | 0.01023% |  | 12.4416 | 22.8304 | 24.6072 |  | 7291 | 476.444 | 469.7174 | 535.4862 |  | 7291 | 0.01037% | 0.00997% | 0.01109% | 0.0136% | 0.01146% | 0.0123% |  | 7291 | 0.00997% | 0.01109% | 7291 | 1613 | 0.0102% | 7608 | 0.01017% | 0.01018% |  | 7291 | 0.01146% | 0.0123% | 0.01188% |  | 7291 | 6402 | 0.01018% | 0.01203%
| Oct | 31 | 20 | 7292 | 493.3843 | 487.7441 | 564.9508 | 0.01053% | 0.009932% | 0.01123% | 0.01024% | 3497 | 0.01022% | 0.01023% |  | 12.4432 | 22.8296 | 24.6071 |  | 7292 | 480.9411 | 464.9145 | 540.3438 |  | 7292 | 0.01047% | 0.009868% | 0.01119% | 0.0136% | 0.01146% | 0.0123% |  | 7292 | 0.009868% | 0.01119% | 7292 | 6558 | 0.0102% | 1929 | 0.01017% | 0.01018% |  | 7292 | 0.01146% | 0.0123% | 0.01188% |  | 7292 | 3497 | 0.01018% | 0.01207%
| Oct | 31 | 21 | 7293 | 492.0888 | 482.8659 | 563.6943 | 0.0105% | 0.009833% | 0.01121% | 0.01024% | 1997 | 0.01022% | 0.01023% |  | 12.4448 | 22.8288 | 24.6069 |  | 7293 | 479.644 | 460.0371 | 539.0873 |  | 7293 | 0.01044% | 0.009764% | 0.01116% | 0.0136% | 0.01145% | 0.0123% |  | 7293 | 0.009764% | 0.01116% | 7293 | 784 | 0.0102% | 7733 | 0.01017% | 0.01018% |  | 7293 | 0.01145% | 0.0123% | 0.01188% |  | 7293 | 1997 | 0.01018% | 0.01052%
| Oct | 31 | 22 | 7294 | 478.6653 | 477.4105 | 553.4919 | 0.01022% | 0.009722% | 0.01101% | 0.01024% | 7145 | 0.01022% | 0.01023% |  | 12.4464 | 22.8279 | 24.6068 |  | 7294 | 466.2189 | 454.5826 | 528.885 |  | 7294 | 0.01015% | 0.009648% | 0.01095% | 0.0136% | 0.01145% | 0.0123% |  | 7294 | 0.009648% | 0.01095% | 7294 | 8617 | 0.0102% | 7753 | 0.01017% | 0.01018% |  | 7294 | 0.01145% | 0.0123% | 0.01188% |  | 7294 | 7145 | 0.01018% | 0.01191%
| Oct | 31 | 23 | 7295 | 472.7369 | 470.3166 | 551.6352 | 0.01009% | 0.009577% | 0.01097% | 0.01024% | 6333 | 0.01022% | 0.01023% |  | 12.448 | 22.8271 | 24.6067 |  | 7295 | 460.289 | 447.4895 | 527.0285 |  | 7295 | 0.01002% | 0.009498% | 0.01091% | 0.01361% | 0.01145% | 0.0123% |  | 7295 | 0.009498% | 0.01091% | 7295 | 2310 | 0.0102% | 6393 | 0.01017% | 0.01018% |  | 7295 | 0.01145% | 0.0123% | 0.01188% |  | 7295 | 6333 | 0.01018% | 0.01205%
| Nov | 1 | 0 | 7296 | 468.9257 | 470.1211 | 548.2781 | 0.01001% | 0.009573% | 0.0109% | 0.01024% | 88 | 0.01022% | 0.01023% |  | 12.4495 | 22.8263 | 24.6065 |  | 7296 | 456.4762 | 447.2949 | 523.6716 |  | 7296 | 0.009937% | 0.009494% | 0.01084% | 0.01361% | 0.01145% | 0.0123% |  | 7296 | 0.009494% | 0.01084% | 7296 | 3097 | 0.0102% | 7081 | 0.01017% | 0.01018% |  | 7296 | 0.01145% | 0.0123% | 0.01188% |  | 7296 | 88 | 0.01018% | 0.009152%
| Nov | 1 | 1 | 7297 | 469.4514 | 470.1211 | 549.9285 | 0.01002% | 0.009573% | 0.01094% | 0.01024% | 6198 | 0.01022% | 0.01023% |  | 12.4511 | 22.8255 | 24.6064 |  | 7297 | 457.0003 | 447.2957 | 525.3221 |  | 7297 | 0.009948% | 0.009494% | 0.01088% | 0.01361% | 0.01145% | 0.0123% |  | 7297 | 0.009494% | 0.01088% | 7297 | 7439 | 0.01019% | 7726 | 0.01017% | 0.01018% |  | 7297 | 0.01145% | 0.0123% | 0.01188% |  | 7297 | 6198 | 0.01018% | 0.01208%
| Nov | 1 | 2 | 7298 | 470.4561 | 469.125 | 555.8924 | 0.01004% | 0.009553% | 0.01105% | 0.01024% | 6509 | 0.01022% | 0.01023% |  | 12.4527 | 22.8246 | 24.6063 |  | 7298 | 458.0034 | 446.3004 | 531.2862 |  | 7298 | 0.00997% | 0.009473% | 0.011% | 0.01361% | 0.01145% | 0.0123% |  | 7298 | 0.009473% | 0.011% | 7298 | 6599 | 0.01019% | 8164 | 0.01017% | 0.01018% |  | 7298 | 0.01145% | 0.0123% | 0.01188% |  | 7298 | 6509 | 0.01018% | 0.012%
| Nov | 1 | 3 | 7299 | 474.2614 | 473.0816 | 565.9448 | 0.01012% | 0.009634% | 0.01125% | 0.01024% | 7142 | 0.01022% | 0.01023% |  | 12.4543 | 22.8238 | 24.6061 |  | 7299 | 461.8071 | 450.2578 | 541.3387 |  | 7299 | 0.01005% | 0.009557% | 0.01121% | 0.01361% | 0.01145% | 0.0123% |  | 7299 | 0.009557% | 0.01121% | 7299 | 6220 | 0.01019% | 6659 | 0.01017% | 0.01018% |  | 7299 | 0.01145% | 0.0123% | 0.01188% |  | 7299 | 7142 | 0.01018% | 0.01191%
| Nov | 1 | 4 | 7300 | 483.9894 | 478.0342 | 585.2244 | 0.01033% | 0.009734% | 0.01164% | 0.01024% | 8163 | 0.01022% | 0.01023% |  | 12.4559 | 22.823 | 24.606 |  | 7300 | 471.5335 | 455.2112 | 560.6185 |  | 7300 | 0.01026% | 0.009662% | 0.01161% | 0.01361% | 0.01145% | 0.0123% |  | 7300 | 0.009662% | 0.01161% | 7300 | 1096 | 0.01019% | 8712 | 0.01017% | 0.01018% |  | 7300 | 0.01145% | 0.0123% | 0.01188% |  | 7300 | 8163 | 0.01018% | 0.01146%
| Nov | 1 | 5 | 7301 | 504.2605 | 497.7704 | 609.624 | 0.01076% | 0.01014% | 0.01212% | 0.01024% | 6404 | 0.01022% | 0.01023% |  | 12.4575 | 22.8222 | 24.6058 |  | 7301 | 491.803 | 474.9482 | 585.0182 |  | 7301 | 0.01071% | 0.01008% | 0.01211% | 0.01362% | 0.01145% | 0.0123% |  | 7301 | 0.01008% | 0.01211% | 7301 | 6886 | 0.01019% | 2740 | 0.01017% | 0.01018% |  | 7301 | 0.01145% | 0.0123% | 0.01187% |  | 7301 | 6404 | 0.01018% | 0.01203%
| Nov | 1 | 6 | 7302 | 532.2153 | 520.3367 | 637.2682 | 0.01136% | 0.0106% | 0.01267% | 0.01024% | 6720 | 0.01022% | 0.01023% |  | 12.459 | 22.8213 | 24.6057 |  | 7302 | 519.7562 | 497.5153 | 612.6625 |  | 7302 | 0.01131% | 0.01056% | 0.01269% | 0.01362% | 0.01145% | 0.0123% |  | 7302 | 0.01056% | 0.01269% | 7302 | 1093 | 0.01019% | 2701 | 0.01017% | 0.01018% |  | 7302 | 0.01145% | 0.0123% | 0.01187% |  | 7302 | 6720 | 0.01018% | 0.01197%
| Nov | 1 | 7 | 7303 | 532.602 | 530.093 | 644.2823 | 0.01137% | 0.01079% | 0.01281% | 0.01024% | 6646 | 0.01022% | 0.01023% |  | 12.4606 | 22.8205 | 24.6056 |  | 7303 | 520.1414 | 507.2725 | 619.6768 |  | 7303 | 0.01132% | 0.01077% | 0.01283% | 0.01362% | 0.01145% | 0.0123% |  | 7303 | 0.01077% | 0.01283% | 7303 | 2147 | 0.01019% | 7610 | 0.01017% | 0.01018% |  | 7303 | 0.01145% | 0.0123% | 0.01187% |  | 7303 | 6646 | 0.01018% | 0.01198%
| Nov | 1 | 8 | 7304 | 520.4538 | 525.941 | 628.3316 | 0.01111% | 0.01071% | 0.01249% | 0.01024% | 6722 | 0.01022% | 0.01023% |  | 12.4622 | 22.8197 | 24.6054 |  | 7304 | 507.9916 | 503.1213 | 603.7262 |  | 7304 | 0.01106% | 0.01068% | 0.0125% | 0.01362% | 0.01145% | 0.0123% |  | 7304 | 0.01068% | 0.0125% | 7304 | 1320 | 0.01019% | 6690 | 0.01016% | 0.01018% |  | 7304 | 0.01145% | 0.0123% | 0.01187% |  | 7304 | 6722 | 0.01018% | 0.01197%
| Nov | 1 | 9 | 7305 | 516.137 | 517.8976 | 598.8214 | 0.01102% | 0.01055% | 0.01191% | 0.01024% | 6149 | 0.01022% | 0.01023% |  | 12.4638 | 22.8188 | 24.6053 |  | 7305 | 503.6732 | 495.0787 | 574.2162 |  | 7305 | 0.01096% | 0.01051% | 0.01189% | 0.01362% | 0.01145% | 0.0123% |  | 7305 | 0.01051% | 0.01189% | 7305 | 2220 | 0.01019% | 7409 | 0.01016% | 0.01018% |  | 7305 | 0.01145% | 0.0123% | 0.01187% |  | 7305 | 6149 | 0.01018% | 0.0121%
| Nov | 1 | 10 | 7306 | 506.554 | 509.277 | 574.3187 | 0.01081% | 0.01037% | 0.01142% | 0.01024% | 3533 | 0.01022% | 0.01023% |  | 12.4654 | 22.818 | 24.6051 |  | 7306 | 494.0886 | 486.459 | 549.7136 |  | 7306 | 0.01076% | 0.01033% | 0.01138% | 0.01362% | 0.01145% | 0.0123% |  | 7306 | 0.01033% | 0.01138% | 7306 | 2582 | 0.01019% | 4251 | 0.01016% | 0.01018% |  | 7306 | 0.01145% | 0.0123% | 0.01187% |  | 7306 | 3533 | 0.01018% | 0.01211%
| Nov | 1 | 11 | 7307 | 490.2014 | 502.872 | 549.6847 | 0.01046% | 0.01024% | 0.01093% | 0.01024% | 8567 | 0.01022% | 0.01023% |  | 12.467 | 22.8172 | 24.605 |  | 7307 | 477.7344 | 480.0549 | 525.0797 |  | 7307 | 0.0104% | 0.01019% | 0.01087% | 0.01363% | 0.01145% | 0.0123% |  | 7307 | 0.01019% | 0.01087% | 7307 | 7442 | 0.01019% | 2021 | 0.01016% | 0.01018% |  | 7307 | 0.01145% | 0.0123% | 0.01187% |  | 7307 | 8567 | 0.01018% | 0.01113%
| Nov | 1 | 12 | 7308 | 479.5002 | 496.1692 | 531.7273 | 0.01023% | 0.0101% | 0.01057% | 0.01024% | 6320 | 0.01022% | 0.01023% |  | 12.4686 | 22.8163 | 24.6048 |  | 7308 | 467.0316 | 473.3528 | 507.1224 |  | 7308 | 0.01017% | 0.01005% | 0.0105% | 0.01363% | 0.01145% | 0.0123% |  | 7308 | 0.01005% | 0.0105% | 7308 | 8619 | 0.01019% | 6419 | 0.01016% | 0.01018% |  | 7308 | 0.01145% | 0.0123% | 0.01187% |  | 7308 | 6320 | 0.01018% | 0.01205%
| Nov | 1 | 13 | 7309 | 464.3468 | 492.0451 | 519.3024 | 0.00991% | 0.01002% | 0.01033% | 0.01023% | 7080 | 0.01022% | 0.01022% |  | 12.4702 | 22.8155 | 24.6047 |  | 7309 | 451.8766 | 469.2296 | 494.6977 |  | 7309 | 0.009836% | 0.009959% | 0.01024% | 0.01363% | 0.01145% | 0.0123% |  | 7309 | 0.009959% | 0.01024% | 7309 | 8716 | 0.01019% | 2287 | 0.01016% | 0.01018% |  | 7309 | 0.01145% | 0.0123% | 0.01187% |  | 7309 | 7080 | 0.01018% | 0.01192%
| Nov | 1 | 14 | 7310 | 457.2898 | 492.6502 | 510.2909 | 0.00976% | 0.01003% | 0.01015% | 0.01023% | 3496 | 0.01021% | 0.01022% |  | 12.4718 | 22.8147 | 24.6045 |  | 7310 | 444.818 | 469.8355 | 485.6863 |  | 7310 | 0.009683% | 0.009972% | 0.01006% | 0.01363% | 0.01145% | 0.0123% |  | 7310 | 0.009972% | 0.01006% | 7310 | 6191 | 0.01019% | 8572 | 0.01016% | 0.01018% |  | 7310 | 0.01145% | 0.0123% | 0.01187% |  | 7310 | 3496 | 0.01018% | 0.01207%
| Nov | 1 | 15 | 7311 | 453.3346 | 494.2421 | 502.9204 | 0.009675% | 0.01006% | 0.01% | 0.01023% | 1741 | 0.01021% | 0.01022% |  | 12.4734 | 22.8138 | 24.6044 |  | 7311 | 440.8612 | 471.4283 | 478.316 |  | 7311 | 0.009597% | 0.01001% | 0.009905% | 0.01363% | 0.01145% | 0.0123% |  | 7311 | 0.01001% | 0.009905% | 7311 | 7307 | 0.01019% | 1881 | 0.01016% | 0.01017% |  | 7311 | 0.01145% | 0.0123% | 0.01187% |  | 7311 | 1741 | 0.01017% | 0.0103%
| Nov | 1 | 16 | 7312 | 454.392 | 492.9853 | 506.0242 | 0.009698% | 0.01004% | 0.01006% | 0.01023% | 6166 | 0.01021% | 0.01022% |  | 12.475 | 22.813 | 24.6042 |  | 7312 | 441.917 | 470.1723 | 481.42 |  | 7312 | 0.00962% | 0.009979% | 0.009969% | 0.01364% | 0.01145% | 0.0123% |  | 7312 | 0.009979% | 0.009969% | 7312 | 7326 | 0.01019% | 8741 | 0.01016% | 0.01017% |  | 7312 | 0.01145% | 0.0123% | 0.01187% |  | 7312 | 6166 | 0.01017% | 0.0121%
| Nov | 1 | 17 | 7313 | 465.5901 | 496.4671 | 516.3673 | 0.009937% | 0.01011% | 0.01027% | 0.01023% | 6186 | 0.01021% | 0.01022% |  | 12.4766 | 22.8121 | 24.6041 |  | 7313 | 453.1135 | 473.6549 | 491.7632 |  | 7313 | 0.009863% | 0.01005% | 0.01018% | 0.01364% | 0.01145% | 0.0123% |  | 7313 | 0.01005% | 0.01018% | 7313 | 647 | 0.01019% | 6007 | 0.01016% | 0.01017% |  | 7313 | 0.01145% | 0.0123% | 0.01187% |  | 7313 | 6186 | 0.01017% | 0.01209%
| Nov | 1 | 18 | 7314 | 479.9948 | 503.8868 | 537.5787 | 0.01024% | 0.01026% | 0.01069% | 0.01023% | 7754 | 0.01021% | 0.01022% |  | 12.4782 | 22.8113 | 24.604 |  | 7314 | 467.5166 | 481.0755 | 512.9747 |  | 7314 | 0.01018% | 0.01021% | 0.01062% | 0.01364% | 0.01145% | 0.0123% |  | 7314 | 0.01021% | 0.01062% | 7314 | 876 | 0.01019% | 436 | 0.01016% | 0.01017% |  | 7314 | 0.01145% | 0.0123% | 0.01187% |  | 7314 | 7754 | 0.01017% | 0.01171%
| Nov | 1 | 19 | 7315 | 485.1206 | 507.2102 | 543.8614 | 0.01035% | 0.01033% | 0.01081% | 0.01023% | 6439 | 0.01021% | 0.01022% |  | 12.4798 | 22.8105 | 24.6038 |  | 7315 | 472.6408 | 484.3998 | 519.2576 |  | 7315 | 0.01029% | 0.01028% | 0.01075% | 0.01364% | 0.01145% | 0.0123% |  | 7315 | 0.01028% | 0.01075% | 7315 | 7080 | 0.01019% | 6440 | 0.01016% | 0.01017% |  | 7315 | 0.01145% | 0.0123% | 0.01187% |  | 7315 | 6439 | 0.01017% | 0.01202%
| Nov | 1 | 20 | 7316 | 484.1966 | 499.4461 | 547.1435 | 0.01033% | 0.01017% | 0.01088% | 0.01023% | 3486 | 0.01021% | 0.01022% |  | 12.4814 | 22.8096 | 24.6037 |  | 7316 | 471.7152 | 476.6365 | 522.5398 |  | 7316 | 0.01027% | 0.01012% | 0.01082% | 0.01364% | 0.01145% | 0.0123% |  | 7316 | 0.01012% | 0.01082% | 7316 | 1971 | 0.01019% | 2700 | 0.01016% | 0.01017% |  | 7316 | 0.01145% | 0.0123% | 0.01187% |  | 7316 | 3486 | 0.01017% | 0.01206%
| Nov | 1 | 21 | 7317 | 479.2495 | 494.3817 | 547.3404 | 0.01023% | 0.01007% | 0.01088% | 0.01023% | 2738 | 0.01021% | 0.01022% |  | 12.483 | 22.8088 | 24.6035 |  | 7317 | 466.7664 | 471.573 | 522.7369 |  | 7317 | 0.01016% | 0.01001% | 0.01083% | 0.01364% | 0.01144% | 0.0123% |  | 7317 | 0.01001% | 0.01083% | 7317 | 1737 | 0.01019% | 2435 | 0.01016% | 0.01017% |  | 7317 | 0.01144% | 0.0123% | 0.01187% |  | 7317 | 2738 | 0.01017% | 0.01127%
| Nov | 1 | 22 | 7318 | 468.6346 | 485.5749 | 540.9076 | 0.01% | 0.009888% | 0.01076% | 0.01023% | 2384 | 0.01021% | 0.01022% |  | 12.4846 | 22.8079 | 24.6034 |  | 7318 | 456.15 | 462.767 | 516.3042 |  | 7318 | 0.009929% | 0.009822% | 0.01069% | 0.01365% | 0.01144% | 0.0123% |  | 7318 | 0.009822% | 0.01069% | 7318 | 6680 | 0.01019% | 7764 | 0.01015% | 0.01017% |  | 7318 | 0.01144% | 0.0123% | 0.01187% |  | 7318 | 2384 | 0.01017% | 0.01089%
| Nov | 1 | 23 | 7319 | 461.1406 | 469.935 | 540.5606 | 0.009842% | 0.00957% | 0.01075% | 0.01023% | 6473 | 0.01021% | 0.01022% |  | 12.4862 | 22.8071 | 24.6032 |  | 7319 | 448.6543 | 447.1279 | 515.9574 |  | 7319 | 0.009766% | 0.00949% | 0.01068% | 0.01365% | 0.01144% | 0.0123% |  | 7319 | 0.00949% | 0.01068% | 7319 | 3098 | 0.01019% | 1744 | 0.01015% | 0.01017% |  | 7319 | 0.01144% | 0.0123% | 0.01187% |  | 7319 | 6473 | 0.01017% | 0.01201%
| Nov | 2 | 0 | 7320 | 464.1781 | 467.1793 | 540.2512 | 0.009907% | 0.009513% | 0.01074% | 0.01023% | 7121 | 0.01021% | 0.01022% |  | 12.4879 | 22.8062 | 24.6031 |  | 7320 | 451.6902 | 444.3731 | 515.6481 |  | 7320 | 0.009832% | 0.009432% | 0.01068% | 0.01365% | 0.01144% | 0.0123% |  | 7320 | 0.009432% | 0.01068% | 7320 | 8054 | 0.01018% | 3497 | 0.01015% | 0.01017% |  | 7320 | 0.01144% | 0.0123% | 0.01187% |  | 7320 | 7121 | 0.01017% | 0.01191%
| Nov | 2 | 1 | 7321 | 466.8066 | 466.928 | 543.627 | 0.009963% | 0.009508% | 0.01081% | 0.01023% | 7187 | 0.01021% | 0.01022% |  | 12.4895 | 22.8054 | 24.6029 |  | 7321 | 454.3171 | 444.1226 | 519.0241 |  | 7321 | 0.00989% | 0.009426% | 0.01075% | 0.01365% | 0.01144% | 0.0123% |  | 7321 | 0.009426% | 0.01075% | 7321 | 803 | 0.01018% | 8750 | 0.01015% | 0.01017% |  | 7321 | 0.01144% | 0.0123% | 0.01187% |  | 7321 | 7187 | 0.01017% | 0.0119%
| Nov | 2 | 2 | 7322 | 474.8269 | 467.0956 | 550.5755 | 0.01013% | 0.009512% | 0.01095% | 0.01023% | 7405 | 0.01021% | 0.01022% |  | 12.4911 | 22.8045 | 24.6027 |  | 7322 | 462.3358 | 444.291 | 525.9728 |  | 7322 | 0.01006% | 0.00943% | 0.01089% | 0.01365% | 0.01144% | 0.0123% |  | 7322 | 0.00943% | 0.01089% | 7322 | 6199 | 0.01018% | 8689 | 0.01015% | 0.01017% |  | 7322 | 0.01144% | 0.0123% | 0.01187% |  | 7322 | 7405 | 0.01017% | 0.01185%
| Nov | 2 | 3 | 7323 | 480.987 | 471.7503 | 556.3425 | 0.01027% | 0.009606% | 0.01106% | 0.01023% | 7636 | 0.01021% | 0.01022% |  | 12.4927 | 22.8037 | 24.6026 |  | 7323 | 468.4943 | 448.9466 | 531.7399 |  | 7323 | 0.0102% | 0.009529% | 0.01101% | 0.01365% | 0.01144% | 0.0123% |  | 7323 | 0.009529% | 0.01101% | 7323 | 7252 | 0.01018% | 6185 | 0.01015% | 0.01017% |  | 7323 | 0.01144% | 0.0123% | 0.01187% |  | 7323 | 7636 | 0.01017% | 0.01177%
| Nov | 2 | 4 | 7324 | 490.1847 | 474.5245 | 565.9542 | 0.01046% | 0.009663% | 0.01125% | 0.01023% | 6418 | 0.01021% | 0.01022% |  | 12.4943 | 22.8028 | 24.6024 |  | 7324 | 477.6904 | 451.7217 | 541.3518 |  | 7324 | 0.0104% | 0.009588% | 0.01121% | 0.01366% | 0.01144% | 0.0123% |  | 7324 | 0.009588% | 0.01121% | 7324 | 952 | 0.01018% | 8584 | 0.01015% | 0.01017% |  | 7324 | 0.01144% | 0.0123% | 0.01187% |  | 7324 | 6418 | 0.01017% | 0.01202%
| Nov | 2 | 5 | 7325 | 513.4219 | 485.2119 | 578.154 | 0.01096% | 0.009881% | 0.0115% | 0.01023% | 1647 | 0.01021% | 0.01022% |  | 12.4959 | 22.802 | 24.6023 |  | 7325 | 500.926 | 462.4099 | 553.5517 |  | 7325 | 0.0109% | 0.009815% | 0.01146% | 0.01366% | 0.01144% | 0.0123% |  | 7325 | 0.009815% | 0.01146% | 7325 | 973 | 0.01018% | 85 | 0.01015% | 0.01017% |  | 7325 | 0.01144% | 0.0123% | 0.01187% |  | 7325 | 1647 | 0.01017% | 0.01023%
| Nov | 2 | 6 | 7326 | 543.2743 | 502.8255 | 590.4101 | 0.0116% | 0.01024% | 0.01174% | 0.01023% | 6684 | 0.01021% | 0.01022% |  | 12.4975 | 22.8011 | 24.6021 |  | 7326 | 530.7768 | 480.0243 | 565.8079 |  | 7326 | 0.01155% | 0.01019% | 0.01172% | 0.01366% | 0.01144% | 0.0123% |  | 7326 | 0.01019% | 0.01172% | 7326 | 2442 | 0.01018% | 7861 | 0.01015% | 0.01017% |  | 7326 | 0.01144% | 0.0123% | 0.01187% |  | 7326 | 6684 | 0.01017% | 0.01197%
| Nov | 2 | 7 | 7327 | 547.3896 | 506.8379 | 599.1121 | 0.01168% | 0.01032% | 0.01191% | 0.01023% | 6178 | 0.0102% | 0.01022% |  | 12.4992 | 22.8003 | 24.602 |  | 7327 | 534.8904 | 484.0376 | 574.5102 |  | 7327 | 0.01164% | 0.01027% | 0.0119% | 0.01366% | 0.01144% | 0.0123% |  | 7327 | 0.01027% | 0.0119% | 7327 | 327 | 0.01018% | 6392 | 0.01015% | 0.01017% |  | 7327 | 0.01144% | 0.0123% | 0.01187% |  | 7327 | 6178 | 0.01017% | 0.01209%
| Nov | 2 | 8 | 7328 | 531.7977 | 498.1149 | 597.1335 | 0.01135% | 0.01014% | 0.01187% | 0.01023% | 2358 | 0.0102% | 0.01022% |  | 12.5008 | 22.7994 | 24.6018 |  | 7328 | 519.2969 | 475.3154 | 572.5317 |  | 7328 | 0.0113% | 0.01009% | 0.01186% | 0.01366% | 0.01144% | 0.0123% |  | 7328 | 0.01009% | 0.01186% | 7328 | 2542 | 0.01018% | 8586 | 0.01015% | 0.01016% |  | 7328 | 0.01144% | 0.0123% | 0.01187% |  | 7328 | 2358 | 0.01016% | 0.01086%
| Nov | 2 | 9 | 7329 | 509.8631 | 493.1063 | 583.9866 | 0.01088% | 0.01004% | 0.01161% | 0.01023% | 2405 | 0.0102% | 0.01022% |  | 12.5024 | 22.7986 | 24.6017 |  | 7329 | 497.3607 | 470.3078 | 559.385 |  | 7329 | 0.01083% | 0.009982% | 0.01158% | 0.01367% | 0.01144% | 0.0123% |  | 7329 | 0.009982% | 0.01158% | 7329 | 2255 | 0.01018% | 7426 | 0.01015% | 0.01016% |  | 7329 | 0.01144% | 0.0123% | 0.01187% |  | 7329 | 2405 | 0.01016% | 0.01091%
| Nov | 2 | 10 | 7330 | 490.5148 | 491.7471 | 563.3098 | 0.01047% | 0.01001% | 0.0112% | 0.01023% | 8610 | 0.0102% | 0.01021% |  | 12.504 | 22.7977 | 24.6015 |  | 7330 | 478.0108 | 468.9494 | 538.7083 |  | 7330 | 0.01041% | 0.009953% | 0.01116% | 0.01367% | 0.01144% | 0.0123% |  | 7330 | 0.009953% | 0.01116% | 7330 | 2039 | 0.01018% | 8691 | 0.01015% | 0.01016% |  | 7330 | 0.01144% | 0.0123% | 0.01187% |  | 7330 | 8610 | 0.01016% | 0.0111%
| Nov | 2 | 11 | 7331 | 474.3508 | 493.0505 | 538.929 | 0.01012% | 0.01004% | 0.01072% | 0.01023% | 6624 | 0.0102% | 0.01021% |  | 12.5057 | 22.7968 | 24.6014 |  | 7331 | 461.8451 | 470.2536 | 514.3276 |  | 7331 | 0.01005% | 0.009981% | 0.01065% | 0.01367% | 0.01144% | 0.0123% |  | 7331 | 0.009981% | 0.01065% | 7331 | 2361 | 0.01018% | 1800 | 0.01015% | 0.01016% |  | 7331 | 0.01144% | 0.0123% | 0.01187% |  | 7331 | 6624 | 0.01016% | 0.01198%
| Nov | 2 | 12 | 7332 | 466.8888 | 487.5113 | 520.9622 | 0.009965% | 0.009927% | 0.01036% | 0.01023% | 6310 | 0.0102% | 0.01021% |  | 12.5073 | 22.796 | 24.6012 |  | 7332 | 454.3815 | 464.7153 | 496.361 |  | 7332 | 0.009891% | 0.009864% | 0.01028% | 0.01367% | 0.01144% | 0.0123% |  | 7332 | 0.009864% | 0.01028% | 7332 | 7280 | 0.01018% | 7611 | 0.01015% | 0.01016% |  | 7332 | 0.01144% | 0.0123% | 0.01187% |  | 7332 | 6310 | 0.01016% | 0.01205%
| Nov | 2 | 13 | 7333 | 458.086 | 465.215 | 505.1709 | 0.009777% | 0.009473% | 0.01005% | 0.01022% | 8189 | 0.0102% | 0.01021% |  | 12.5089 | 22.7951 | 24.601 |  | 7333 | 445.5771 | 442.4199 | 480.5699 |  | 7333 | 0.009699% | 0.00939% | 0.009952% | 0.01367% | 0.01144% | 0.0123% |  | 7333 | 0.00939% | 0.009952% | 7333 | 908 | 0.01018% | 8690 | 0.01015% | 0.01016% |  | 7333 | 0.01144% | 0.0123% | 0.01187% |  | 7333 | 8189 | 0.01016% | 0.01144%
| Nov | 2 | 14 | 7334 | 459.2171 | 458.0653 | 492.7086 | 0.009801% | 0.009328% | 0.009797% | 0.01022% | 8527 | 0.0102% | 0.01021% |  | 12.5105 | 22.7943 | 24.6009 |  | 7334 | 446.7065 | 435.2711 | 468.1077 |  | 7334 | 0.009724% | 0.009239% | 0.009694% | 0.01367% | 0.01144% | 0.0123% |  | 7334 | 0.009239% | 0.009694% | 7334 | 2583 | 0.01018% | 3496 | 0.01014% | 0.01016% |  | 7334 | 0.01144% | 0.0123% | 0.01187% |  | 7334 | 8527 | 0.01016% | 0.01117%
| Nov | 2 | 15 | 7335 | 464.2243 | 458.3539 | 487.0259 | 0.009908% | 0.009334% | 0.009684% | 0.01022% | 8571 | 0.0102% | 0.01021% |  | 12.5122 | 22.7934 | 24.6007 |  | 7335 | 451.7122 | 435.5605 | 462.4252 |  | 7335 | 0.009833% | 0.009245% | 0.009576% | 0.01368% | 0.01144% | 0.0123% |  | 7335 | 0.009245% | 0.009576% | 7335 | 6542 | 0.01018% | 6391 | 0.01014% | 0.01016% |  | 7335 | 0.01144% | 0.0123% | 0.01187% |  | 7335 | 8571 | 0.01016% | 0.01113%
| Nov | 2 | 16 | 7336 | 473.3943 | 459.4897 | 488.1887 | 0.0101% | 0.009357% | 0.009707% | 0.01022% | 6653 | 0.0102% | 0.01021% |  | 12.5138 | 22.7925 | 24.6006 |  | 7336 | 460.8805 | 436.6971 | 463.5882 |  | 7336 | 0.01003% | 0.009269% | 0.0096% | 0.01368% | 0.01144% | 0.0123% |  | 7336 | 0.009269% | 0.0096% | 7336 | 3167 | 0.01018% | 3533 | 0.01014% | 0.01016% |  | 7336 | 0.01144% | 0.0123% | 0.01187% |  | 7336 | 6653 | 0.01016% | 0.01198%
| Nov | 2 | 17 | 7337 | 483.2816 | 466.6859 | 500.8292 | 0.01031% | 0.009503% | 0.009959% | 0.01022% | 8583 | 0.0102% | 0.01021% |  | 12.5154 | 22.7917 | 24.6004 |  | 7337 | 470.7662 | 443.8943 | 476.2289 |  | 7337 | 0.01025% | 0.009422% | 0.009862% | 0.01368% | 0.01144% | 0.0123% |  | 7337 | 0.009422% | 0.009862% | 7337 | 2415 | 0.01018% | 1905 | 0.01014% | 0.01016% |  | 7337 | 0.01144% | 0.0123% | 0.01187% |  | 7337 | 8583 | 0.01016% | 0.01112%
| Nov | 2 | 18 | 7338 | 491.3136 | 474.1615 | 520.3714 | 0.01049% | 0.009656% | 0.01035% | 0.01022% | 2360 | 0.0102% | 0.01021% |  | 12.5171 | 22.7908 | 24.6002 |  | 7338 | 478.7965 | 451.3707 | 495.7712 |  | 7338 | 0.01042% | 0.00958% | 0.01027% | 0.01368% | 0.01144% | 0.0123% |  | 7338 | 0.00958% | 0.01027% | 7338 | 6387 | 0.01018% | 7439 | 0.01014% | 0.01016% |  | 7338 | 0.01144% | 0.0123% | 0.01187% |  | 7338 | 2360 | 0.01016% | 0.01086%
| Nov | 2 | 19 | 7339 | 491.2097 | 473.938 | 525.3507 | 0.01048% | 0.009651% | 0.01045% | 0.01022% | 8493 | 0.0102% | 0.01021% |  | 12.5187 | 22.7899 | 24.6001 |  | 7339 | 478.691 | 451.1481 | 500.7507 |  | 7339 | 0.01042% | 0.009576% | 0.01037% | 0.01368% | 0.01144% | 0.0123% |  | 7339 | 0.009576% | 0.01037% | 7339 | 6768 | 0.01018% | 6528 | 0.01014% | 0.01016% |  | 7339 | 0.01144% | 0.0123% | 0.01187% |  | 7339 | 8493 | 0.01016% | 0.01119%
| Nov | 2 | 20 | 7340 | 487.6266 | 473.156 | 530.1706 | 0.01041% | 0.009635% | 0.01054% | 0.01022% | 6529 | 0.01019% | 0.01021% |  | 12.5203 | 22.7891 | 24.5999 |  | 7340 | 475.1063 | 450.367 | 505.5707 |  | 7340 | 0.01034% | 0.009559% | 0.01047% | 0.01368% | 0.01143% | 0.0123% |  | 7340 | 0.009559% | 0.01047% | 7340 | 6856 | 0.01018% | 2429 | 0.01014% | 0.01016% |  | 7340 | 0.01143% | 0.0123% | 0.01187% |  | 7340 | 6529 | 0.01016% | 0.012%
| Nov | 2 | 21 | 7341 | 481.7015 | 468.734 | 530.7989 | 0.01028% | 0.009545% | 0.01055% | 0.01022% | 1826 | 0.01019% | 0.01021% |  | 12.522 | 22.7882 | 24.5997 |  | 7341 | 469.1795 | 445.9458 | 506.1992 |  | 7341 | 0.01021% | 0.009465% | 0.01048% | 0.01369% | 0.01143% | 0.0123% |  | 7341 | 0.009465% | 0.01048% | 7341 | 663 | 0.01018% | 6475 | 0.01014% | 0.01016% |  | 7341 | 0.01143% | 0.0123% | 0.01186% |  | 7341 | 1826 | 0.01016% | 0.01037%
| Nov | 2 | 22 | 7342 | 470.3987 | 479.9799 | 527.5825 | 0.01004% | 0.009774% | 0.01049% | 0.01022% | 8716 | 0.01019% | 0.01021% |  | 12.5236 | 22.7873 | 24.5996 |  | 7342 | 457.8751 | 457.1926 | 502.9829 |  | 7342 | 0.009967% | 0.009704% | 0.01042% | 0.01369% | 0.01143% | 0.0123% |  | 7342 | 0.009704% | 0.01042% | 7342 | 1584 | 0.01018% | 6369 | 0.01014% | 0.01016% |  | 7342 | 0.01143% | 0.0123% | 0.01186% |  | 7342 | 8716 | 0.01016% | 0.01101%
| Nov | 2 | 23 | 7343 | 460.8375 | 472.4858 | 526.9449 | 0.009836% | 0.009621% | 0.01048% | 0.01022% | 6693 | 0.01019% | 0.01021% |  | 12.5252 | 22.7865 | 24.5994 |  | 7343 | 448.3123 | 449.6993 | 502.3455 |  | 7343 | 0.009759% | 0.009545% | 0.0104% | 0.01369% | 0.01143% | 0.0123% |  | 7343 | 0.009545% | 0.0104% | 7343 | 1506 | 0.01018% | 3486 | 0.01014% | 0.01016% |  | 7343 | 0.01143% | 0.0123% | 0.01186% |  | 7343 | 6693 | 0.01016% | 0.01197%
| Nov | 3 | 0 | 7344 | 457.5202 | 465.0754 | 524.7881 | 0.009765% | 0.009471% | 0.01044% | 0.01022% | 6287 | 0.01019% | 0.01021% |  | 12.5269 | 22.7856 | 24.5993 |  | 7344 | 444.9933 | 442.2898 | 500.1888 |  | 7344 | 0.009687% | 0.009388% | 0.01036% | 0.01369% | 0.01143% | 0.01229% |  | 7344 | 0.009388% | 0.01036% | 7344 | 8569 | 0.01017% | 6625 | 0.01014% | 0.01016% |  | 7344 | 0.01143% | 0.01229% | 0.01186% |  | 7344 | 6287 | 0.01016% | 0.01206%
| Nov | 3 | 1 | 7345 | 461.9444 | 463.7627 | 532.9088 | 0.009859% | 0.009444% | 0.0106% | 0.01022% | 7676 | 0.01019% | 0.01021% |  | 12.5285 | 22.7847 | 24.5991 |  | 7345 | 449.4159 | 440.978 | 508.3097 |  | 7345 | 0.009783% | 0.00936% | 0.01053% | 0.01369% | 0.01143% | 0.01229% |  | 7345 | 0.00936% | 0.01053% | 7345 | 1419 | 0.01017% | 2060 | 0.01014% | 0.01016% |  | 7345 | 0.01143% | 0.01229% | 0.01186% |  | 7345 | 7676 | 0.01016% | 0.01175%
| Nov | 3 | 1 | 7346 | 464.0124 | 464.3492 | 532.9088 | 0.009903% | 0.009456% | 0.0106% | 0.01022% | 437 | 0.01019% | 0.01021% |  | 12.5302 | 22.7839 | 24.5989 |  | 7346 | 451.4823 | 441.5654 | 508.3099 |  | 7346 | 0.009828% | 0.009372% | 0.01053% | 0.0137% | 0.01143% | 0.01229% |  | 7346 | 0.009372% | 0.01053% | 7346 | 2422 | 0.01017% | 8163 | 0.01014% | 0.01016% |  | 7346 | 0.01143% | 0.01229% | 0.01186% |  | 7346 | 437 | 0.01016% | 0.009297%
| Nov | 3 | 2 | 7347 | 475.6429 | 464.4703 | 539.4822 | 0.01015% | 0.009458% | 0.01073% | 0.01022% | 2459 | 0.01019% | 0.0102% |  | 12.5318 | 22.783 | 24.5988 |  | 7347 | 463.1111 | 441.6873 | 514.8835 |  | 7347 | 0.01008% | 0.009375% | 0.01066% | 0.0137% | 0.01143% | 0.01229% |  | 7347 | 0.009375% | 0.01066% | 7347 | 5905 | 0.01017% | 2480 | 0.01014% | 0.01016% |  | 7347 | 0.01143% | 0.01229% | 0.01186% |  | 7347 | 2459 | 0.01016% | 0.01096%
| Nov | 3 | 3 | 7348 | 487.5132 | 465.3267 | 545.0711 | 0.0104% | 0.009476% | 0.01084% | 0.01022% | 1851 | 0.01019% | 0.0102% |  | 12.5334 | 22.7821 | 24.5986 |  | 7348 | 474.9798 | 442.5446 | 520.4725 |  | 7348 | 0.01034% | 0.009393% | 0.01078% | 0.0137% | 0.01143% | 0.01229% |  | 7348 | 0.009393% | 0.01078% | 7348 | 1832 | 0.01017% | 7145 | 0.01014% | 0.01015% |  | 7348 | 0.01143% | 0.01229% | 0.01186% |  | 7348 | 1851 | 0.01015% | 0.01039%
| Nov | 3 | 4 | 7349 | 510.6967 | 469.0133 | 551.9352 | 0.0109% | 0.009551% | 0.01097% | 0.01022% | 2460 | 0.01019% | 0.0102% |  | 12.5351 | 22.7812 | 24.5984 |  | 7349 | 498.1616 | 446.2321 | 527.3368 |  | 7349 | 0.01084% | 0.009471% | 0.01092% | 0.0137% | 0.01143% | 0.01229% |  | 7349 | 0.009471% | 0.01092% | 7349 | 1988 | 0.01017% | 2192 | 0.01014% | 0.01015% |  | 7349 | 0.01143% | 0.01229% | 0.01186% |  | 7349 | 2460 | 0.01015% | 0.01096%
| Nov | 3 | 5 | 7350 | 540.3089 | 479.2538 | 565.2509 | 0.01153% | 0.009759% | 0.01124% | 0.01022% | 6179 | 0.01019% | 0.0102% |  | 12.5367 | 22.7804 | 24.5983 |  | 7350 | 527.7722 | 456.4734 | 540.6527 |  | 7350 | 0.01149% | 0.009689% | 0.0112% | 0.0137% | 0.01143% | 0.01229% |  | 7350 | 0.009689% | 0.0112% | 7350 | 2108 | 0.01017% | 1742 | 0.01014% | 0.01015% |  | 7350 | 0.01143% | 0.01229% | 0.01186% |  | 7350 | 6179 | 0.01015% | 0.01209%
| Nov | 3 | 6 | 7351 | 553.0471 | 486.3662 | 580.5733 | 0.0118% | 0.009904% | 0.01154% | 0.01022% | 7093 | 0.01019% | 0.0102% |  | 12.5384 | 22.7795 | 24.5981 |  | 7351 | 540.5087 | 463.5868 | 555.9752 |  | 7351 | 0.01177% | 0.00984% | 0.01151% | 0.0137% | 0.01143% | 0.01229% |  | 7351 | 0.00984% | 0.01151% | 7351 | 1407 | 0.01017% | 6239 | 0.01014% | 0.01015% |  | 7351 | 0.01143% | 0.01229% | 0.01186% |  | 7351 | 7093 | 0.01015% | 0.01192%
| Nov | 3 | 7 | 7352 | 542.0543 | 489.8759 | 580.4139 | 0.01157% | 0.009976% | 0.01154% | 0.01021% | 2736 | 0.01019% | 0.0102% |  | 12.54 | 22.7786 | 24.5979 |  | 7352 | 529.5143 | 467.0973 | 555.816 |  | 7352 | 0.01153% | 0.009914% | 0.01151% | 0.01371% | 0.01143% | 0.01229% |  | 7352 | 0.009914% | 0.01151% | 7352 | 1512 | 0.01017% | 6402 | 0.01014% | 0.01015% |  | 7352 | 0.01143% | 0.01229% | 0.01186% |  | 7352 | 2736 | 0.01015% | 0.01126%
| Nov | 3 | 8 | 7353 | 525.6553 | 491.4399 | 568.5892 | 0.01122% | 0.01001% | 0.01131% | 0.01021% | 7609 | 0.01019% | 0.0102% |  | 12.5417 | 22.7777 | 24.5978 |  | 7353 | 513.1136 | 468.6622 | 543.9915 |  | 7353 | 0.01117% | 0.009947% | 0.01127% | 0.01371% | 0.01143% | 0.01229% |  | 7353 | 0.009947% | 0.01127% | 7353 | 2202 | 0.01017% | 6144 | 0.01014% | 0.01015% |  | 7353 | 0.01143% | 0.01229% | 0.01186% |  | 7353 | 7609 | 0.01015% | 0.01178%
| Nov | 3 | 9 | 7354 | 512.8115 | 493.5253 | 552.7042 | 0.01094% | 0.01005% | 0.01099% | 0.01021% | 3501 | 0.01019% | 0.0102% |  | 12.5433 | 22.7768 | 24.5976 |  | 7354 | 500.2681 | 470.7484 | 528.1066 |  | 7354 | 0.01089% | 0.009992% | 0.01094% | 0.01371% | 0.01143% | 0.01229% |  | 7354 | 0.009992% | 0.01094% | 7354 | 6745 | 0.01017% | 1799 | 0.01014% | 0.01015% |  | 7354 | 0.01143% | 0.01229% | 0.01186% |  | 7354 | 3501 | 0.01015% | 0.01208%
| Nov | 3 | 10 | 7355 | 500.6826 | 487.8744 | 532.6931 | 0.01069% | 0.009935% | 0.01059% | 0.01021% | 434 | 0.01019% | 0.0102% |  | 12.545 | 22.776 | 24.5974 |  | 7355 | 488.1376 | 465.0984 | 508.0957 |  | 7355 | 0.01063% | 0.009872% | 0.01052% | 0.01371% | 0.01143% | 0.01229% |  | 7355 | 0.009872% | 0.01052% | 7355 | 6705 | 0.01017% | 7142 | 0.01013% | 0.01015% |  | 7355 | 0.01143% | 0.01229% | 0.01186% |  | 7355 | 434 | 0.01015% | 0.009296%
| Nov | 3 | 11 | 7356 | 491.9622 | 481.4322 | 516.5361 | 0.0105% | 0.009804% | 0.01027% | 0.01021% | 1764 | 0.01019% | 0.0102% |  | 12.5466 | 22.7751 | 24.5972 |  | 7356 | 479.4155 | 458.6571 | 491.9389 |  | 7356 | 0.01044% | 0.009735% | 0.01019% | 0.01371% | 0.01143% | 0.01229% |  | 7356 | 0.009735% | 0.01019% | 7356 | 2676 | 0.01017% | 8567 | 0.01013% | 0.01015% |  | 7356 | 0.01143% | 0.01229% | 0.01186% |  | 7356 | 1764 | 0.01015% | 0.01032%
| Nov | 3 | 12 | 7357 | 484.1433 | 476.5726 | 504.8708 | 0.01033% | 0.009705% | 0.01004% | 0.01021% | 7668 | 0.01019% | 0.0102% |  | 12.5483 | 22.7742 | 24.5971 |  | 7357 | 471.595 | 453.7984 | 480.2738 |  | 7357 | 0.01027% | 0.009632% | 0.009946% | 0.01372% | 0.01143% | 0.01229% |  | 7357 | 0.009632% | 0.009946% | 7357 | 2221 | 0.01017% | 6720 | 0.01013% | 0.01015% |  | 7357 | 0.01143% | 0.01229% | 0.01186% |  | 7357 | 7668 | 0.01015% | 0.01176%
| Nov | 3 | 13 | 7358 | 474.6521 | 475.0179 | 496.7877 | 0.01013% | 0.009673% | 0.009878% | 0.01021% | 3342 | 0.01019% | 0.0102% |  | 12.55 | 22.7733 | 24.5969 |  | 7358 | 462.1021 | 452.2446 | 472.1908 |  | 7358 | 0.01006% | 0.009599% | 0.009778% | 0.01372% | 0.01143% | 0.01229% |  | 7358 | 0.009599% | 0.009778% | 7358 | 2085 | 0.01017% | 6509 | 0.01013% | 0.01015% |  | 7358 | 0.01143% | 0.01229% | 0.01186% |  | 7358 | 3342 | 0.01015% | 0.01192%
| Nov | 3 | 14 | 7359 | 475.2957 | 475.8279 | 490.2892 | 0.01014% | 0.00969% | 0.009749% | 0.01021% | 8619 | 0.01019% | 0.0102% |  | 12.5516 | 22.7724 | 24.5967 |  | 7359 | 462.7441 | 453.0555 | 465.6925 |  | 7359 | 0.01007% | 0.009616% | 0.009644% | 0.01372% | 0.01143% | 0.01229% |  | 7359 | 0.009616% | 0.009644% | 7359 | 2336 | 0.01017% | 2335 | 0.01013% | 0.01015% |  | 7359 | 0.01143% | 0.01229% | 0.01186% |  | 7359 | 8619 | 0.01015% | 0.01109%
| Nov | 3 | 15 | 7360 | 481.5163 | 476.6192 | 491.5739 | 0.01028% | 0.009706% | 0.009775% | 0.01021% | 3485 | 0.01019% | 0.0102% |  | 12.5533 | 22.7715 | 24.5966 |  | 7360 | 468.963 | 453.8476 | 466.9774 |  | 7360 | 0.01021% | 0.009633% | 0.00967% | 0.01372% | 0.01143% | 0.01229% |  | 7360 | 0.009633% | 0.00967% | 7360 | 2337 | 0.01016% | 6646 | 0.01013% | 0.01015% |  | 7360 | 0.01143% | 0.01229% | 0.01186% |  | 7360 | 3485 | 0.01015% | 0.01206%
| Nov | 3 | 16 | 7361 | 500.2579 | 486.4687 | 507.1776 | 0.01068% | 0.009906% | 0.01008% | 0.01021% | 8615 | 0.01019% | 0.0102% |  | 12.5549 | 22.7707 | 24.5964 |  | 7361 | 487.703 | 463.698 | 482.5813 |  | 7361 | 0.01062% | 0.009842% | 0.009993% | 0.01372% | 0.01143% | 0.01229% |  | 7361 | 0.009842% | 0.009993% | 7361 | 626 | 0.01016% | 6333 | 0.01013% | 0.01015% |  | 7361 | 0.01143% | 0.01229% | 0.01186% |  | 7361 | 8615 | 0.01015% | 0.01109%
| Nov | 3 | 17 | 7362 | 521.1166 | 489.4105 | 529.8706 | 0.01112% | 0.009966% | 0.01054% | 0.01021% | 2336 | 0.01019% | 0.0102% |  | 12.5566 | 22.7698 | 24.5962 |  | 7362 | 508.56 | 466.6407 | 505.2744 |  | 7362 | 0.01107% | 0.009904% | 0.01046% | 0.01372% | 0.01143% | 0.01229% |  | 7362 | 0.009904% | 0.01046% | 7362 | 902 | 0.01016% | 6404 | 0.01013% | 0.01015% |  | 7362 | 0.01143% | 0.01229% | 0.01186% |  | 7362 | 2336 | 0.01015% | 0.01084%
| Nov | 3 | 18 | 7363 | 525.4784 | 488.9264 | 535.0843 | 0.01122% | 0.009956% | 0.01064% | 0.01021% | 7632 | 0.01018% | 0.0102% |  | 12.5583 | 22.7689 | 24.596 |  | 7363 | 512.9202 | 466.1575 | 510.4883 |  | 7363 | 0.01117% | 0.009894% | 0.01057% | 0.01373% | 0.01142% | 0.01229% |  | 7363 | 0.009894% | 0.01057% | 7363 | 6769 | 0.01016% | 6722 | 0.01013% | 0.01015% |  | 7363 | 0.01142% | 0.01229% | 0.01186% |  | 7363 | 7632 | 0.01015% | 0.01177%
| Nov | 3 | 19 | 7364 | 526.0894 | 485.6587 | 539.8105 | 0.01123% | 0.00989% | 0.01073% | 0.01021% | 2740 | 0.01018% | 0.0102% |  | 12.5599 | 22.768 | 24.5959 |  | 7364 | 513.5295 | 462.8907 | 515.2146 |  | 7364 | 0.01118% | 0.009825% | 0.01067% | 0.01373% | 0.01142% | 0.01229% |  | 7364 | 0.009825% | 0.01067% | 7364 | 1417 | 0.01016% | 87 | 0.01013% | 0.01015% |  | 7364 | 0.01142% | 0.01229% | 0.01186% |  | 7364 | 2740 | 0.01015% | 0.01127%
| Nov | 3 | 20 | 7365 | 527.8838 | 483.322 | 541.4984 | 0.01127% | 0.009842% | 0.01077% | 0.01021% | 2097 | 0.01018% | 0.01019% |  | 12.5616 | 22.7671 | 24.5957 |  | 7365 | 515.3222 | 460.5549 | 516.9027 |  | 7365 | 0.01122% | 0.009775% | 0.0107% | 0.01373% | 0.01142% | 0.01229% |  | 7365 | 0.009775% | 0.0107% | 7365 | 1323 | 0.01016% | 7754 | 0.01013% | 0.01015% |  | 7365 | 0.01142% | 0.01229% | 0.01186% |  | 7365 | 2097 | 0.01015% | 0.01061%
| Nov | 3 | 21 | 7366 | 478.3206 | 480.7154 | 537.0535 | 0.01021% | 0.009789% | 0.01068% | 0.01021% | 7673 | 0.01018% | 0.01019% |  | 12.5633 | 22.7662 | 24.5955 |  | 7366 | 465.7573 | 457.9492 | 512.458 |  | 7366 | 0.01014% | 0.00972% | 0.01061% | 0.01373% | 0.01142% | 0.01229% |  | 7366 | 0.00972% | 0.01061% | 7366 | 793 | 0.01016% | 7080 | 0.01013% | 0.01015% |  | 7366 | 0.01142% | 0.01229% | 0.01186% |  | 7366 | 7673 | 0.01015% | 0.01175%
| Nov | 3 | 22 | 7367 | 515.5586 | 474.1894 | 529.6268 | 0.011% | 0.009656% | 0.01053% | 0.01021% | 8665 | 0.01018% | 0.01019% |  | 12.5649 | 22.7653 | 24.5953 |  | 7367 | 502.9937 | 451.4241 | 505.0314 |  | 7367 | 0.01095% | 0.009581% | 0.01046% | 0.01373% | 0.01142% | 0.01229% |  | 7367 | 0.009581% | 0.01046% | 7367 | 2570 | 0.01016% | 6198 | 0.01013% | 0.01014% |  | 7367 | 0.01142% | 0.01229% | 0.01186% |  | 7367 | 8665 | 0.01014% | 0.01105%
| Nov | 3 | 23 | 7368 | 506.5855 | 466.779 | 528.2483 | 0.01081% | 0.009505% | 0.0105% | 0.0102% | 6667 | 0.01018% | 0.01019% |  | 12.5666 | 22.7644 | 24.5951 |  | 7368 | 494.0189 | 444.0146 | 503.6532 |  | 7368 | 0.01075% | 0.009424% | 0.01043% | 0.01374% | 0.01142% | 0.01229% |  | 7368 | 0.009424% | 0.01043% | 7368 | 6602 | 0.01016% | 2479 | 0.01013% | 0.01014% |  | 7368 | 0.01142% | 0.01229% | 0.01186% |  | 7368 | 6667 | 0.01014% | 0.01198%
| Nov | 4 | 0 | 7369 | 502.9947 | 463.9396 | 530.1613 | 0.01074% | 0.009447% | 0.01054% | 0.0102% | 8568 | 0.01018% | 0.01019% |  | 12.5683 | 22.7635 | 24.595 |  | 7369 | 490.4265 | 441.1761 | 505.5663 |  | 7369 | 0.01068% | 0.009364% | 0.01047% | 0.01374% | 0.01142% | 0.01229% |  | 7369 | 0.009364% | 0.01047% | 7369 | 6359 | 0.01016% | 3342 | 0.01013% | 0.01014% |  | 7369 | 0.01142% | 0.01229% | 0.01186% |  | 7369 | 8568 | 0.01014% | 0.01113%
| Nov | 4 | 1 | 7370 | 502.8126 | 463.9396 | 533.5652 | 0.01073% | 0.009447% | 0.01061% | 0.0102% | 433 | 0.01018% | 0.01019% |  | 12.5699 | 22.7626 | 24.5948 |  | 7370 | 490.2427 | 441.177 | 508.9704 |  | 7370 | 0.01067% | 0.009364% | 0.01054% | 0.01374% | 0.01142% | 0.01229% |  | 7370 | 0.009364% | 0.01054% | 7370 | 7441 | 0.01016% | 2093 | 0.01012% | 0.01014% |  | 7370 | 0.01142% | 0.01229% | 0.01186% |  | 7370 | 433 | 0.01014% | 0.009295%
| Nov | 4 | 2 | 7371 | 510.4215 | 463.6324 | 542.6705 | 0.01089% | 0.009441% | 0.01079% | 0.0102% | 2701 | 0.01018% | 0.01019% |  | 12.5716 | 22.7617 | 24.5946 |  | 7371 | 497.8499 | 440.8707 | 518.0759 |  | 7371 | 0.01084% | 0.009357% | 0.01073% | 0.01374% | 0.01142% | 0.01229% |  | 7371 | 0.009357% | 0.01073% | 7371 | 7238 | 0.01016% | 2002 | 0.01012% | 0.01014% |  | 7371 | 0.01142% | 0.01229% | 0.01186% |  | 7371 | 2701 | 0.01014% | 0.01123%
| Nov | 4 | 3 | 7372 | 520.6604 | 461.8915 | 549.7691 | 0.01111% | 0.009406% | 0.01093% | 0.0102% | 3329 | 0.01018% | 0.01019% |  | 12.5733 | 22.7608 | 24.5944 |  | 7372 | 508.0871 | 439.1307 | 525.1746 |  | 7372 | 0.01106% | 0.00932% | 0.01088% | 0.01374% | 0.01142% | 0.01229% |  | 7372 | 0.00932% | 0.01088% | 7372 | 2043 | 0.01016% | 6320 | 0.01012% | 0.01014% |  | 7372 | 0.01142% | 0.01229% | 0.01186% |  | 7372 | 3329 | 0.01014% | 0.01191%
| Nov | 4 | 4 | 7373 | 529.129 | 466.7325 | 566.2074 | 0.01129% | 0.009504% | 0.01126% | 0.0102% | 1797 | 0.01018% | 0.01019% |  | 12.5749 | 22.7599 | 24.5943 |  | 7373 | 516.5541 | 443.9726 | 541.6131 |  | 7373 | 0.01124% | 0.009423% | 0.01122% | 0.01374% | 0.01142% | 0.01229% |  | 7373 | 0.009423% | 0.01122% | 7373 | 1882 | 0.01016% | 6149 | 0.01012% | 0.01014% |  | 7373 | 0.01142% | 0.01229% | 0.01186% |  | 7373 | 1797 | 0.01014% | 0.01035%
| Nov | 4 | 5 | 7374 | 518.9729 | 473.0723 | 593.2607 | 0.01108% | 0.009633% | 0.0118% | 0.0102% | 1834 | 0.01018% | 0.01019% |  | 12.5766 | 22.759 | 24.5941 |  | 7374 | 506.3963 | 450.3132 | 568.6667 |  | 7374 | 0.01102% | 0.009558% | 0.01178% | 0.01375% | 0.01142% | 0.01229% |  | 7374 | 0.009558% | 0.01178% | 7374 | 8618 | 0.01016% | 7636 | 0.01012% | 0.01014% |  | 7374 | 0.01142% | 0.01229% | 0.01186% |  | 7374 | 1834 | 0.01014% | 0.01038%
| Nov | 4 | 6 | 7375 | 515.2976 | 481.2926 | 614.9316 | 0.011% | 0.009801% | 0.01223% | 0.0102% | 2290 | 0.01018% | 0.01019% |  | 12.5783 | 22.7581 | 24.5939 |  | 7375 | 502.7193 | 458.5344 | 590.3377 |  | 7375 | 0.01094% | 0.009732% | 0.01222% | 0.01375% | 0.01142% | 0.01229% |  | 7375 | 0.009732% | 0.01222% | 7375 | 8750 | 0.01016% | 8610 | 0.01012% | 0.01014% |  | 7375 | 0.01142% | 0.01229% | 0.01186% |  | 7375 | 2290 | 0.01014% | 0.01079%
| Nov | 4 | 7 | 7376 | 517.1219 | 484.0575 | 619.4326 | 0.01104% | 0.009857% | 0.01232% | 0.0102% | 3481 | 0.01018% | 0.01019% |  | 12.58 | 22.7572 | 24.5937 |  | 7376 | 504.5419 | 461.3003 | 594.8389 |  | 7376 | 0.01098% | 0.009791% | 0.01232% | 0.01375% | 0.01142% | 0.01229% |  | 7376 | 0.009791% | 0.01232% | 7376 | 7479 | 0.01016% | 2737 | 0.01012% | 0.01014% |  | 7376 | 0.01142% | 0.01229% | 0.01186% |  | 7376 | 3481 | 0.01014% | 0.01206%
| Nov | 4 | 8 | 7377 | 516.306 | 478.0901 | 596.9554 | 0.01102% | 0.009736% | 0.01187% | 0.0102% | 7166 | 0.01018% | 0.01019% |  | 12.5817 | 22.7563 | 24.5935 |  | 7377 | 503.7244 | 455.3338 | 572.3618 |  | 7377 | 0.01097% | 0.009664% | 0.01185% | 0.01375% | 0.01142% | 0.01229% |  | 7377 | 0.009664% | 0.01185% | 7377 | 6839 | 0.01016% | 6439 | 0.01012% | 0.01014% |  | 7377 | 0.01142% | 0.01229% | 0.01186% |  | 7377 | 7166 | 0.01014% | 0.0119%
| Nov | 4 | 9 | 7378 | 507.5461 | 470.0187 | 569.3581 | 0.01083% | 0.009571% | 0.01132% | 0.0102% | 6028 | 0.01018% | 0.01019% |  | 12.5833 | 22.7554 | 24.5933 |  | 7378 | 494.9628 | 447.2633 | 544.7648 |  | 7378 | 0.01077% | 0.009493% | 0.01128% | 0.01375% | 0.01142% | 0.01229% |  | 7378 | 0.009493% | 0.01128% | 7378 | 2760 | 0.01016% | 7405 | 0.01012% | 0.01014% |  | 7378 | 0.01142% | 0.01229% | 0.01186% |  | 7378 | 6028 | 0.01014% | 0.01215%
| Nov | 4 | 10 | 7379 | 498.7951 | 466.8721 | 550.885 | 0.01065% | 0.009507% | 0.01095% | 0.0102% | 1876 | 0.01017% | 0.01019% |  | 12.585 | 22.7545 | 24.5932 |  | 7379 | 486.2101 | 444.1176 | 526.2918 |  | 7379 | 0.01058% | 0.009426% | 0.0109% | 0.01376% | 0.01142% | 0.01229% |  | 7379 | 0.009426% | 0.0109% | 7379 | 8570 | 0.01016% | 8527 | 0.01012% | 0.01014% |  | 7379 | 0.01142% | 0.01229% | 0.01185% |  | 7379 | 1876 | 0.01014% | 0.01041%
| Nov | 4 | 11 | 7380 | 490.7742 | 461.5005 | 535.1593 | 0.01047% | 0.009398% | 0.01064% | 0.0102% | 8668 | 0.01017% | 0.01019% |  | 12.5867 | 22.7536 | 24.593 |  | 7380 | 478.1875 | 438.7469 | 510.5664 |  | 7380 | 0.01041% | 0.009312% | 0.01057% | 0.01376% | 0.01142% | 0.01229% |  | 7380 | 0.009312% | 0.01057% | 7380 | 1418 | 0.01015% | 7187 | 0.01012% | 0.01014% |  | 7380 | 0.01142% | 0.01229% | 0.01185% |  | 7380 | 8668 | 0.01014% | 0.01105%
| Nov | 4 | 12 | 7381 | 483.3 | 457.6929 | 520.4183 | 0.01032% | 0.00932% | 0.01035% | 0.0102% | 1810 | 0.01017% | 0.01019% |  | 12.5884 | 22.7527 | 24.5928 |  | 7381 | 470.7116 | 434.9402 | 495.8255 |  | 7381 | 0.01025% | 0.009232% | 0.01027% | 0.01376% | 0.01142% | 0.01229% |  | 7381 | 0.009232% | 0.01027% | 7381 | 3053 | 0.01015% | 7121 | 0.01012% | 0.01014% |  | 7381 | 0.01142% | 0.01229% | 0.01185% |  | 7381 | 1810 | 0.01014% | 0.01036%
| Nov | 4 | 13 | 7382 | 479.382 | 455.8776 | 510.4315 | 0.01023% | 0.009283% | 0.01015% | 0.0102% | 2700 | 0.01017% | 0.01018% |  | 12.5901 | 22.7518 | 24.5926 |  | 7382 | 466.7919 | 433.1258 | 485.8389 |  | 7382 | 0.01016% | 0.009193% | 0.01006% | 0.01376% | 0.01142% | 0.01229% |  | 7382 | 0.009193% | 0.01006% | 7382 | 2299 | 0.01015% | 8189 | 0.01012% | 0.01014% |  | 7382 | 0.01142% | 0.01229% | 0.01185% |  | 7382 | 2700 | 0.01014% | 0.01123%
| Nov | 4 | 14 | 7383 | 478.422 | 455.2352 | 502.986 | 0.01021% | 0.00927% | 0.01% | 0.0102% | 8503 | 0.01017% | 0.01018% |  | 12.5918 | 22.7509 | 24.5924 |  | 7383 | 465.8303 | 432.4843 | 478.3936 |  | 7383 | 0.01014% | 0.009179% | 0.009907% | 0.01376% | 0.01142% | 0.01229% |  | 7383 | 0.009179% | 0.009907% | 7383 | 627 | 0.01015% | 3329 | 0.01012% | 0.01014% |  | 7383 | 0.01142% | 0.01229% | 0.01185% |  | 7383 | 8503 | 0.01014% | 0.01119%
| Nov | 4 | 15 | 7384 | 478.6237 | 453.755 | 506.2587 | 0.01022% | 0.00924% | 0.01007% | 0.0102% | 8543 | 0.01017% | 0.01018% |  | 12.5934 | 22.75 | 24.5922 |  | 7384 | 466.0303 | 431.005 | 481.6664 |  | 7384 | 0.01014% | 0.009148% | 0.009975% | 0.01376% | 0.01142% | 0.01229% |  | 7384 | 0.009148% | 0.009975% | 7384 | 2809 | 0.01015% | 6166 | 0.01012% | 0.01014% |  | 7384 | 0.01142% | 0.01229% | 0.01185% |  | 7384 | 8543 | 0.01014% | 0.01115%
| Nov | 4 | 16 | 7385 | 487.4156 | 465.1499 | 522.7908 | 0.0104% | 0.009472% | 0.0104% | 0.0102% | 7433 | 0.01017% | 0.01018% |  | 12.5951 | 22.7491 | 24.5921 |  | 7385 | 474.8205 | 442.4008 | 498.1987 |  | 7385 | 0.01034% | 0.00939% | 0.01032% | 0.01377% | 0.01141% | 0.01229% |  | 7385 | 0.00939% | 0.01032% | 7385 | 2562 | 0.01015% | 6186 | 0.01012% | 0.01014% |  | 7385 | 0.01141% | 0.01229% | 0.01185% |  | 7385 | 7433 | 0.01014% | 0.01184%
| Nov | 4 | 17 | 7386 | 497.2708 | 479.9985 | 545.1086 | 0.01061% | 0.009774% | 0.01084% | 0.0102% | 6381 | 0.01017% | 0.01018% |  | 12.5968 | 22.7482 | 24.5919 |  | 7386 | 484.674 | 457.2504 | 520.5167 |  | 7386 | 0.01055% | 0.009705% | 0.01078% | 0.01377% | 0.01141% | 0.01229% |  | 7386 | 0.009705% | 0.01078% | 7386 | 2297 | 0.01015% | 8571 | 0.01012% | 0.01014% |  | 7386 | 0.01141% | 0.01229% | 0.01185% |  | 7386 | 6381 | 0.01014% | 0.01203%
| Nov | 4 | 18 | 7387 | 497.8576 | 487.8558 | 551.3257 | 0.01063% | 0.009934% | 0.01096% | 0.0102% | 3498 | 0.01017% | 0.01018% |  | 12.5985 | 22.7472 | 24.5917 |  | 7387 | 485.2591 | 465.1085 | 526.734 |  | 7387 | 0.01056% | 0.009872% | 0.01091% | 0.01377% | 0.01141% | 0.01229% |  | 7387 | 0.009872% | 0.01091% | 7387 | 2906 | 0.01015% | 6473 | 0.01012% | 0.01013% |  | 7387 | 0.01141% | 0.01229% | 0.01185% |  | 7387 | 3498 | 0.01013% | 0.01207%
| Nov | 4 | 19 | 7388 | 497.2237 | 488.945 | 555.4142 | 0.01061% | 0.009957% | 0.01104% | 0.0102% | 8604 | 0.01017% | 0.01018% |  | 12.6002 | 22.7463 | 24.5915 |  | 7388 | 484.6235 | 466.1987 | 530.8227 |  | 7388 | 0.01055% | 0.009895% | 0.01099% | 0.01377% | 0.01141% | 0.01229% |  | 7388 | 0.009895% | 0.01099% | 7388 | 1587 | 0.01015% | 3501 | 0.01012% | 0.01013% |  | 7388 | 0.01141% | 0.01229% | 0.01185% |  | 7388 | 8604 | 0.01013% | 0.0111%
| Nov | 4 | 20 | 7389 | 493.3261 | 487.2693 | 557.0646 | 0.01053% | 0.009922% | 0.01108% | 0.0102% | 567 | 0.01017% | 0.01018% |  | 12.6019 | 22.7454 | 24.5913 |  | 7389 | 480.7242 | 464.5239 | 532.4733 |  | 7389 | 0.01046% | 0.009859% | 0.01103% | 0.01377% | 0.01141% | 0.01229% |  | 7389 | 0.009859% | 0.01103% | 7389 | 6544 | 0.01015% | 6684 | 0.01012% | 0.01013% |  | 7389 | 0.01141% | 0.01229% | 0.01185% |  | 7389 | 567 | 0.01013% | 0.009372%
| Nov | 4 | 21 | 7390 | 484.8634 | 482.7635 | 552.9949 | 0.01035% | 0.009831% | 0.011% | 0.0102% | 6145 | 0.01017% | 0.01018% |  | 12.6036 | 22.7445 | 24.5911 |  | 7390 | 472.2598 | 460.019 | 528.4037 |  | 7390 | 0.01028% | 0.009764% | 0.01094% | 0.01378% | 0.01141% | 0.01229% |  | 7390 | 0.009764% | 0.01094% | 7390 | 2813 | 0.01015% | 2699 | 0.01012% | 0.01013% |  | 7390 | 0.01141% | 0.01229% | 0.01185% |  | 7390 | 6145 | 0.01013% | 0.0121%
| Nov | 4 | 22 | 7391 | 495.586 | 475.6417 | 543.8708 | 0.01058% | 0.009686% | 0.01081% | 0.0102% | 1801 | 0.01016% | 0.01018% |  | 12.6053 | 22.7436 | 24.5909 |  | 7391 | 482.9807 | 452.8981 | 519.2799 |  | 7391 | 0.01051% | 0.009613% | 0.01075% | 0.01378% | 0.01141% | 0.01229% |  | 7391 | 0.009613% | 0.01075% | 7391 | 2199 | 0.01015% | 2334 | 0.01012% | 0.01013% |  | 7391 | 0.01141% | 0.01229% | 0.01185% |  | 7391 | 1801 | 0.01013% | 0.01035%
| Nov | 4 | 23 | 7392 | 498.3959 | 470.2049 | 538.2163 | 0.01064% | 0.009575% | 0.0107% | 0.0102% | 8715 | 0.01016% | 0.01018% |  | 12.607 | 22.7427 | 24.5907 |  | 7392 | 485.7889 | 447.4623 | 513.6256 |  | 7392 | 0.01057% | 0.009497% | 0.01064% | 0.01378% | 0.01141% | 0.01229% |  | 7392 | 0.009497% | 0.01064% | 7392 | 6543 | 0.01015% | 3485 | 0.01012% | 0.01013% |  | 7392 | 0.01141% | 0.01229% | 0.01185% |  | 7392 | 8715 | 0.01013% | 0.01101%
| Nov | 5 | 0 | 7393 | 499.5318 | 470.8473 | 539.8011 | 0.01066% | 0.009588% | 0.01073% | 0.0102% | 6668 | 0.01016% | 0.01018% |  | 12.6087 | 22.7417 | 24.5905 |  | 7393 | 486.9231 | 448.1055 | 515.2105 |  | 7393 | 0.0106% | 0.009511% | 0.01067% | 0.01378% | 0.01141% | 0.01229% |  | 7393 | 0.009511% | 0.01067% | 7393 | 1925 | 0.01015% | 2167 | 0.01012% | 0.01013% |  | 7393 | 0.01141% | 0.01229% | 0.01185% |  | 7393 | 6668 | 0.01013% | 0.01198%
| Nov | 5 | 1 | 7394 | 501.2878 | 471.4896 | 545.418 | 0.0107% | 0.009601% | 0.01085% | 0.0102% | 7117 | 0.01016% | 0.01018% |  | 12.6104 | 22.7408 | 24.5903 |  | 7394 | 488.6774 | 448.7488 | 520.8277 |  | 7394 | 0.01064% | 0.009525% | 0.01079% | 0.01378% | 0.01141% | 0.01229% |  | 7394 | 0.009525% | 0.01079% | 7394 | 7440 | 0.01015% | 6418 | 0.01012% | 0.01013% |  | 7394 | 0.01141% | 0.01229% | 0.01185% |  | 7394 | 7117 | 0.01013% | 0.01191%
| Nov | 5 | 2 | 7395 | 503.0223 | 473.3422 | 553.2574 | 0.01074% | 0.009639% | 0.011% | 0.0102% | 3484 | 0.01016% | 0.01018% |  | 12.6121 | 22.7399 | 24.5902 |  | 7395 | 490.4103 | 450.6023 | 528.6673 |  | 7395 | 0.01068% | 0.009564% | 0.01095% | 0.01379% | 0.01141% | 0.01229% |  | 7395 | 0.009564% | 0.01095% | 7395 | 653 | 0.01015% | 8583 | 0.01012% | 0.01013% |  | 7395 | 0.01141% | 0.01229% | 0.01185% |  | 7395 | 3484 | 0.01013% | 0.01206%
| Nov | 5 | 3 | 7396 | 506.9068 | 479.6448 | 565.129 | 0.01082% | 0.009767% | 0.01124% | 0.0102% | 7707 | 0.01016% | 0.01018% |  | 12.6138 | 22.739 | 24.59 |  | 7396 | 494.293 | 456.9058 | 540.539 |  | 7396 | 0.01076% | 0.009698% | 0.01119% | 0.01379% | 0.01141% | 0.01229% |  | 7396 | 0.009698% | 0.01119% | 7396 | 7410 | 0.01015% | 2053 | 0.01011% | 0.01013% |  | 7396 | 0.01141% | 0.01229% | 0.01185% |  | 7396 | 7707 | 0.01013% | 0.01174%
| Nov | 5 | 4 | 7397 | 512.9326 | 486.8131 | 576.1754 | 0.01095% | 0.009913% | 0.01146% | 0.0102% | 8508 | 0.01016% | 0.01018% |  | 12.6155 | 22.7381 | 24.5898 |  | 7397 | 500.3171 | 464.075 | 551.5856 |  | 7397 | 0.01089% | 0.00985% | 0.01142% | 0.01379% | 0.01141% | 0.01229% |  | 7397 | 0.00985% | 0.01142% | 7397 | 7278 | 0.01015% | 6624 | 0.01011% | 0.01013% |  | 7397 | 0.01141% | 0.01229% | 0.01185% |  | 7397 | 8508 | 0.01013% | 0.01118%
| Nov | 5 | 5 | 7398 | 523.7183 | 500.4609 | 598.8308 | 0.01118% | 0.01019% | 0.01191% | 0.0102% | 2074 | 0.01016% | 0.01018% |  | 12.6172 | 22.7371 | 24.5896 |  | 7398 | 511.1011 | 477.7237 | 574.2412 |  | 7398 | 0.01113% | 0.01014% | 0.01189% | 0.01379% | 0.01141% | 0.01229% |  | 7398 | 0.01014% | 0.01189% | 7398 | 1931 | 0.01015% | 8493 | 0.01011% | 0.01013% |  | 7398 | 0.01141% | 0.01229% | 0.01185% |  | 7398 | 2074 | 0.01013% | 0.01059%
| Nov | 5 | 6 | 7399 | 535.4325 | 522.6827 | 622.3396 | 0.01143% | 0.01064% | 0.01237% | 0.01019% | 8184 | 0.01016% | 0.01018% |  | 12.6189 | 22.7362 | 24.5894 |  | 7399 | 522.8136 | 499.9464 | 597.7502 |  | 7399 | 0.01138% | 0.01061% | 0.01238% | 0.01379% | 0.01141% | 0.01229% |  | 7399 | 0.01061% | 0.01238% | 7399 | 7185 | 0.01015% | 8716 | 0.01011% | 0.01013% |  | 7399 | 0.01141% | 0.01229% | 0.01185% |  | 7399 | 8184 | 0.01013% | 0.01144%
| Nov | 5 | 7 | 7400 | 546.5651 | 524.5725 | 619.6389 | 0.01167% | 0.01068% | 0.01232% | 0.01019% | 6721 | 0.01016% | 0.01018% |  | 12.6206 | 22.7353 | 24.5892 |  | 7400 | 533.9445 | 501.8372 | 595.0497 |  | 7400 | 0.01162% | 0.01065% | 0.01232% | 0.01379% | 0.01141% | 0.01229% |  | 7400 | 0.01065% | 0.01232% | 7400 | 2584 | 0.01015% | 6310 | 0.01011% | 0.01013% |  | 7400 | 0.01141% | 0.01229% | 0.01185% |  | 7400 | 6721 | 0.01013% | 0.01197%
| Nov | 5 | 8 | 7401 | 552.4939 | 511.4088 | 584.3524 | 0.01179% | 0.01041% | 0.01162% | 0.01019% | 8751 | 0.01016% | 0.01018% |  | 12.6223 | 22.7344 | 24.589 |  | 7401 | 539.8716 | 488.6745 | 559.7634 |  | 7401 | 0.01175% | 0.01037% | 0.01159% | 0.0138% | 0.01141% | 0.01229% |  | 7401 | 0.01037% | 0.01159% | 7401 | 797 | 0.01015% | 6178 | 0.01011% | 0.01013% |  | 7401 | 0.01141% | 0.01229% | 0.01185% |  | 7401 | 8751 | 0.01013% | 0.01098%
| Nov | 5 | 9 | 7402 | 549.1571 | 493.097 | 554.9453 | 0.01172% | 0.01004% | 0.01103% | 0.01019% | 3365 | 0.01016% | 0.01017% |  | 12.624 | 22.7334 | 24.5888 |  | 7402 | 536.533 | 470.3636 | 530.3565 |  | 7402 | 0.01168% | 0.009983% | 0.01098% | 0.0138% | 0.01141% | 0.01229% |  | 7402 | 0.009983% | 0.01098% | 7402 | 7244 | 0.01014% | 6653 | 0.01011% | 0.01013% |  | 7402 | 0.01141% | 0.01229% | 0.01185% |  | 7402 | 3365 | 0.01013% | 0.01194%
| Nov | 5 | 10 | 7403 | 539.6423 | 487.8278 | 540.6356 | 0.01152% | 0.009934% | 0.01075% | 0.01019% | 7129 | 0.01015% | 0.01017% |  | 12.6257 | 22.7325 | 24.5886 |  | 7403 | 527.0165 | 465.0953 | 516.047 |  | 7403 | 0.01147% | 0.009872% | 0.01069% | 0.0138% | 0.01141% | 0.01229% |  | 7403 | 0.009872% | 0.01069% | 7403 | 1485 | 0.01014% | 7676 | 0.01011% | 0.01013% |  | 7403 | 0.01141% | 0.01229% | 0.01185% |  | 7403 | 7129 | 0.01013% | 0.01191%
| Nov | 5 | 11 | 7404 | 527.3833 | 480.9295 | 526.3166 | 0.01126% | 0.009793% | 0.01047% | 0.01019% | 8570 | 0.01015% | 0.01017% |  | 12.6275 | 22.7316 | 24.5884 |  | 7404 | 514.7559 | 458.1979 | 501.7282 |  | 7404 | 0.01121% | 0.009725% | 0.01039% | 0.0138% | 0.01141% | 0.01229% |  | 7404 | 0.009725% | 0.01039% | 7404 | 2905 | 0.01014% | 3481 | 0.01011% | 0.01012% |  | 7404 | 0.01141% | 0.01229% | 0.01185% |  | 7404 | 8570 | 0.01012% | 0.01113%
| Nov | 5 | 12 | 7405 | 525.1807 | 479.1793 | 513.301 | 0.01121% | 0.009758% | 0.01021% | 0.01019% | 5337 | 0.01015% | 0.01017% |  | 12.6292 | 22.7306 | 24.5882 |  | 7405 | 512.5515 | 456.4487 | 488.7128 |  | 7405 | 0.01116% | 0.009688% | 0.01012% | 0.0138% | 0.01141% | 0.01229% |  | 7405 | 0.009688% | 0.01012% | 7405 | 7133 | 0.01014% | 6693 | 0.01011% | 0.01012% |  | 7405 | 0.01141% | 0.01229% | 0.01185% |  | 7405 | 5337 | 0.01012% | 0.01251%
| Nov | 5 | 13 | 7406 | 526.1682 | 482.3911 | 506.1837 | 0.01123% | 0.009823% | 0.01007% | 0.01019% | 2024 | 0.01015% | 0.01017% |  | 12.6309 | 22.7297 | 24.588 |  | 7406 | 513.5373 | 459.6614 | 481.5956 |  | 7406 | 0.01118% | 0.009756% | 0.009973% | 0.01381% | 0.01141% | 0.01229% |  | 7406 | 0.009756% | 0.009973% | 7406 | 6889 | 0.01014% | 6529 | 0.01011% | 0.01012% |  | 7406 | 0.01141% | 0.01229% | 0.01185% |  | 7406 | 2024 | 0.01012% | 0.01054%
| Nov | 5 | 14 | 7407 | 529.275 | 478.1087 | 501.5044 | 0.0113% | 0.009736% | 0.009972% | 0.01019% | 6027 | 0.01015% | 0.01017% |  | 12.6326 | 22.7288 | 24.5878 |  | 7407 | 516.6424 | 455.3799 | 476.9166 |  | 7407 | 0.01125% | 0.009665% | 0.009876% | 0.01381% | 0.0114% | 0.01229% |  | 7407 | 0.009665% | 0.009876% | 7407 | 664 | 0.01014% | 2717 | 0.0101% | 0.01012% |  | 7407 | 0.0114% | 0.01229% | 0.01185% |  | 7407 | 6027 | 0.01012% | 0.01215%
| Nov | 5 | 15 | 7408 | 534.9568 | 480.6037 | 501.5419 | 0.01142% | 0.009787% | 0.009973% | 0.01019% | 6177 | 0.01015% | 0.01017% |  | 12.6343 | 22.7278 | 24.5876 |  | 7408 | 522.3225 | 457.8758 | 476.9543 |  | 7408 | 0.01137% | 0.009718% | 0.009877% | 0.01381% | 0.0114% | 0.01229% |  | 7408 | 0.009718% | 0.009877% | 7408 | 1995 | 0.01014% | 7609 | 0.0101% | 0.01012% |  | 7408 | 0.0114% | 0.01229% | 0.01185% |  | 7408 | 6177 | 0.01012% | 0.01209%
| Nov | 5 | 16 | 7409 | 544.51 | 486.7759 | 515.4296 | 0.01162% | 0.009912% | 0.01025% | 0.01019% | 1648 | 0.01015% | 0.01017% |  | 12.636 | 22.7269 | 24.5874 |  | 7409 | 531.874 | 464.049 | 490.8422 |  | 7409 | 0.01158% | 0.009849% | 0.01016% | 0.01381% | 0.0114% | 0.01229% |  | 7409 | 0.009849% | 0.01016% | 7409 | 1779 | 0.01014% | 8619 | 0.0101% | 0.01012% |  | 7409 | 0.0114% | 0.01229% | 0.01185% |  | 7409 | 1648 | 0.01012% | 0.01023%
| Nov | 5 | 17 | 7410 | 554.1356 | 500.8053 | 533.3777 | 0.01183% | 0.0102% | 0.01061% | 0.01019% | 2435 | 0.01015% | 0.01017% |  | 12.6378 | 22.726 | 24.5872 |  | 7410 | 541.4979 | 478.0793 | 508.7904 |  | 7410 | 0.01179% | 0.01015% | 0.01054% | 0.01381% | 0.0114% | 0.01229% |  | 7410 | 0.01015% | 0.01054% | 7410 | 1935 | 0.01014% | 8615 | 0.0101% | 0.01012% |  | 7410 | 0.0114% | 0.01229% | 0.01185% |  | 7410 | 2435 | 0.01012% | 0.01094%
| Nov | 5 | 18 | 7411 | 551.2708 | 508.5508 | 540.1855 | 0.01177% | 0.01036% | 0.01074% | 0.01019% | 2059 | 0.01015% | 0.01017% |  | 12.6395 | 22.725 | 24.587 |  | 7411 | 538.6313 | 485.8258 | 515.5985 |  | 7411 | 0.01172% | 0.01031% | 0.01068% | 0.01382% | 0.0114% | 0.01229% |  | 7411 | 0.01031% | 0.01068% | 7411 | 7398 | 0.01014% | 136 | 0.0101% | 0.01012% |  | 7411 | 0.0114% | 0.01229% | 0.01185% |  | 7411 | 2059 | 0.01012% | 0.01057%
| Nov | 5 | 19 | 7412 | 549.1541 | 507.685 | 544.8273 | 0.01172% | 0.01034% | 0.01083% | 0.01019% | 134 | 0.01015% | 0.01017% |  | 12.6412 | 22.7241 | 24.5868 |  | 7412 | 536.5129 | 484.9609 | 520.2405 |  | 7412 | 0.01168% | 0.01029% | 0.01077% | 0.01382% | 0.0114% | 0.01229% |  | 7412 | 0.01029% | 0.01077% | 7412 | 2810 | 0.01014% | 7093 | 0.0101% | 0.01012% |  | 7412 | 0.0114% | 0.01229% | 0.01185% |  | 7412 | 134 | 0.01012% | 0.009168%
| Nov | 5 | 20 | 7413 | 541.444 | 503.4771 | 544.696 | 0.01156% | 0.01025% | 0.01083% | 0.01019% | 6569 | 0.01015% | 0.01017% |  | 12.6429 | 22.7232 | 24.5866 |  | 7413 | 528.8011 | 480.754 | 520.1094 |  | 7413 | 0.01151% | 0.0102% | 0.01077% | 0.01382% | 0.0114% | 0.01229% |  | 7413 | 0.0102% | 0.01077% | 7413 | 707 | 0.01014% | 7668 | 0.0101% | 0.01012% |  | 7413 | 0.0114% | 0.01229% | 0.01185% |  | 7413 | 6569 | 0.01012% | 0.01199%
| Nov | 5 | 21 | 7414 | 529.1409 | 496.6812 | 533.6871 | 0.01129% | 0.01011% | 0.01061% | 0.01019% | 7102 | 0.01015% | 0.01017% |  | 12.6446 | 22.7222 | 24.5864 |  | 7414 | 516.4962 | 473.959 | 509.1007 |  | 7414 | 0.01124% | 0.01006% | 0.01054% | 0.01382% | 0.0114% | 0.01229% |  | 7414 | 0.01006% | 0.01054% | 7414 | 1441 | 0.01014% | 6287 | 0.0101% | 0.01012% |  | 7414 | 0.0114% | 0.01229% | 0.01184% |  | 7414 | 7102 | 0.01012% | 0.01192%
| Nov | 5 | 22 | 7415 | 521.3896 | 489.0846 | 526.0634 | 0.01113% | 0.009959% | 0.01046% | 0.01019% | 7382 | 0.01015% | 0.01017% |  | 12.6464 | 22.7213 | 24.5862 |  | 7415 | 508.7432 | 466.3633 | 501.4772 |  | 7415 | 0.01107% | 0.009898% | 0.01038% | 0.01382% | 0.0114% | 0.01229% |  | 7415 | 0.009898% | 0.01038% | 7415 | 2018 | 0.01014% | 8665 | 0.0101% | 0.01012% |  | 7415 | 0.0114% | 0.01229% | 0.01184% |  | 7415 | 7382 | 0.01012% | 0.01185%
| Nov | 5 | 23 | 7416 | 514.125 | 484.1133 | 521.553 | 0.01097% | 0.009858% | 0.01037% | 0.01019% | 7740 | 0.01015% | 0.01017% |  | 12.6481 | 22.7203 | 24.586 |  | 7416 | 501.4769 | 461.393 | 496.967 |  | 7416 | 0.01092% | 0.009793% | 0.01029% | 0.01382% | 0.0114% | 0.01229% |  | 7416 | 0.009793% | 0.01029% | 7416 | 5907 | 0.01014% | 7632 | 0.0101% | 0.01012% |  | 7416 | 0.0114% | 0.01229% | 0.01184% |  | 7416 | 7740 | 0.01012% | 0.01172%
| Nov | 6 | 0 | 7417 | 510.3914 | 483.1824 | 523.419 | 0.01089% | 0.009839% | 0.01041% | 0.01019% | 2069 | 0.01015% | 0.01017% |  | 12.6498 | 22.7194 | 24.5858 |  | 7417 | 497.7416 | 460.463 | 498.8332 |  | 7417 | 0.01083% | 0.009773% | 0.01033% | 0.01383% | 0.0114% | 0.01229% |  | 7417 | 0.009773% | 0.01033% | 7417 | 628 | 0.01013% | 8568 | 0.0101% | 0.01012% |  | 7417 | 0.0114% | 0.01229% | 0.01184% |  | 7417 | 2069 | 0.01012% | 0.01058%
| Nov | 6 | 1 | 7418 | 508.6048 | 483.3313 | 526.5416 | 0.01086% | 0.009842% | 0.01047% | 0.01019% | 2287 | 0.01015% | 0.01017% |  | 12.6515 | 22.7185 | 24.5856 |  | 7418 | 495.9533 | 460.6129 | 501.9561 |  | 7418 | 0.0108% | 0.009776% | 0.01039% | 0.01383% | 0.0114% | 0.01229% |  | 7418 | 0.009776% | 0.01039% | 7418 | 6660 | 0.01013% | 2463 | 0.0101% | 0.01012% |  | 7418 | 0.0114% | 0.01229% | 0.01184% |  | 7418 | 2287 | 0.01012% | 0.01079%
| Nov | 6 | 2 | 7419 | 512.0827 | 480.585 | 530.9771 | 0.01093% | 0.009786% | 0.01056% | 0.01019% | 3500 | 0.01015% | 0.01017% |  | 12.6533 | 22.7175 | 24.5854 |  | 7419 | 499.4294 | 457.8675 | 506.3917 |  | 7419 | 0.01087% | 0.009718% | 0.01049% | 0.01383% | 0.0114% | 0.01229% |  | 7419 | 0.009718% | 0.01049% | 7419 | 7526 | 0.01013% | 7673 | 0.0101% | 0.01012% |  | 7419 | 0.0114% | 0.01229% | 0.01184% |  | 7419 | 3500 | 0.01012% | 0.01208%
| Nov | 6 | 3 | 7420 | 519.9875 | 485.2212 | 519.8744 | 0.0111% | 0.009881% | 0.01034% | 0.01019% | 7149 | 0.01015% | 0.01017% |  | 12.655 | 22.7166 | 24.5852 |  | 7420 | 507.3325 | 462.5046 | 495.2892 |  | 7420 | 0.01104% | 0.009817% | 0.01026% | 0.01383% | 0.0114% | 0.01229% |  | 7420 | 0.009817% | 0.01026% | 7420 | 2301 | 0.01013% | 3498 | 0.0101% | 0.01011% |  | 7420 | 0.0114% | 0.01229% | 0.01184% |  | 7420 | 7149 | 0.01011% | 0.01191%
| Nov | 6 | 4 | 7421 | 530.06 | 494.4562 | 523.6347 | 0.01131% | 0.01007% | 0.01041% | 0.01019% | 6661 | 0.01015% | 0.01017% |  | 12.6567 | 22.7156 | 24.585 |  | 7421 | 517.4033 | 471.7406 | 499.0497 |  | 7421 | 0.01126% | 0.01001% | 0.01033% | 0.01383% | 0.0114% | 0.01229% |  | 7421 | 0.01001% | 0.01033% | 7421 | 7694 | 0.01013% | 2698 | 0.0101% | 0.01011% |  | 7421 | 0.0114% | 0.01229% | 0.01184% |  | 7421 | 6661 | 0.01011% | 0.01198%
| Nov | 6 | 5 | 7422 | 550.742 | 514.3972 | 546.8996 | 0.01175% | 0.01047% | 0.01087% | 0.01019% | 6685 | 0.01015% | 0.01017% |  | 12.6585 | 22.7147 | 24.5848 |  | 7422 | 538.0835 | 491.6825 | 522.3149 |  | 7422 | 0.01171% | 0.01044% | 0.01082% | 0.01384% | 0.0114% | 0.01229% |  | 7422 | 0.01044% | 0.01082% | 7422 | 8055 | 0.01013% | 6179 | 0.0101% | 0.01011% |  | 7422 | 0.0114% | 0.01229% | 0.01184% |  | 7422 | 6685 | 0.01011% | 0.01197%
| Nov | 6 | 6 | 7423 | 575.217 | 538.453 | 571.815 | 0.01228% | 0.01096% | 0.01137% | 0.01018% | 7310 | 0.01015% | 0.01017% |  | 12.6602 | 22.7137 | 24.5846 |  | 7423 | 562.5568 | 515.7392 | 547.2304 |  | 7423 | 0.01225% | 0.01095% | 0.01133% | 0.01384% | 0.0114% | 0.01229% |  | 7423 | 0.01095% | 0.01133% | 7423 | 1968 | 0.01013% | 2058 | 0.01009% | 0.01011% |  | 7423 | 0.0114% | 0.01229% | 0.01184% |  | 7423 | 7310 | 0.01011% | 0.01187%
| Nov | 6 | 7 | 7424 | 579.7322 | 542.6329 | 564.0506 | 0.01237% | 0.01105% | 0.01122% | 0.01018% | 1770 | 0.01015% | 0.01017% |  | 12.6619 | 22.7128 | 24.5844 |  | 7424 | 567.0703 | 519.9202 | 539.4663 |  | 7424 | 0.01234% | 0.01104% | 0.01117% | 0.01384% | 0.0114% | 0.01229% |  | 7424 | 0.01104% | 0.01117% | 7424 | 2061 | 0.01013% | 6667 | 0.01009% | 0.01011% |  | 7424 | 0.0114% | 0.01229% | 0.01184% |  | 7424 | 1770 | 0.01011% | 0.01033%
| Nov | 6 | 8 | 7425 | 570.6948 | 520.7463 | 535.4031 | 0.01218% | 0.0106% | 0.01065% | 0.01018% | 3297 | 0.01015% | 0.01017% |  | 12.6637 | 22.7118 | 24.5841 |  | 7425 | 558.0312 | 498.0344 | 510.819 |  | 7425 | 0.01215% | 0.01057% | 0.01058% | 0.01384% | 0.0114% | 0.01229% |  | 7425 | 0.01057% | 0.01058% | 7425 | 6384 | 0.01013% | 3365 | 0.01009% | 0.01011% |  | 7425 | 0.0114% | 0.01229% | 0.01184% |  | 7425 | 3297 | 0.01011% | 0.01187%
| Nov | 6 | 9 | 7426 | 553.9747 | 504.8549 | 514.6607 | 0.01182% | 0.01028% | 0.01023% | 0.01018% | 6474 | 0.01015% | 0.01016% |  | 12.6654 | 22.7109 | 24.5839 |  | 7426 | 541.3092 | 482.1441 | 490.0767 |  | 7426 | 0.01178% | 0.01023% | 0.01015% | 0.01384% | 0.0114% | 0.01229% |  | 7426 | 0.01023% | 0.01015% | 7426 | 2438 | 0.01013% | 2527 | 0.01009% | 0.01011% |  | 7426 | 0.0114% | 0.01229% | 0.01184% |  | 7426 | 6474 | 0.01011% | 0.01201%
| Nov | 6 | 10 | 7427 | 544.7143 | 497.5097 | 498.0161 | 0.01163% | 0.01013% | 0.009903% | 0.01018% | 7156 | 0.01014% | 0.01016% |  | 12.6672 | 22.7099 | 24.5837 |  | 7427 | 532.0472 | 474.7998 | 473.4323 |  | 7427 | 0.01158% | 0.01008% | 0.009804% | 0.01385% | 0.0114% | 0.01229% |  | 7427 | 0.01008% | 0.009804% | 7427 | 2396 | 0.01013% | 7166 | 0.01009% | 0.01011% |  | 7427 | 0.0114% | 0.01229% | 0.01184% |  | 7427 | 7156 | 0.01011% | 0.01191%
| Nov | 6 | 11 | 7428 | 535.5388 | 490.1645 | 483.9877 | 0.01143% | 0.009981% | 0.009624% | 0.01018% | 1796 | 0.01014% | 0.01016% |  | 12.6689 | 22.709 | 24.5835 |  | 7428 | 522.8699 | 467.4555 | 459.4042 |  | 7428 | 0.01138% | 0.009922% | 0.009514% | 0.01385% | 0.01139% | 0.01229% |  | 7428 | 0.009922% | 0.009514% | 7428 | 7104 | 0.01013% | 8668 | 0.01009% | 0.01011% |  | 7428 | 0.01139% | 0.01229% | 0.01184% |  | 7428 | 1796 | 0.01011% | 0.01035%
| Nov | 6 | 12 | 7429 | 529.7328 | 486.0777 | 497.5003 | 0.01131% | 0.009898% | 0.009893% | 0.01018% | 8618 | 0.01014% | 0.01016% |  | 12.6706 | 22.708 | 24.5833 |  | 7429 | 517.0622 | 463.3696 | 472.917 |  | 7429 | 0.01126% | 0.009835% | 0.009793% | 0.01385% | 0.01139% | 0.01229% |  | 7429 | 0.009835% | 0.009793% | 7429 | 2428 | 0.01013% | 2697 | 0.01009% | 0.01011% |  | 7429 | 0.01139% | 0.01229% | 0.01184% |  | 7429 | 8618 | 0.01011% | 0.01109%
| Nov | 6 | 13 | 7430 | 525.3497 | 483.713 | 495.8218 | 0.01121% | 0.00985% | 0.009859% | 0.01018% | 7143 | 0.01014% | 0.01016% |  | 12.6724 | 22.7071 | 24.5831 |  | 7430 | 512.6774 | 461.006 | 471.2387 |  | 7430 | 0.01116% | 0.009785% | 0.009759% | 0.01385% | 0.01139% | 0.01229% |  | 7430 | 0.009785% | 0.009759% | 7430 | 2259 | 0.01013% | 3484 | 0.01009% | 0.01011% |  | 7430 | 0.01139% | 0.01229% | 0.01184% |  | 7430 | 7143 | 0.01011% | 0.01191%
| Nov | 6 | 14 | 7431 | 524.1218 | 484.4485 | 493.4212 | 0.01119% | 0.009865% | 0.009811% | 0.01018% | 8561 | 0.01014% | 0.01016% |  | 12.6741 | 22.7061 | 24.5829 |  | 7431 | 511.4477 | 461.7424 | 468.8383 |  | 7431 | 0.01113% | 0.0098% | 0.009709% | 0.01385% | 0.01139% | 0.01229% |  | 7431 | 0.0098% | 0.009709% | 7431 | 6366 | 0.01013% | 8503 | 0.01009% | 0.01011% |  | 7431 | 0.01139% | 0.01229% | 0.01184% |  | 7431 | 8561 | 0.01011% | 0.01114%
| Nov | 6 | 15 | 7432 | 525.8813 | 486.0497 | 493.8995 | 0.01122% | 0.009898% | 0.009821% | 0.01018% | 8713 | 0.01014% | 0.01016% |  | 12.6759 | 22.7052 | 24.5827 |  | 7432 | 513.2054 | 463.3446 | 469.3168 |  | 7432 | 0.01117% | 0.009834% | 0.009719% | 0.01385% | 0.01139% | 0.01229% |  | 7432 | 0.009834% | 0.009719% | 7432 | 7433 | 0.01013% | 3297 | 0.01009% | 0.01011% |  | 7432 | 0.01139% | 0.01229% | 0.01184% |  | 7432 | 8713 | 0.01011% | 0.01101%
| Nov | 6 | 16 | 7433 | 539.0986 | 500.0047 | 511.4255 | 0.01151% | 0.01018% | 0.01017% | 0.01018% | 8666 | 0.01014% | 0.01016% |  | 12.6776 | 22.7042 | 24.5825 |  | 7433 | 526.421 | 477.3005 | 486.8431 |  | 7433 | 0.01146% | 0.01013% | 0.01008% | 0.01386% | 0.01139% | 0.01229% |  | 7433 | 0.01013% | 0.01008% | 7433 | 8710 | 0.01013% | 8543 | 0.01009% | 0.01011% |  | 7433 | 0.01139% | 0.01229% | 0.01184% |  | 7433 | 8666 | 0.01011% | 0.01105%
| Nov | 6 | 17 | 7434 | 563.9617 | 511.5764 | 532.3743 | 0.01204% | 0.01042% | 0.01059% | 0.01018% | 6503 | 0.01014% | 0.01016% |  | 12.6794 | 22.7032 | 24.5823 |  | 7434 | 551.2824 | 488.8732 | 507.792 |  | 7434 | 0.012% | 0.01038% | 0.01052% | 0.01386% | 0.01139% | 0.01229% |  | 7434 | 0.01038% | 0.01052% | 7434 | 2123 | 0.01013% | 8604 | 0.01008% | 0.01011% |  | 7434 | 0.01139% | 0.01229% | 0.01184% |  | 7434 | 6503 | 0.01011% | 0.01201%
| Nov | 6 | 18 | 7435 | 567.9492 | 516.4267 | 536.1627 | 0.01212% | 0.01052% | 0.01066% | 0.01018% | 435 | 0.01014% | 0.01016% |  | 12.6811 | 22.7023 | 24.582 |  | 7435 | 555.268 | 493.7244 | 511.5807 |  | 7435 | 0.01209% | 0.01048% | 0.01059% | 0.01386% | 0.01139% | 0.01229% |  | 7435 | 0.01048% | 0.01059% | 7435 | 906 | 0.01013% | 2044 | 0.01008% | 0.0101% |  | 7435 | 0.01139% | 0.01229% | 0.01184% |  | 7435 | 435 | 0.0101% | 0.009296%
| Nov | 6 | 19 | 7436 | 566.7651 | 517.4321 | 538.432 | 0.0121% | 0.01054% | 0.01071% | 0.01018% | 6024 | 0.01014% | 0.01016% |  | 12.6829 | 22.7013 | 24.5818 |  | 7436 | 554.0823 | 494.7308 | 513.8502 |  | 7436 | 0.01206% | 0.0105% | 0.01064% | 0.01386% | 0.01139% | 0.01229% |  | 7436 | 0.0105% | 0.01064% | 7436 | 6877 | 0.01013% | 7433 | 0.01008% | 0.0101% |  | 7436 | 0.01139% | 0.01229% | 0.01184% |  | 7436 | 6024 | 0.0101% | 0.01215%
| Nov | 6 | 20 | 7437 | 560.5168 | 513.0101 | 542.0891 | 0.01196% | 0.01045% | 0.01078% | 0.01018% | 1717 | 0.01014% | 0.01016% |  | 12.6846 | 22.7004 | 24.5816 |  | 7437 | 547.8322 | 490.3097 | 517.5075 |  | 7437 | 0.01193% | 0.01041% | 0.01072% | 0.01386% | 0.01139% | 0.01229% |  | 7437 | 0.01041% | 0.01072% | 7437 | 6664 | 0.01013% | 3298 | 0.01008% | 0.0101% |  | 7437 | 0.01139% | 0.01229% | 0.01184% |  | 7437 | 1717 | 0.0101% | 0.01028%
| Nov | 6 | 21 | 7438 | 546.486 | 508.9046 | 532.9651 | 0.01166% | 0.01036% | 0.0106% | 0.01018% | 8569 | 0.01014% | 0.01016% |  | 12.6864 | 22.6994 | 24.5814 |  | 7438 | 533.7996 | 486.2052 | 508.3837 |  | 7438 | 0.01162% | 0.01032% | 0.01053% | 0.01387% | 0.01139% | 0.01229% |  | 7438 | 0.01032% | 0.01053% | 7438 | 949 | 0.01013% | 2503 | 0.01008% | 0.0101% |  | 7438 | 0.01139% | 0.01229% | 0.01184% |  | 7438 | 8569 | 0.0101% | 0.01113%
| Nov | 6 | 22 | 7439 | 535.0398 | 503.0117 | 514.3043 | 0.01142% | 0.01024% | 0.01023% | 0.01018% | 8667 | 0.01014% | 0.01016% |  | 12.6881 | 22.6984 | 24.5812 |  | 7439 | 522.3517 | 480.3132 | 489.7232 |  | 7439 | 0.01137% | 0.01019% | 0.01014% | 0.01387% | 0.01139% | 0.01229% |  | 7439 | 0.01019% | 0.01014% | 7439 | 2686 | 0.01013% | 8715 | 0.01008% | 0.0101% |  | 7439 | 0.01139% | 0.01229% | 0.01184% |  | 7439 | 8667 | 0.0101% | 0.01105%
| Nov | 6 | 23 | 7440 | 526.8931 | 500.8053 | 529.0641 | 0.01125% | 0.0102% | 0.01052% | 0.01018% | 6189 | 0.01014% | 0.01016% |  | 12.6899 | 22.6975 | 24.581 |  | 7440 | 514.2032 | 478.1078 | 504.4832 |  | 7440 | 0.01119% | 0.01015% | 0.01045% | 0.01387% | 0.01139% | 0.01229% |  | 7440 | 0.01015% | 0.01045% | 7440 | 648 | 0.01012% | 6028 | 0.01008% | 0.0101% |  | 7440 | 0.01139% | 0.01229% | 0.01184% |  | 7440 | 6189 | 0.0101% | 0.01209%
| Nov | 7 | 0 | 7441 | 523.8049 | 501.3732 | 530.7895 | 0.01118% | 0.01021% | 0.01055% | 0.01018% | 3298 | 0.01014% | 0.01016% |  | 12.6916 | 22.6965 | 24.5807 |  | 7441 | 511.1133 | 478.6767 | 506.2088 |  | 7441 | 0.01113% | 0.01016% | 0.01048% | 0.01387% | 0.01139% | 0.01229% |  | 7441 | 0.01016% | 0.01048% | 7441 | 887 | 0.01012% | 6381 | 0.01008% | 0.0101% |  | 7441 | 0.01139% | 0.01229% | 0.01184% |  | 7441 | 3298 | 0.0101% | 0.01188%
| Nov | 7 | 1 | 7442 | 524.9879 | 502.7882 | 532.3087 | 0.0112% | 0.01024% | 0.01058% | 0.01018% | 2737 | 0.01014% | 0.01016% |  | 12.6934 | 22.6955 | 24.5805 |  | 7442 | 512.2945 | 480.0927 | 507.7281 |  | 7442 | 0.01115% | 0.01019% | 0.01051% | 0.01387% | 0.01139% | 0.01229% |  | 7442 | 0.01019% | 0.01051% | 7442 | 2828 | 0.01012% | 8508 | 0.01007% | 0.0101% |  | 7442 | 0.01139% | 0.01229% | 0.01184% |  | 7442 | 2737 | 0.0101% | 0.01127%
| Nov | 7 | 2 | 7443 | 530.7199 | 504.3615 | 541.4515 | 0.01133% | 0.01027% | 0.01077% | 0.01018% | 3532 | 0.01014% | 0.01016% |  | 12.6952 | 22.6946 | 24.5803 |  | 7443 | 518.0248 | 481.667 | 516.8712 |  | 7443 | 0.01128% | 0.01022% | 0.0107% | 0.01388% | 0.01139% | 0.01229% |  | 7443 | 0.01022% | 0.0107% | 7443 | 7105 | 0.01012% | 3500 | 0.01007% | 0.0101% |  | 7443 | 0.01139% | 0.01229% | 0.01184% |  | 7443 | 3532 | 0.0101% | 0.01211%
| Nov | 7 | 3 | 7444 | 538.0607 | 508.8767 | 550.7631 | 0.01148% | 0.01036% | 0.01095% | 0.01018% | 6181 | 0.01014% | 0.01016% |  | 12.6969 | 22.6936 | 24.5801 |  | 7444 | 525.3638 | 486.183 | 526.183 |  | 7444 | 0.01144% | 0.01032% | 0.0109% | 0.01388% | 0.01139% | 0.01229% |  | 7444 | 0.01032% | 0.0109% | 7444 | 6681 | 0.01012% | 2337 | 0.01007% | 0.0101% |  | 7444 | 0.01139% | 0.01229% | 0.01184% |  | 7444 | 6181 | 0.0101% | 0.01209%
| Nov | 7 | 4 | 7445 | 551.3239 | 519.0147 | 564.1913 | 0.01177% | 0.01057% | 0.01122% | 0.01017% | 6390 | 0.01014% | 0.01016% |  | 12.6987 | 22.6926 | 24.5799 |  | 7445 | 538.6253 | 496.3221 | 539.6114 |  | 7445 | 0.01172% | 0.01053% | 0.01117% | 0.01388% | 0.01139% | 0.01229% |  | 7445 | 0.01053% | 0.01117% | 7445 | 2593 | 0.01012% | 8184 | 0.01007% | 0.0101% |  | 7445 | 0.01139% | 0.01229% | 0.01184% |  | 7445 | 6390 | 0.0101% | 0.01203%
| Nov | 7 | 5 | 7446 | 575.2702 | 535.0364 | 587.4281 | 0.01228% | 0.0109% | 0.01168% | 0.01017% | 1798 | 0.01014% | 0.01016% |  | 12.7004 | 22.6917 | 24.5797 |  | 7446 | 562.5698 | 512.3447 | 562.8484 |  | 7446 | 0.01225% | 0.01087% | 0.01166% | 0.01388% | 0.01139% | 0.01229% |  | 7446 | 0.01087% | 0.01166% | 7446 | 1131 | 0.01012% | 1743 | 0.01007% | 0.0101% |  | 7446 | 0.01139% | 0.01229% | 0.01184% |  | 7446 | 1798 | 0.0101% | 0.01035%
| Nov | 7 | 6 | 7447 | 602.3227 | 558.757 | 610.8056 | 0.01286% | 0.01138% | 0.01215% | 0.01017% | 2480 | 0.01014% | 0.01016% |  | 12.7022 | 22.6907 | 24.5794 |  | 7447 | 589.6205 | 536.0663 | 586.2261 |  | 7447 | 0.01283% | 0.01138% | 0.01214% | 0.01388% | 0.01139% | 0.01229% |  | 7447 | 0.01138% | 0.01214% | 7447 | 1585 | 0.01012% | 8751 | 0.01007% | 0.0101% |  | 7447 | 0.01139% | 0.01229% | 0.01184% |  | 7447 | 2480 | 0.0101% | 0.01099%
| Nov | 7 | 7 | 7448 | 599.4243 | 554.065 | 606.5764 | 0.01279% | 0.01128% | 0.01206% | 0.01017% | 8756 | 0.01014% | 0.01016% |  | 12.704 | 22.6897 | 24.5792 |  | 7448 | 586.7204 | 531.3753 | 581.9972 |  | 7448 | 0.01277% | 0.01128% | 0.01205% | 0.01389% | 0.01139% | 0.01228% |  | 7448 | 0.01128% | 0.01205% | 7448 | 470 | 0.01012% | 86 | 0.01007% | 0.0101% |  | 7448 | 0.01139% | 0.01228% | 0.01184% |  | 7448 | 8756 | 0.0101% | 0.01098%
| Nov | 7 | 8 | 7449 | 584.5639 | 528.3615 | 584.1742 | 0.01248% | 0.01076% | 0.01162% | 0.01017% | 1929 | 0.01014% | 0.01016% |  | 12.7057 | 22.6887 | 24.579 |  | 7449 | 571.8582 | 505.6727 | 559.5952 |  | 7449 | 0.01245% | 0.01073% | 0.01159% | 0.01389% | 0.01138% | 0.01228% |  | 7449 | 0.01073% | 0.01159% | 7449 | 2164 | 0.01012% | 7707 | 0.01007% | 0.0101% |  | 7449 | 0.01138% | 0.01228% | 0.01183% |  | 7449 | 1929 | 0.0101% | 0.01046%
| Nov | 7 | 9 | 7450 | 572.8891 | 510.3941 | 560.2247 | 0.01223% | 0.01039% | 0.01114% | 0.01017% | 2429 | 0.01014% | 0.01015% |  | 12.7075 | 22.6878 | 24.5788 |  | 7450 | 560.1816 | 487.7063 | 535.6459 |  | 7450 | 0.01219% | 0.01035% | 0.01109% | 0.01389% | 0.01138% | 0.01228% |  | 7450 | 0.01035% | 0.01109% | 7450 | 3021 | 0.01012% | 7117 | 0.01007% | 0.01009% |  | 7450 | 0.01138% | 0.01228% | 0.01183% |  | 7450 | 2429 | 0.01009% | 0.01093%
| Nov | 7 | 10 | 7451 | 562.1331 | 507.1544 | 547.5092 | 0.012% | 0.01033% | 0.01089% | 0.01017% | 5358 | 0.01014% | 0.01015% |  | 12.7093 | 22.6868 | 24.5785 |  | 7451 | 549.4239 | 484.4676 | 522.9306 |  | 7451 | 0.01196% | 0.01028% | 0.01083% | 0.01389% | 0.01138% | 0.01228% |  | 7451 | 0.01028% | 0.01083% | 7451 | 907 | 0.01012% | 6668 | 0.01007% | 0.01009% |  | 7451 | 0.01138% | 0.01228% | 0.01183% |  | 7451 | 5358 | 0.01009% | 0.0125%
| Nov | 7 | 11 | 7452 | 554.6384 | 503.6354 | 534.9624 | 0.01184% | 0.01026% | 0.01064% | 0.01017% | 7677 | 0.01014% | 0.01015% |  | 12.711 | 22.6858 | 24.5783 |  | 7452 | 541.9274 | 480.9496 | 510.3841 |  | 7452 | 0.0118% | 0.01021% | 0.01057% | 0.01389% | 0.01138% | 0.01228% |  | 7452 | 0.01021% | 0.01057% | 7452 | 5906 | 0.01012% | 6145 | 0.01007% | 0.01009% |  | 7452 | 0.01138% | 0.01228% | 0.01183% |  | 7452 | 7677 | 0.01009% | 0.01175%
| Nov | 7 | 12 | 7453 | 548.8527 | 492.0544 | 529.0172 | 0.01171% | 0.01002% | 0.01052% | 0.01017% | 6660 | 0.01013% | 0.01015% |  | 12.7128 | 22.6848 | 24.5781 |  | 7453 | 536.1399 | 469.3695 | 504.4391 |  | 7453 | 0.01167% | 0.009962% | 0.01045% | 0.0139% | 0.01138% | 0.01228% |  | 7453 | 0.009962% | 0.01045% | 7453 | 7316 | 0.01012% | 2291 | 0.01007% | 0.01009% |  | 7453 | 0.01138% | 0.01228% | 0.01183% |  | 7453 | 6660 | 0.01009% | 0.01198%
| Nov | 7 | 13 | 7454 | 546.0275 | 492.6129 | 522.9033 | 0.01165% | 0.01003% | 0.0104% | 0.01017% | 7687 | 0.01013% | 0.01015% |  | 12.7146 | 22.6839 | 24.5779 |  | 7454 | 533.3129 | 469.9291 | 498.3254 |  | 7454 | 0.01161% | 0.009974% | 0.01032% | 0.0139% | 0.01138% | 0.01228% |  | 7454 | 0.009974% | 0.01032% | 7454 | 2761 | 0.01012% | 8570 | 0.01007% | 0.01009% |  | 7454 | 0.01138% | 0.01228% | 0.01183% |  | 7454 | 7687 | 0.01009% | 0.01175%
| Nov | 7 | 14 | 7455 | 549.4057 | 485.2584 | 517.502 | 0.01173% | 0.009882% | 0.01029% | 0.01017% | 2021 | 0.01013% | 0.01015% |  | 12.7163 | 22.6829 | 24.5777 |  | 7455 | 536.6893 | 462.5755 | 492.9243 |  | 7455 | 0.01168% | 0.009818% | 0.01021% | 0.0139% | 0.01138% | 0.01228% |  | 7455 | 0.009818% | 0.01021% | 7455 | 2388 | 0.01012% | 6721 | 0.01007% | 0.01009% |  | 7455 | 0.01138% | 0.01228% | 0.01183% |  | 7455 | 2021 | 0.01009% | 0.01054%
| Nov | 7 | 15 | 7456 | 555.5027 | 490.2204 | 519.7807 | 0.01186% | 0.009983% | 0.01034% | 0.01017% | 7118 | 0.01013% | 0.01015% |  | 12.7181 | 22.6819 | 24.5774 |  | 7456 | 542.7846 | 467.5385 | 495.2032 |  | 7456 | 0.01182% | 0.009923% | 0.01025% | 0.0139% | 0.01138% | 0.01228% |  | 7456 | 0.009923% | 0.01025% | 7456 | 2410 | 0.01012% | 2696 | 0.01006% | 0.01009% |  | 7456 | 0.01138% | 0.01228% | 0.01183% |  | 7456 | 7118 | 0.01009% | 0.01191%
| Nov | 7 | 16 | 7457 | 565.8133 | 509.0256 | 535.1875 | 0.01208% | 0.01037% | 0.01064% | 0.01017% | 2699 | 0.01013% | 0.01015% |  | 12.7199 | 22.6809 | 24.5772 |  | 7457 | 553.0934 | 486.3447 | 510.6103 |  | 7457 | 0.01204% | 0.01032% | 0.01057% | 0.0139% | 0.01138% | 0.01228% |  | 7457 | 0.01032% | 0.01057% | 7457 | 852 | 0.01011% | 7129 | 0.01006% | 0.01009% |  | 7457 | 0.01138% | 0.01228% | 0.01183% |  | 7457 | 2699 | 0.01009% | 0.01122%
| Nov | 7 | 17 | 7458 | 576.7203 | 528.9573 | 557.2615 | 0.01231% | 0.01077% | 0.01108% | 0.01017% | 6476 | 0.01013% | 0.01015% |  | 12.7217 | 22.6799 | 24.577 |  | 7458 | 563.9986 | 506.2773 | 532.6845 |  | 7458 | 0.01228% | 0.01075% | 0.01103% | 0.0139% | 0.01138% | 0.01228% |  | 7458 | 0.01075% | 0.01103% | 7458 | 3192 | 0.01011% | 2453 | 0.01006% | 0.01009% |  | 7458 | 0.01138% | 0.01228% | 0.01183% |  | 7458 | 6476 | 0.01009% | 0.01201%
| Nov | 7 | 18 | 7459 | 574.2399 | 536.5073 | 562.0158 | 0.01226% | 0.01093% | 0.01118% | 0.01017% | 6215 | 0.01013% | 0.01015% |  | 12.7235 | 22.679 | 24.5767 |  | 7459 | 561.5164 | 513.8283 | 537.439 |  | 7459 | 0.01222% | 0.01091% | 0.01113% | 0.01391% | 0.01138% | 0.01228% |  | 7459 | 0.01091% | 0.01113% | 7459 | 2074 | 0.01011% | 3532 | 0.01006% | 0.01009% |  | 7459 | 0.01138% | 0.01228% | 0.01183% |  | 7459 | 6215 | 0.01009% | 0.01208%
| Nov | 7 | 19 | 7460 | 567.0711 | 539.7656 | 564.2569 | 0.0121% | 0.01099% | 0.01122% | 0.01017% | 6689 | 0.01013% | 0.01015% |  | 12.7252 | 22.678 | 24.5765 |  | 7460 | 554.3459 | 517.0876 | 539.6804 |  | 7460 | 0.01207% | 0.01098% | 0.01118% | 0.01391% | 0.01138% | 0.01228% |  | 7460 | 0.01098% | 0.01118% | 7460 | 2822 | 0.01011% | 2361 | 0.01006% | 0.01009% |  | 7460 | 0.01138% | 0.01228% | 0.01183% |  | 7460 | 6689 | 0.01009% | 0.01197%
| Nov | 7 | 20 | 7461 | 559.3769 | 541.9906 | 563.1598 | 0.01194% | 0.01104% | 0.0112% | 0.01017% | 7790 | 0.01013% | 0.01015% |  | 12.727 | 22.677 | 24.5763 |  | 7461 | 546.6499 | 519.3136 | 538.5835 |  | 7461 | 0.0119% | 0.01102% | 0.01115% | 0.01391% | 0.01138% | 0.01228% |  | 7461 | 0.01102% | 0.01115% | 7461 | 3074 | 0.01011% | 7740 | 0.01006% | 0.01009% |  | 7461 | 0.01138% | 0.01228% | 0.01183% |  | 7461 | 7790 | 0.01009% | 0.01169%
| Nov | 7 | 21 | 7462 | 546.0112 | 536.3304 | 557.6647 | 0.01165% | 0.01092% | 0.01109% | 0.01017% | 85 | 0.01013% | 0.01015% |  | 12.7288 | 22.676 | 24.5761 |  | 7462 | 533.2824 | 513.6544 | 533.0887 |  | 7462 | 0.01161% | 0.0109% | 0.01104% | 0.01391% | 0.01138% | 0.01228% |  | 7462 | 0.0109% | 0.01104% | 7462 | 1357 | 0.01011% | 7382 | 0.01006% | 0.01009% |  | 7462 | 0.01138% | 0.01228% | 0.01183% |  | 7462 | 85 | 0.01009% | 0.009151%
| Nov | 7 | 22 | 7463 | 529.5898 | 522.4127 | 551.1569 | 0.0113% | 0.01064% | 0.01096% | 0.01016% | 6180 | 0.01013% | 0.01015% |  | 12.7306 | 22.675 | 24.5758 |  | 7463 | 516.8593 | 499.7377 | 526.5811 |  | 7463 | 0.01125% | 0.01061% | 0.0109% | 0.01391% | 0.01138% | 0.01228% |  | 7463 | 0.01061% | 0.0109% | 7463 | 7125 | 0.01011% | 7102 | 0.01006% | 0.01009% |  | 7463 | 0.01138% | 0.01228% | 0.01183% |  | 7463 | 6180 | 0.01009% | 0.01209%
| Nov | 7 | 23 | 7464 | 522.6498 | 516.6687 | 547.3873 | 0.01115% | 0.01052% | 0.01088% | 0.01016% | 2479 | 0.01013% | 0.01014% |  | 12.7324 | 22.674 | 24.5756 |  | 7464 | 509.9174 | 493.9947 | 522.8117 |  | 7464 | 0.0111% | 0.01048% | 0.01083% | 0.01392% | 0.01138% | 0.01228% |  | 7464 | 0.01048% | 0.01083% | 7464 | 3018 | 0.01011% | 3330 | 0.01006% | 0.01008% |  | 7464 | 0.01138% | 0.01228% | 0.01183% |  | 7464 | 2479 | 0.01008% | 0.01098%
| Nov | 8 | 0 | 7465 | 518.0588 | 518.0465 | 547.9593 | 0.01106% | 0.01055% | 0.0109% | 0.01016% | 7167 | 0.01013% | 0.01014% |  | 12.7341 | 22.673 | 24.5754 |  | 7465 | 505.3247 | 495.3735 | 523.3839 |  | 7465 | 0.011% | 0.01051% | 0.01084% | 0.01392% | 0.01138% | 0.01228% |  | 7465 | 0.01051% | 0.01084% | 7465 | 2296 | 0.01011% | 8618 | 0.01006% | 0.01008% |  | 7465 | 0.01138% | 0.01228% | 0.01183% |  | 7465 | 7167 | 0.01008% | 0.0119%
| Nov | 8 | 1 | 7466 | 516.5688 | 524.5166 | 550.463 | 0.01103% | 0.01068% | 0.01095% | 0.01016% | 1881 | 0.01012% | 0.01014% |  | 12.7359 | 22.6721 | 24.5751 |  | 7466 | 503.8328 | 501.8446 | 525.8879 |  | 7466 | 0.01097% | 0.01065% | 0.01089% | 0.01392% | 0.01138% | 0.01228% |  | 7466 | 0.01065% | 0.01089% | 7466 | 7696 | 0.01011% | 3296 | 0.01006% | 0.01008% |  | 7466 | 0.01138% | 0.01228% | 0.01183% |  | 7466 | 1881 | 0.01008% | 0.01042%
| Nov | 8 | 2 | 7467 | 520.94 | 525.6058 | 558.5931 | 0.01112% | 0.0107% | 0.01111% | 0.01016% | 6564 | 0.01012% | 0.01014% |  | 12.7377 | 22.6711 | 24.5749 |  | 7467 | 508.2023 | 502.9348 | 534.0182 |  | 7467 | 0.01106% | 0.01067% | 0.01106% | 0.01392% | 0.01138% | 0.01228% |  | 7467 | 0.01067% | 0.01106% | 7467 | 6550 | 0.01011% | 8561 | 0.01006% | 0.01008% |  | 7467 | 0.01138% | 0.01228% | 0.01183% |  | 7467 | 6564 | 0.01008% | 0.01199%
| Nov | 8 | 3 | 7468 | 528.314 | 531.9084 | 564.8383 | 0.01128% | 0.01083% | 0.01123% | 0.01016% | 6368 | 0.01012% | 0.01014% |  | 12.7395 | 22.6701 | 24.5747 |  | 7468 | 515.5745 | 509.2383 | 540.2636 |  | 7468 | 0.01122% | 0.01081% | 0.01119% | 0.01392% | 0.01138% | 0.01228% |  | 7468 | 0.01081% | 0.01119% | 7468 | 3007 | 0.01011% | 6569 | 0.01006% | 0.01008% |  | 7468 | 0.01138% | 0.01228% | 0.01183% |  | 7468 | 6368 | 0.01008% | 0.01204%
| Nov | 8 | 4 | 7469 | 533.807 | 547.5018 | 577.7602 | 0.01139% | 0.01115% | 0.01149% | 0.01016% | 2717 | 0.01012% | 0.01014% |  | 12.7413 | 22.6691 | 24.5745 |  | 7469 | 521.0657 | 524.8327 | 553.1857 |  | 7469 | 0.01134% | 0.01114% | 0.01146% | 0.01393% | 0.01137% | 0.01228% |  | 7469 | 0.01114% | 0.01146% | 7469 | 2441 | 0.01011% | 3264 | 0.01006% | 0.01008% |  | 7469 | 0.01137% | 0.01228% | 0.01183% |  | 7469 | 2717 | 0.01008% | 0.01124%
| Nov | 8 | 5 | 7470 | 552.0202 | 572.3024 | 601.6252 | 0.01178% | 0.01165% | 0.01196% | 0.01016% | 2335 | 0.01012% | 0.01014% |  | 12.7431 | 22.6681 | 24.5742 |  | 7470 | 539.2771 | 549.6343 | 577.051 |  | 7470 | 0.01174% | 0.01167% | 0.01195% | 0.01393% | 0.01137% | 0.01228% |  | 7470 | 0.01167% | 0.01195% | 7470 | 6600 | 0.01011% | 8713 | 0.01006% | 0.01008% |  | 7470 | 0.01137% | 0.01228% | 0.01183% |  | 7470 | 2335 | 0.01008% | 0.01084%
| Nov | 8 | 6 | 7471 | 575.6096 | 599.2255 | 617.5103 | 0.01229% | 0.0122% | 0.01228% | 0.01016% | 7700 | 0.01012% | 0.01014% |  | 12.7449 | 22.6671 | 24.574 |  | 7471 | 562.8647 | 576.5584 | 592.9363 |  | 7471 | 0.01225% | 0.01224% | 0.01228% | 0.01393% | 0.01137% | 0.01228% |  | 7471 | 0.01224% | 0.01228% | 7471 | 2639 | 0.0101% | 7149 | 0.01006% | 0.01008% |  | 7471 | 0.01137% | 0.01228% | 0.01183% |  | 7471 | 7700 | 0.01008% | 0.01174%
| Nov | 8 | 7 | 7472 | 580.4006 | 595.5948 | 612.7467 | 0.01239% | 0.01213% | 0.01218% | 0.01016% | 3330 | 0.01012% | 0.01014% |  | 12.7467 | 22.6661 | 24.5738 |  | 7472 | 567.6539 | 572.9287 | 588.1729 |  | 7472 | 0.01236% | 0.01216% | 0.01218% | 0.01393% | 0.01137% | 0.01228% |  | 7472 | 0.01216% | 0.01218% | 7472 | 6844 | 0.0101% | 7310 | 0.01006% | 0.01008% |  | 7472 | 0.01137% | 0.01228% | 0.01183% |  | 7472 | 3330 | 0.01008% | 0.01191%
| Nov | 8 | 8 | 7473 | 568.3143 | 569.3699 | 602.8162 | 0.01213% | 0.01159% | 0.01199% | 0.01016% | 7701 | 0.01012% | 0.01014% |  | 12.7485 | 22.6651 | 24.5735 |  | 7473 | 555.5658 | 546.7048 | 578.2426 |  | 7473 | 0.01209% | 0.0116% | 0.01197% | 0.01393% | 0.01137% | 0.01228% |  | 7473 | 0.0116% | 0.01197% | 7473 | 1405 | 0.0101% | 8666 | 0.01006% | 0.01008% |  | 7473 | 0.01137% | 0.01228% | 0.01183% |  | 7473 | 7701 | 0.01008% | 0.01174%
| Nov | 8 | 9 | 7474 | 559.3333 | 547.9673 | 582.3456 | 0.01194% | 0.01116% | 0.01158% | 0.01016% | 6699 | 0.01012% | 0.01014% |  | 12.7503 | 22.6641 | 24.5733 |  | 7474 | 546.583 | 525.3032 | 557.7723 |  | 7474 | 0.0119% | 0.01115% | 0.01155% | 0.01394% | 0.01137% | 0.01228% |  | 7474 | 0.01115% | 0.01155% | 7474 | 472 | 0.0101% | 6661 | 0.01006% | 0.01008% |  | 7474 | 0.01137% | 0.01228% | 0.01183% |  | 7474 | 6699 | 0.01008% | 0.01197%
| Nov | 8 | 10 | 7475 | 552.3676 | 529.0783 | 569.0675 | 0.01179% | 0.01077% | 0.01132% | 0.01016% | 3296 | 0.01012% | 0.01014% |  | 12.7521 | 22.6631 | 24.5731 |  | 7475 | 539.6156 | 506.4152 | 544.4944 |  | 7475 | 0.01175% | 0.01075% | 0.01128% | 0.01394% | 0.01137% | 0.01228% |  | 7475 | 0.01075% | 0.01128% | 7475 | 1443 | 0.0101% | 6685 | 0.01006% | 0.01008% |  | 7475 | 0.01137% | 0.01228% | 0.01183% |  | 7475 | 3296 | 0.01008% | 0.01187%
| Nov | 8 | 11 | 7476 | 542.9585 | 520.467 | 551.6164 | 0.01159% | 0.0106% | 0.01097% | 0.01015% | 2192 | 0.01012% | 0.01014% |  | 12.7539 | 22.6621 | 24.5728 |  | 7476 | 530.2047 | 497.8049 | 527.0436 |  | 7476 | 0.01154% | 0.01057% | 0.01091% | 0.01394% | 0.01137% | 0.01228% |  | 7476 | 0.01057% | 0.01091% | 7476 | 7149 | 0.0101% | 8569 | 0.01006% | 0.01008% |  | 7476 | 0.01137% | 0.01228% | 0.01183% |  | 7476 | 2192 | 0.01008% | 0.0107%
| Nov | 8 | 12 | 7477 | 534.1751 | 507.7595 | 538.9009 | 0.0114% | 0.01034% | 0.01072% | 0.01015% | 8616 | 0.01012% | 0.01014% |  | 12.7557 | 22.6611 | 24.5726 |  | 7477 | 521.4194 | 485.0984 | 514.3283 |  | 7477 | 0.01135% | 0.0103% | 0.01065% | 0.01394% | 0.01137% | 0.01228% |  | 7477 | 0.0103% | 0.01065% | 7477 | 2884 | 0.0101% | 8667 | 0.01006% | 0.01008% |  | 7477 | 0.01137% | 0.01228% | 0.01183% |  | 7477 | 8616 | 0.01008% | 0.01109%
| Nov | 8 | 13 | 7478 | 532.0976 | 503.3096 | 529.3173 | 0.01136% | 0.01025% | 0.01053% | 0.01015% | 6148 | 0.01012% | 0.01014% |  | 12.7575 | 22.6601 | 24.5723 |  | 7478 | 519.3402 | 480.6495 | 504.745 |  | 7478 | 0.0113% | 0.0102% | 0.01045% | 0.01394% | 0.01137% | 0.01228% |  | 7478 | 0.0102% | 0.01045% | 7478 | 2059 | 0.0101% | 7156 | 0.01006% | 0.01008% |  | 7478 | 0.01137% | 0.01228% | 0.01183% |  | 7478 | 6148 | 0.01008% | 0.0121%
| Nov | 8 | 14 | 7479 | 534.2395 | 501.1684 | 528.5202 | 0.0114% | 0.01021% | 0.01051% | 0.01015% | 7633 | 0.01012% | 0.01014% |  | 12.7593 | 22.6591 | 24.5721 |  | 7479 | 521.4803 | 478.5093 | 503.9481 |  | 7479 | 0.01135% | 0.01016% | 0.01044% | 0.01395% | 0.01137% | 0.01228% |  | 7479 | 0.01016% | 0.01044% | 7479 | 796 | 0.0101% | 6177 | 0.01005% | 0.01008% |  | 7479 | 0.01137% | 0.01228% | 0.01183% |  | 7479 | 7633 | 0.01008% | 0.01177%
| Nov | 8 | 15 | 7480 | 538.1528 | 505.3763 | 530.0487 | 0.01149% | 0.01029% | 0.01054% | 0.01015% | 3264 | 0.01012% | 0.01013% |  | 12.7611 | 22.6581 | 24.5719 |  | 7480 | 525.3917 | 482.7182 | 505.4769 |  | 7480 | 0.01144% | 0.01025% | 0.01047% | 0.01395% | 0.01137% | 0.01228% |  | 7480 | 0.01025% | 0.01047% | 7480 | 1406 | 0.0101% | 2396 | 0.01005% | 0.01008% |  | 7480 | 0.01137% | 0.01228% | 0.01183% |  | 7480 | 3264 | 0.01008% | 0.01184%
| Nov | 8 | 16 | 7481 | 542.9198 | 521.2769 | 543.9083 | 0.01159% | 0.01062% | 0.01082% | 0.01015% | 436 | 0.01012% | 0.01013% |  | 12.7629 | 22.6571 | 24.5716 |  | 7481 | 530.1569 | 498.6198 | 519.3367 |  | 7481 | 0.01154% | 0.01058% | 0.01075% | 0.01395% | 0.01137% | 0.01228% |  | 7481 | 0.01058% | 0.01075% | 7481 | 2157 | 0.0101% | 2481 | 0.01005% | 0.01008% |  | 7481 | 0.01137% | 0.01228% | 0.01182% |  | 7481 | 436 | 0.01008% | 0.009297%
| Nov | 8 | 17 | 7482 | 549.1337 | 546.6733 | 559.4933 | 0.01172% | 0.01113% | 0.01113% | 0.01015% | 6244 | 0.01012% | 0.01013% |  | 12.7647 | 22.6561 | 24.5714 |  | 7482 | 536.369 | 524.0172 | 534.9219 |  | 7482 | 0.01168% | 0.01112% | 0.01108% | 0.01395% | 0.01137% | 0.01228% |  | 7482 | 0.01112% | 0.01108% | 7482 | 1602 | 0.0101% | 7143 | 0.01005% | 0.01008% |  | 7482 | 0.01137% | 0.01228% | 0.01182% |  | 7482 | 6244 | 0.01008% | 0.01207%
| Nov | 8 | 18 | 7483 | 546.7206 | 557.0161 | 560.7498 | 0.01167% | 0.01134% | 0.01115% | 0.01015% | 8201 | 0.01012% | 0.01013% |  | 12.7665 | 22.6551 | 24.5712 |  | 7483 | 533.9541 | 534.3611 | 536.1787 |  | 7483 | 0.01162% | 0.01134% | 0.0111% | 0.01395% | 0.01137% | 0.01228% |  | 7483 | 0.01134% | 0.0111% | 7483 | 2861 | 0.0101% | 8756 | 0.01005% | 0.01008% |  | 7483 | 0.01137% | 0.01228% | 0.01182% |  | 7483 | 8201 | 0.01008% | 0.01143%
| Nov | 8 | 19 | 7484 | 543.6585 | 558.6267 | 560.5154 | 0.0116% | 0.01138% | 0.01115% | 0.01015% | 7106 | 0.01012% | 0.01013% |  | 12.7683 | 22.6541 | 24.5709 |  | 7484 | 530.8902 | 535.9726 | 535.9445 |  | 7484 | 0.01156% | 0.01138% | 0.0111% | 0.01396% | 0.01137% | 0.01228% |  | 7484 | 0.01138% | 0.0111% | 7484 | 3359 | 0.0101% | 6474 | 0.01005% | 0.01008% |  | 7484 | 0.01137% | 0.01228% | 0.01182% |  | 7484 | 7106 | 0.01008% | 0.01192%
| Nov | 8 | 20 | 7485 | 531.7286 | 557.2675 | 558.7244 | 0.01135% | 0.01135% | 0.01111% | 0.01015% | 7060 | 0.01012% | 0.01013% |  | 12.7701 | 22.6531 | 24.5707 |  | 7485 | 518.9585 | 534.6144 | 534.1537 |  | 7485 | 0.0113% | 0.01135% | 0.01106% | 0.01396% | 0.01137% | 0.01228% |  | 7485 | 0.01135% | 0.01106% | 7485 | 7259 | 0.0101% | 1795 | 0.01005% | 0.01008% |  | 7485 | 0.01137% | 0.01228% | 0.01182% |  | 7485 | 7060 | 0.01008% | 0.01192%
| Nov | 8 | 21 | 7486 | 517.093 | 553.8602 | 553.9888 | 0.01104% | 0.01128% | 0.01102% | 0.01015% | 6487 | 0.01011% | 0.01013% |  | 12.7719 | 22.652 | 24.5704 |  | 7486 | 504.3211 | 531.2082 | 529.4184 |  | 7486 | 0.01098% | 0.01127% | 0.01096% | 0.01396% | 0.01137% | 0.01228% |  | 7486 | 0.01127% | 0.01096% | 7486 | 3292 | 0.0101% | 2166 | 0.01005% | 0.01008% |  | 7486 | 0.01137% | 0.01228% | 0.01182% |  | 7486 | 6487 | 0.01008% | 0.01201%
| Nov | 8 | 22 | 7487 | 505.0969 | 545.9564 | 545.3899 | 0.01078% | 0.01112% | 0.01084% | 0.01015% | 6243 | 0.01011% | 0.01013% |  | 12.7737 | 22.651 | 24.5702 |  | 7487 | 492.3232 | 523.3054 | 520.8197 |  | 7487 | 0.01072% | 0.01111% | 0.01079% | 0.01396% | 0.01137% | 0.01228% |  | 7487 | 0.01111% | 0.01079% | 7487 | 6527 | 0.0101% | 6027 | 0.01005% | 0.01007% |  | 7487 | 0.01137% | 0.01228% | 0.01182% |  | 7487 | 6243 | 0.01007% | 0.01207%
| Nov | 8 | 23 | 7488 | 502.665 | 541.7485 | 541.6765 | 0.01073% | 0.01103% | 0.01077% | 0.01015% | 1744 | 0.01011% | 0.01013% |  | 12.7755 | 22.65 | 24.5699 |  | 7488 | 489.8894 | 519.0985 | 517.1066 |  | 7488 | 0.01066% | 0.01102% | 0.01071% | 0.01396% | 0.01137% | 0.01228% |  | 7488 | 0.01102% | 0.01071% | 7488 | 1321 | 0.0101% | 2239 | 0.01005% | 0.01007% |  | 7488 | 0.01137% | 0.01228% | 0.01182% |  | 7488 | 1744 | 0.01007% | 0.0103%
| Nov | 9 | 0 | 7489 | 498.1494 | 544.7834 | 539.5291 | 0.01063% | 0.01109% | 0.01073% | 0.01015% | 2060 | 0.01011% | 0.01013% |  | 12.7773 | 22.649 | 24.5697 |  | 7489 | 485.372 | 522.1344 | 514.9594 |  | 7489 | 0.01057% | 0.01108% | 0.01066% | 0.01397% | 0.01136% | 0.01228% |  | 7489 | 0.01108% | 0.01066% | 7489 | 2594 | 0.0101% | 6503 | 0.01005% | 0.01007% |  | 7489 | 0.01136% | 0.01228% | 0.01182% |  | 7489 | 2060 | 0.01007% | 0.01057%
| Nov | 9 | 1 | 7490 | 497.8815 | 544.4762 | 541.414 | 0.01063% | 0.01109% | 0.01077% | 0.01015% | 8514 | 0.01011% | 0.01013% |  | 12.7792 | 22.648 | 24.5695 |  | 7490 | 485.1024 | 521.8282 | 516.8445 |  | 7490 | 0.01056% | 0.01108% | 0.0107% | 0.01397% | 0.01136% | 0.01228% |  | 7490 | 0.01108% | 0.0107% | 7490 | 2852 | 0.0101% | 7677 | 0.01005% | 0.01007% |  | 7490 | 0.01136% | 0.01228% | 0.01182% |  | 7490 | 8514 | 0.01007% | 0.01118%
| Nov | 9 | 2 | 7491 | 496.8141 | 543.8246 | 543.0644 | 0.0106% | 0.01107% | 0.0108% | 0.01015% | 2698 | 0.01011% | 0.01013% |  | 12.781 | 22.647 | 24.5692 |  | 7491 | 484.0332 | 521.1776 | 518.4951 |  | 7491 | 0.01054% | 0.01106% | 0.01074% | 0.01397% | 0.01136% | 0.01228% |  | 7491 | 0.01106% | 0.01074% | 7491 | 6365 | 0.0101% | 1825 | 0.01005% | 0.01007% |  | 7491 | 0.01136% | 0.01228% | 0.01182% |  | 7491 | 2698 | 0.01007% | 0.01122%
| Nov | 9 | 3 | 7492 | 502.4787 | 550.2947 | 542.7174 | 0.01072% | 0.01121% | 0.01079% | 0.01015% | 8587 | 0.01011% | 0.01013% |  | 12.7828 | 22.646 | 24.569 |  | 7492 | 489.6959 | 527.6487 | 518.1484 |  | 7492 | 0.01066% | 0.0112% | 0.01073% | 0.01397% | 0.01136% | 0.01228% |  | 7492 | 0.0112% | 0.01073% | 7492 | 676 | 0.0101% | 3332 | 0.01005% | 0.01007% |  | 7492 | 0.01136% | 0.01228% | 0.01182% |  | 7492 | 8587 | 0.01007% | 0.01111%
| Nov | 9 | 4 | 7493 | 506.5362 | 558.8967 | 547.6404 | 0.01081% | 0.01138% | 0.01089% | 0.01015% | 3332 | 0.01011% | 0.01013% |  | 12.7846 | 22.645 | 24.5687 |  | 7493 | 493.7516 | 536.2517 | 523.0717 |  | 7493 | 0.01075% | 0.01138% | 0.01083% | 0.01397% | 0.01136% | 0.01228% |  | 7493 | 0.01138% | 0.01083% | 7493 | 3000 | 0.01009% | 2372 | 0.01005% | 0.01007% |  | 7493 | 0.01136% | 0.01228% | 0.01182% |  | 7493 | 3332 | 0.01007% | 0.01191%
| Nov | 9 | 5 | 7494 | 525.3988 | 575.4304 | 556.6332 | 0.01121% | 0.01172% | 0.01107% | 0.01015% | 6146 | 0.01011% | 0.01013% |  | 12.7864 | 22.6439 | 24.5685 |  | 7494 | 512.6123 | 552.7864 | 532.0647 |  | 7494 | 0.01116% | 0.01173% | 0.01102% | 0.01398% | 0.01136% | 0.01228% |  | 7494 | 0.01173% | 0.01102% | 7494 | 2569 | 0.01009% | 7687 | 0.01005% | 0.01007% |  | 7494 | 0.01136% | 0.01228% | 0.01182% |  | 7494 | 6146 | 0.01007% | 0.0121%
| Nov | 9 | 6 | 7495 | 551.1435 | 595.7717 | 564.8289 | 0.01176% | 0.01213% | 0.01123% | 0.01015% | 6417 | 0.01011% | 0.01013% |  | 12.7883 | 22.6429 | 24.5682 |  | 7495 | 538.3552 | 573.1287 | 540.2607 |  | 7495 | 0.01172% | 0.01216% | 0.01119% | 0.01398% | 0.01136% | 0.01228% |  | 7495 | 0.01216% | 0.01119% | 7495 | 1151 | 0.01009% | 6390 | 0.01005% | 0.01007% |  | 7495 | 0.01136% | 0.01228% | 0.01182% |  | 7495 | 6417 | 0.01007% | 0.01202%
| Nov | 9 | 7 | 7496 | 556.6294 | 598.8345 | 568.0172 | 0.01188% | 0.01219% | 0.01129% | 0.01015% | 8548 | 0.01011% | 0.01013% |  | 12.7901 | 22.6419 | 24.568 |  | 7496 | 543.8393 | 576.1926 | 543.4492 |  | 7496 | 0.01184% | 0.01223% | 0.01125% | 0.01398% | 0.01136% | 0.01228% |  | 7496 | 0.01223% | 0.01125% | 7496 | 3030 | 0.01009% | 6660 | 0.01004% | 0.01007% |  | 7496 | 0.01136% | 0.01228% | 0.01182% |  | 7496 | 8548 | 0.01007% | 0.01115%
| Nov | 9 | 8 | 7497 | 548.3472 | 589.0595 | 572.7058 | 0.0117% | 0.012% | 0.01139% | 0.01015% | 1905 | 0.01011% | 0.01013% |  | 12.7919 | 22.6409 | 24.5677 |  | 7497 | 535.5553 | 566.4186 | 548.1381 |  | 7497 | 0.01166% | 0.01202% | 0.01135% | 0.01398% | 0.01136% | 0.01228% |  | 7497 | 0.01202% | 0.01135% | 7497 | 3075 | 0.01009% | 6189 | 0.01004% | 0.01007% |  | 7497 | 0.01136% | 0.01228% | 0.01182% |  | 7497 | 1905 | 0.01007% | 0.01044%
| Nov | 9 | 9 | 7498 | 545.6307 | 579.8431 | 571.4211 | 0.01165% | 0.01181% | 0.01136% | 0.01015% | 1800 | 0.01011% | 0.01013% |  | 12.7937 | 22.6399 | 24.5675 |  | 7498 | 532.837 | 557.2032 | 546.8536 |  | 7498 | 0.0116% | 0.01183% | 0.01132% | 0.01398% | 0.01136% | 0.01228% |  | 7498 | 0.01183% | 0.01132% | 7498 | 7106 | 0.01009% | 2436 | 0.01004% | 0.01007% |  | 7498 | 0.01136% | 0.01228% | 0.01182% |  | 7498 | 1800 | 0.01007% | 0.01035%
| Nov | 9 | 10 | 7499 | 540.6691 | 577.3574 | 562.4002 | 0.01154% | 0.01176% | 0.01118% | 0.01015% | 6663 | 0.01011% | 0.01013% |  | 12.7956 | 22.6388 | 24.5672 |  | 7499 | 527.8735 | 554.7186 | 537.833 |  | 7499 | 0.01149% | 0.01177% | 0.01114% | 0.01399% | 0.01136% | 0.01228% |  | 7499 | 0.01177% | 0.01114% | 7499 | 2201 | 0.01009% | 7118 | 0.01004% | 0.01007% |  | 7499 | 0.01136% | 0.01228% | 0.01182% |  | 7499 | 6663 | 0.01007% | 0.01198%
| Nov | 9 | 11 | 7500 | 525.5429 | 571.5576 | 546.9653 | 0.01122% | 0.01164% | 0.01088% | 0.01015% | 6568 | 0.01011% | 0.01013% |  | 12.7974 | 22.6378 | 24.567 |  | 7500 | 512.7455 | 548.9198 | 522.3983 |  | 7500 | 0.01116% | 0.01165% | 0.01082% | 0.01399% | 0.01136% | 0.01228% |  | 7500 | 0.01165% | 0.01082% | 7500 | 6386 | 0.01009% | 7790 | 0.01004% | 0.01007% |  | 7500 | 0.01136% | 0.01228% | 0.01182% |  | 7500 | 6568 | 0.01007% | 0.01199%
| Nov | 9 | 12 | 7501 | 517.3587 | 570.245 | 540.0449 | 0.01104% | 0.01161% | 0.01074% | 0.01014% | 87 | 0.01011% | 0.01013% |  | 12.7992 | 22.6368 | 24.5667 |  | 7501 | 504.5595 | 547.6082 | 515.4781 |  | 7501 | 0.01098% | 0.01162% | 0.01067% | 0.01399% | 0.01136% | 0.01228% |  | 7501 | 0.01162% | 0.01067% | 7501 | 6881 | 0.01009% | 6181 | 0.01004% | 0.01007% |  | 7501 | 0.01136% | 0.01228% | 0.01182% |  | 7501 | 87 | 0.01007% | 0.009152%
| Nov | 9 | 13 | 7502 | 516.7262 | 570.096 | 526.7573 | 0.01103% | 0.01161% | 0.01047% | 0.01014% | 2334 | 0.01011% | 0.01013% |  | 12.801 | 22.6358 | 24.5665 |  | 7502 | 503.9252 | 547.4602 | 502.1908 |  | 7502 | 0.01097% | 0.01162% | 0.0104% | 0.01399% | 0.01136% | 0.01228% |  | 7502 | 0.01162% | 0.0104% | 7502 | 3197 | 0.01009% | 6024 | 0.01004% | 0.01007% |  | 7502 | 0.01136% | 0.01228% | 0.01182% |  | 7502 | 2334 | 0.01007% | 0.01084%
| Nov | 9 | 14 | 7503 | 516.3971 | 558.3381 | 520.9809 | 0.01102% | 0.01137% | 0.01036% | 0.01014% | 6666 | 0.01011% | 0.01012% |  | 12.8029 | 22.6347 | 24.5662 |  | 7503 | 503.5942 | 535.7034 | 496.4147 |  | 7503 | 0.01096% | 0.01137% | 0.01028% | 0.01399% | 0.01136% | 0.01228% |  | 7503 | 0.01137% | 0.01028% | 7503 | 827 | 0.01009% | 6689 | 0.01004% | 0.01007% |  | 7503 | 0.01136% | 0.01228% | 0.01182% |  | 7503 | 6666 | 0.01007% | 0.01198%
| Nov | 9 | 15 | 7504 | 517.3453 | 550.2109 | 519.4525 | 0.01104% | 0.0112% | 0.01033% | 0.01014% | 3483 | 0.01011% | 0.01012% |  | 12.8047 | 22.6337 | 24.566 |  | 7504 | 504.5406 | 527.5772 | 494.8865 |  | 7504 | 0.01098% | 0.0112% | 0.01025% | 0.014% | 0.01136% | 0.01228% |  | 7504 | 0.0112% | 0.01025% | 7504 | 2409 | 0.01009% | 6476 | 0.01004% | 0.01007% |  | 7504 | 0.01136% | 0.01228% | 0.01182% |  | 7504 | 3483 | 0.01007% | 0.01206%
| Nov | 9 | 16 | 7505 | 525.4834 | 562.6856 | 528.3702 | 0.01122% | 0.01146% | 0.01051% | 0.01014% | 2697 | 0.0101% | 0.01012% |  | 12.8065 | 22.6327 | 24.5657 |  | 7505 | 512.6768 | 540.053 | 503.8045 |  | 7505 | 0.01116% | 0.01146% | 0.01043% | 0.014% | 0.01136% | 0.01228% |  | 7505 | 0.01146% | 0.01043% | 7505 | 696 | 0.01009% | 2084 | 0.01004% | 0.01007% |  | 7505 | 0.01136% | 0.01228% | 0.01182% |  | 7505 | 2697 | 0.01007% | 0.01122%
| Nov | 9 | 17 | 7506 | 537.6159 | 581.8819 | 539.1447 | 0.01147% | 0.01185% | 0.01072% | 0.01014% | 7127 | 0.0101% | 0.01012% |  | 12.8084 | 22.6317 | 24.5655 |  | 7506 | 524.8075 | 559.2502 | 514.5792 |  | 7506 | 0.01142% | 0.01187% | 0.01066% | 0.014% | 0.01136% | 0.01228% |  | 7506 | 0.01187% | 0.01066% | 7506 | 5863 | 0.01009% | 3268 | 0.01004% | 0.01006% |  | 7506 | 0.01136% | 0.01228% | 0.01182% |  | 7506 | 7127 | 0.01006% | 0.01191%
| Nov | 9 | 18 | 7507 | 539.2871 | 587.4489 | 537.5693 | 0.01151% | 0.01196% | 0.01069% | 0.01014% | 6662 | 0.0101% | 0.01012% |  | 12.8102 | 22.6306 | 24.5652 |  | 7507 | 526.4769 | 564.8183 | 513.004 |  | 7507 | 0.01146% | 0.01199% | 0.01062% | 0.014% | 0.01136% | 0.01228% |  | 7507 | 0.01199% | 0.01062% | 7507 | 2823 | 0.01009% | 3286 | 0.01004% | 0.01006% |  | 7507 | 0.01136% | 0.01228% | 0.01182% |  | 7507 | 6662 | 0.01006% | 0.01198%
| Nov | 9 | 19 | 7508 | 540.1243 | 582.8221 | 535.6094 | 0.01153% | 0.01187% | 0.01065% | 0.01014% | 6220 | 0.0101% | 0.01012% |  | 12.812 | 22.6296 | 24.565 |  | 7508 | 527.3122 | 560.1925 | 511.0445 |  | 7508 | 0.01148% | 0.01189% | 0.01058% | 0.014% | 0.01135% | 0.01228% |  | 7508 | 0.01189% | 0.01058% | 7508 | 7328 | 0.01009% | 2695 | 0.01004% | 0.01006% |  | 7508 | 0.01135% | 0.01228% | 0.01182% |  | 7508 | 6220 | 0.01006% | 0.01208%
| Nov | 9 | 20 | 7509 | 532.8112 | 585.4567 | 532.7494 | 0.01137% | 0.01192% | 0.01059% | 0.01014% | 2093 | 0.0101% | 0.01012% |  | 12.8139 | 22.6286 | 24.5647 |  | 7509 | 519.9973 | 562.8282 | 508.1847 |  | 7509 | 0.01132% | 0.01195% | 0.01052% | 0.01401% | 0.01135% | 0.01228% |  | 7509 | 0.01195% | 0.01052% | 7509 | 2107 | 0.01009% | 7167 | 0.01004% | 0.01006% |  | 7509 | 0.01135% | 0.01228% | 0.01182% |  | 7509 | 2093 | 0.01006% | 0.0106%
| Nov | 9 | 21 | 7510 | 525.2711 | 579.4893 | 526.3541 | 0.01121% | 0.0118% | 0.01047% | 0.01014% | 8736 | 0.0101% | 0.01012% |  | 12.8157 | 22.6275 | 24.5645 |  | 7510 | 512.4554 | 556.8618 | 501.7896 |  | 7510 | 0.01116% | 0.01182% | 0.01039% | 0.01401% | 0.01135% | 0.01228% |  | 7510 | 0.01182% | 0.01039% | 7510 | 2298 | 0.01009% | 6215 | 0.01004% | 0.01006% |  | 7510 | 0.01135% | 0.01228% | 0.01182% |  | 7510 | 8736 | 0.01006% | 0.01099%
| Nov | 9 | 22 | 7511 | 513.8996 | 565.3109 | 521.9937 | 0.01097% | 0.01151% | 0.01038% | 0.01014% | 7097 | 0.0101% | 0.01012% |  | 12.8176 | 22.6265 | 24.5642 |  | 7511 | 501.0821 | 542.6844 | 497.4295 |  | 7511 | 0.01091% | 0.01152% | 0.0103% | 0.01401% | 0.01135% | 0.01228% |  | 7511 | 0.01152% | 0.0103% | 7511 | 1969 | 0.01009% | 7700 | 0.01003% | 0.01006% |  | 7511 | 0.01135% | 0.01228% | 0.01182% |  | 7511 | 7097 | 0.01006% | 0.01192%
| Nov | 9 | 23 | 7512 | 506.4844 | 557.3792 | 518.993 | 0.01081% | 0.01135% | 0.01032% | 0.01014% | 8544 | 0.0101% | 0.01012% |  | 12.8194 | 22.6255 | 24.564 |  | 7512 | 493.665 | 534.7538 | 494.429 |  | 7512 | 0.01075% | 0.01135% | 0.01024% | 0.01401% | 0.01135% | 0.01228% |  | 7512 | 0.01135% | 0.01024% | 7512 | 1805 | 0.01009% | 1850 | 0.01003% | 0.01006% |  | 7512 | 0.01135% | 0.01228% | 0.01182% |  | 7512 | 8544 | 0.01006% | 0.01115%
| Nov | 10 | 0 | 7513 | 503.8119 | 554.7167 | 518.6273 | 0.01075% | 0.0113% | 0.01031% | 0.01014% | 6147 | 0.0101% | 0.01012% |  | 12.8212 | 22.6244 | 24.5637 |  | 7513 | 490.9906 | 532.0923 | 494.0635 |  | 7513 | 0.01069% | 0.01129% | 0.01023% | 0.01401% | 0.01135% | 0.01228% |  | 7513 | 0.01129% | 0.01023% | 7513 | 2567 | 0.01008% | 5337 | 0.01003% | 0.01006% |  | 7513 | 0.01135% | 0.01228% | 0.01181% |  | 7513 | 6147 | 0.01006% | 0.0121%
| Nov | 10 | 1 | 7514 | 506.6274 | 550.1737 | 519.6494 | 0.01081% | 0.0112% | 0.01033% | 0.01014% | 8617 | 0.0101% | 0.01012% |  | 12.8231 | 22.6234 | 24.5635 |  | 7514 | 493.8043 | 527.5503 | 495.0859 |  | 7514 | 0.01075% | 0.0112% | 0.01025% | 0.01402% | 0.01135% | 0.01228% |  | 7514 | 0.0112% | 0.01025% | 7514 | 858 | 0.01008% | 8616 | 0.01003% | 0.01006% |  | 7514 | 0.01135% | 0.01228% | 0.01181% |  | 7514 | 8617 | 0.01006% | 0.01109%
| Nov | 10 | 2 | 7515 | 509.5276 | 548.8889 | 520.1089 | 0.01087% | 0.01118% | 0.01034% | 0.01014% | 6026 | 0.0101% | 0.01012% |  | 12.8249 | 22.6224 | 24.5632 |  | 7515 | 496.7026 | 526.2666 | 495.5457 |  | 7515 | 0.01081% | 0.01117% | 0.01026% | 0.01402% | 0.01135% | 0.01228% |  | 7515 | 0.01117% | 0.01026% | 7515 | 7528 | 0.01008% | 7701 | 0.01003% | 0.01006% |  | 7515 | 0.01135% | 0.01228% | 0.01181% |  | 7515 | 6026 | 0.01006% | 0.01215%
| Nov | 10 | 3 | 7516 | 507.552 | 550.3505 | 521.1122 | 0.01083% | 0.01121% | 0.01036% | 0.01014% | 8185 | 0.0101% | 0.01012% |  | 12.8268 | 22.6213 | 24.5629 |  | 7516 | 494.7252 | 527.7292 | 496.5493 |  | 7516 | 0.01077% | 0.0112% | 0.01028% | 0.01402% | 0.01135% | 0.01228% |  | 7516 | 0.0112% | 0.01028% | 7516 | 6581 | 0.01008% | 3483 | 0.01003% | 0.01006% |  | 7516 | 0.01135% | 0.01228% | 0.01181% |  | 7516 | 8185 | 0.01006% | 0.01144%
| Nov | 10 | 4 | 7517 | 513.7776 | 554.6795 | 523.8035 | 0.01097% | 0.0113% | 0.01042% | 0.01014% | 7732 | 0.0101% | 0.01012% |  | 12.8286 | 22.6203 | 24.5627 |  | 7517 | 500.949 | 532.0592 | 499.2408 |  | 7517 | 0.0109% | 0.01129% | 0.01034% | 0.01402% | 0.01135% | 0.01228% |  | 7517 | 0.01129% | 0.01034% | 7517 | 1524 | 0.01008% | 2240 | 0.01003% | 0.01006% |  | 7517 | 0.01135% | 0.01228% | 0.01181% |  | 7517 | 7732 | 0.01006% | 0.01173%
| Nov | 10 | 5 | 7518 | 524.3574 | 565.8136 | 531.1928 | 0.01119% | 0.01152% | 0.01056% | 0.01014% | 3286 | 0.0101% | 0.01012% |  | 12.8305 | 22.6192 | 24.5624 |  | 7518 | 511.5269 | 543.1944 | 506.6303 |  | 7518 | 0.01113% | 0.01153% | 0.01049% | 0.01402% | 0.01135% | 0.01228% |  | 7518 | 0.01153% | 0.01049% | 7518 | 7115 | 0.01008% | 6564 | 0.01003% | 0.01006% |  | 7518 | 0.01135% | 0.01228% | 0.01181% |  | 7518 | 3286 | 0.01006% | 0.01186%
| Nov | 10 | 6 | 7519 | 537.2757 | 580.4854 | 539.9699 | 0.01147% | 0.01182% | 0.01074% | 0.01014% | 6184 | 0.0101% | 0.01012% |  | 12.8323 | 22.6182 | 24.5622 |  | 7519 | 524.4434 | 557.8672 | 515.4077 |  | 7519 | 0.01142% | 0.01184% | 0.01067% | 0.01403% | 0.01135% | 0.01228% |  | 7519 | 0.01184% | 0.01067% | 7519 | 6385 | 0.01008% | 6180 | 0.01003% | 0.01006% |  | 7519 | 0.01135% | 0.01228% | 0.01181% |  | 7519 | 6184 | 0.01006% | 0.01209%
| Nov | 10 | 7 | 7520 | 544.7309 | 586.3877 | 541.9485 | 0.01163% | 0.01194% | 0.01078% | 0.01014% | 1799 | 0.0101% | 0.01012% |  | 12.8342 | 22.6171 | 24.5619 |  | 7520 | 531.8968 | 563.7705 | 517.3866 |  | 7520 | 0.01158% | 0.01197% | 0.01071% | 0.01403% | 0.01135% | 0.01228% |  | 7520 | 0.01197% | 0.01071% | 7520 | 1738 | 0.01008% | 7633 | 0.01003% | 0.01006% |  | 7520 | 0.01135% | 0.01228% | 0.01181% |  | 7520 | 1799 | 0.01006% | 0.01035%
| Nov | 10 | 8 | 7521 | 542.0134 | 584.954 | 542.8393 | 0.01157% | 0.01191% | 0.01079% | 0.01014% | 3268 | 0.0101% | 0.01012% |  | 12.836 | 22.6161 | 24.5616 |  | 7521 | 529.1774 | 562.3379 | 518.2777 |  | 7521 | 0.01152% | 0.01194% | 0.01073% | 0.01403% | 0.01135% | 0.01228% |  | 7521 | 0.01194% | 0.01073% | 7521 | 2853 | 0.01008% | 8201 | 0.01003% | 0.01006% |  | 7521 | 0.01135% | 0.01228% | 0.01181% |  | 7521 | 3268 | 0.01006% | 0.01184%
| Nov | 10 | 9 | 7522 | 540.1114 | 570.0029 | 543.3738 | 0.01153% | 0.01161% | 0.0108% | 0.01014% | 3499 | 0.0101% | 0.01012% |  | 12.8379 | 22.6151 | 24.5614 |  | 7522 | 527.2736 | 547.3879 | 518.8124 |  | 7522 | 0.01148% | 0.01162% | 0.01074% | 0.01403% | 0.01135% | 0.01228% |  | 7522 | 0.01162% | 0.01074% | 7522 | 7058 | 0.01008% | 6699 | 0.01003% | 0.01005% |  | 7522 | 0.01135% | 0.01228% | 0.01181% |  | 7522 | 3499 | 0.01005% | 0.01207%
| Nov | 10 | 10 | 7523 | 537.9355 | 552.9758 | 532.7869 | 0.01148% | 0.01126% | 0.01059% | 0.01014% | 2167 | 0.0101% | 0.01012% |  | 12.8397 | 22.614 | 24.5611 |  | 7523 | 525.0958 | 530.3618 | 508.2258 |  | 7523 | 0.01143% | 0.01126% | 0.01052% | 0.01403% | 0.01135% | 0.01228% |  | 7523 | 0.01126% | 0.01052% | 7523 | 893 | 0.01008% | 1844 | 0.01003% | 0.01005% |  | 7523 | 0.01135% | 0.01228% | 0.01181% |  | 7523 | 2167 | 0.01005% | 0.01067%
| Nov | 10 | 11 | 7524 | 531.9524 | 528.8362 | 519.5087 | 0.01135% | 0.01077% | 0.01033% | 0.01014% | 2463 | 0.0101% | 0.01012% |  | 12.8416 | 22.613 | 24.5609 |  | 7524 | 519.1108 | 506.2233 | 494.9478 |  | 7524 | 0.0113% | 0.01074% | 0.01025% | 0.01404% | 0.01135% | 0.01228% |  | 7524 | 0.01074% | 0.01025% | 7524 | 7301 | 0.01008% | 2739 | 0.01003% | 0.01005% |  | 7524 | 0.01135% | 0.01228% | 0.01181% |  | 7524 | 2463 | 0.01005% | 0.01097%
| Nov | 10 | 12 | 7525 | 528.4371 | 511.9674 | 503.5955 | 0.01128% | 0.01043% | 0.01001% | 0.01014% | 1742 | 0.0101% | 0.01012% |  | 12.8435 | 22.6119 | 24.5606 |  | 7525 | 515.5936 | 489.3555 | 479.0349 |  | 7525 | 0.01122% | 0.01039% | 0.00992% | 0.01404% | 0.01135% | 0.01228% |  | 7525 | 0.01039% | 0.00992% | 7525 | 6601 | 0.01008% | 6368 | 0.01003% | 0.01005% |  | 7525 | 0.01135% | 0.01228% | 0.01181% |  | 7525 | 1742 | 0.01005% | 0.0103%
| Nov | 10 | 13 | 7526 | 521.8185 | 500.0605 | 490.5143 | 0.01114% | 0.01018% | 0.009754% | 0.01014% | 2002 | 0.0101% | 0.01012% |  | 12.8453 | 22.6109 | 24.5603 |  | 7526 | 508.9732 | 477.4497 | 465.9539 |  | 7526 | 0.01108% | 0.01013% | 0.009649% | 0.01404% | 0.01135% | 0.01228% |  | 7526 | 0.01013% | 0.009649% | 7526 | 6887 | 0.01008% | 2143 | 0.01003% | 0.01005% |  | 7526 | 0.01135% | 0.01228% | 0.01181% |  | 7526 | 2002 | 0.01005% | 0.01052%
| Nov | 10 | 14 | 7527 | 517.5987 | 495.322 | 485.0849 | 0.01105% | 0.01009% | 0.009646% | 0.01014% | 6665 | 0.0101% | 0.01012% |  | 12.8472 | 22.6098 | 24.5601 |  | 7527 | 504.7515 | 472.7122 | 460.5248 |  | 7527 | 0.01099% | 0.01003% | 0.009537% | 0.01404% | 0.01134% | 0.01228% |  | 7527 | 0.01003% | 0.009537% | 7527 | 794 | 0.01008% | 8514 | 0.01003% | 0.01005% |  | 7527 | 0.01134% | 0.01228% | 0.01181% |  | 7527 | 6665 | 0.01005% | 0.01198%
| Nov | 10 | 15 | 7528 | 518.9588 | 497.7239 | 492.0615 | 0.01108% | 0.01014% | 0.009784% | 0.01014% | 2527 | 0.0101% | 0.01012% |  | 12.849 | 22.6088 | 24.5598 |  | 7528 | 506.1098 | 475.1151 | 467.5017 |  | 7528 | 0.01102% | 0.01008% | 0.009681% | 0.01404% | 0.01134% | 0.01228% |  | 7528 | 0.01008% | 0.009681% | 7528 | 2335 | 0.01008% | 8587 | 0.01003% | 0.01005% |  | 7528 | 0.01134% | 0.01228% | 0.01181% |  | 7528 | 2527 | 0.01005% | 0.01104%
| Nov | 10 | 16 | 7529 | 528.4918 | 520.4484 | 507.5715 | 0.01128% | 0.0106% | 0.01009% | 0.01014% | 7055 | 0.01009% | 0.01011% |  | 12.8509 | 22.6077 | 24.5596 |  | 7529 | 515.6409 | 497.8407 | 483.0119 |  | 7529 | 0.01122% | 0.01057% | 0.01% | 0.01405% | 0.01134% | 0.01228% |  | 7529 | 0.01057% | 0.01% | 7529 | 2683 | 0.01008% | 2420 | 0.01003% | 0.01005% |  | 7529 | 0.01134% | 0.01228% | 0.01181% |  | 7529 | 7055 | 0.01005% | 0.01192%
| Nov | 10 | 17 | 7530 | 530.3034 | 540.0449 | 525.8196 | 0.01132% | 0.011% | 0.01046% | 0.01014% | 6240 | 0.01009% | 0.01011% |  | 12.8528 | 22.6067 | 24.5593 |  | 7530 | 517.4506 | 517.4382 | 501.2603 |  | 7530 | 0.01126% | 0.01098% | 0.01038% | 0.01405% | 0.01134% | 0.01227% |  | 7530 | 0.01098% | 0.01038% | 7530 | 6219 | 0.01008% | 7106 | 0.01002% | 0.01005% |  | 7530 | 0.01134% | 0.01227% | 0.01181% |  | 7530 | 6240 | 0.01005% | 0.01207%
| Nov | 10 | 18 | 7531 | 527.9224 | 543.9456 | 528.6328 | 0.01127% | 0.01108% | 0.01051% | 0.01014% | 6429 | 0.01009% | 0.01011% |  | 12.8546 | 22.6056 | 24.559 |  | 7531 | 515.0678 | 521.34 | 504.0738 |  | 7531 | 0.01121% | 0.01107% | 0.01044% | 0.01405% | 0.01134% | 0.01227% |  | 7531 | 0.01107% | 0.01044% | 7531 | 7427 | 0.01008% | 7060 | 0.01002% | 0.01005% |  | 7531 | 0.01134% | 0.01227% | 0.01181% |  | 7531 | 6429 | 0.01005% | 0.01202%
| Nov | 10 | 19 | 7532 | 524.1779 | 549.0565 | 530.9396 | 0.01119% | 0.01118% | 0.01056% | 0.01014% | 7529 | 0.01009% | 0.01011% |  | 12.8565 | 22.6046 | 24.5588 |  | 7532 | 511.3214 | 526.452 | 506.3808 |  | 7532 | 0.01113% | 0.01117% | 0.01049% | 0.01405% | 0.01134% | 0.01227% |  | 7532 | 0.01117% | 0.01049% | 7532 | 940 | 0.01008% | 8548 | 0.01002% | 0.01005% |  | 7532 | 0.01134% | 0.01227% | 0.01181% |  | 7532 | 7529 | 0.01005% | 0.01181%
| Nov | 10 | 20 | 7533 | 516.4949 | 552.6221 | 534.1091 | 0.01102% | 0.01125% | 0.01062% | 0.01013% | 6263 | 0.01009% | 0.01011% |  | 12.8584 | 22.6035 | 24.5585 |  | 7533 | 503.6365 | 530.0186 | 509.5506 |  | 7533 | 0.01096% | 0.01125% | 0.01055% | 0.01405% | 0.01134% | 0.01227% |  | 7533 | 0.01125% | 0.01055% | 7533 | 671 | 0.01008% | 2684 | 0.01002% | 0.01005% |  | 7533 | 0.01134% | 0.01227% | 0.01181% |  | 7533 | 6263 | 0.01005% | 0.01206%
| Nov | 10 | 21 | 7534 | 507.5967 | 549.7547 | 530.7614 | 0.01083% | 0.01119% | 0.01055% | 0.01013% | 7119 | 0.01009% | 0.01011% |  | 12.8602 | 22.6024 | 24.5582 |  | 7534 | 494.7365 | 527.1523 | 506.2032 |  | 7534 | 0.01077% | 0.01119% | 0.01048% | 0.01406% | 0.01134% | 0.01227% |  | 7534 | 0.01119% | 0.01048% | 7534 | 1852 | 0.01008% | 3499 | 0.01002% | 0.01005% |  | 7534 | 0.01134% | 0.01227% | 0.01181% |  | 7534 | 7119 | 0.01005% | 0.01191%
| Nov | 10 | 22 | 7535 | 494.8582 | 542.1395 | 526.6823 | 0.01056% | 0.01104% | 0.01047% | 0.01013% | 6183 | 0.01009% | 0.01011% |  | 12.8621 | 22.6014 | 24.558 |  | 7535 | 481.9961 | 519.5382 | 502.1244 |  | 7535 | 0.01049% | 0.01103% | 0.0104% | 0.01406% | 0.01134% | 0.01227% |  | 7535 | 0.01103% | 0.0104% | 7535 | 6888 | 0.01008% | 6487 | 0.01002% | 0.01005% |  | 7535 | 0.01134% | 0.01227% | 0.01181% |  | 7535 | 6183 | 0.01005% | 0.01209%
| Nov | 10 | 23 | 7536 | 486.8362 | 538.6205 | 526.9167 | 0.01039% | 0.01097% | 0.01048% | 0.01013% | 8714 | 0.01009% | 0.01011% |  | 12.864 | 22.6003 | 24.5577 |  | 7536 | 473.9723 | 516.0202 | 502.3591 |  | 7536 | 0.01032% | 0.01095% | 0.0104% | 0.01406% | 0.01134% | 0.01227% |  | 7536 | 0.01095% | 0.0104% | 7536 | 2824 | 0.01008% | 2056 | 0.01002% | 0.01005% |  | 7536 | 0.01134% | 0.01227% | 0.01181% |  | 7536 | 8714 | 0.01005% | 0.01101%
| Nov | 11 | 0 | 7537 | 481.0654 | 537.6524 | 527.7138 | 0.01027% | 0.01095% | 0.01049% | 0.01013% | 3482 | 0.01009% | 0.01011% |  | 12.8658 | 22.5993 | 24.5574 |  | 7537 | 468.1996 | 515.0531 | 503.1564 |  | 7537 | 0.01019% | 0.01093% | 0.01042% | 0.01406% | 0.01134% | 0.01227% |  | 7537 | 0.01093% | 0.01042% | 7537 | 8728 | 0.01008% | 6148 | 0.01002% | 0.01005% |  | 7537 | 0.01134% | 0.01227% | 0.01181% |  | 7537 | 3482 | 0.01005% | 0.01206%
| Nov | 11 | 1 | 7538 | 477.8912 | 540.6593 | 531.5866 | 0.0102% | 0.01101% | 0.01057% | 0.01013% | 6025 | 0.01009% | 0.01011% |  | 12.8677 | 22.5982 | 24.5571 |  | 7538 | 465.0235 | 518.0611 | 507.0295 |  | 7538 | 0.01012% | 0.011% | 0.0105% | 0.01406% | 0.01134% | 0.01227% |  | 7538 | 0.011% | 0.0105% | 7538 | 1322 | 0.01008% | 6244 | 0.01002% | 0.01005% |  | 7538 | 0.01134% | 0.01227% | 0.01181% |  | 7538 | 6025 | 0.01005% | 0.01215%
| Nov | 11 | 2 | 7539 | 479.2074 | 546.3568 | 539.5854 | 0.01023% | 0.01113% | 0.01073% | 0.01013% | 7791 | 0.01009% | 0.01011% |  | 12.8696 | 22.5971 | 24.5569 |  | 7539 | 466.3378 | 523.7596 | 515.0285 |  | 7539 | 0.01015% | 0.01112% | 0.01067% | 0.01407% | 0.01134% | 0.01227% |  | 7539 | 0.01112% | 0.01067% | 7539 | 2619 | 0.01008% | 3331 | 0.01002% | 0.01005% |  | 7539 | 0.01134% | 0.01227% | 0.01181% |  | 7539 | 7791 | 0.01005% | 0.01169%
| Nov | 11 | 3 | 7540 | 476.8639 | 546.5988 | 543.0175 | 0.01018% | 0.01113% | 0.0108% | 0.01013% | 8515 | 0.01009% | 0.01011% |  | 12.8715 | 22.5961 | 24.5566 |  | 7540 | 463.9924 | 524.0027 | 518.4609 |  | 7540 | 0.0101% | 0.01112% | 0.01074% | 0.01407% | 0.01134% | 0.01227% |  | 7540 | 0.01112% | 0.01074% | 7540 | 3019 | 0.01007% | 6243 | 0.01002% | 0.01005% |  | 7540 | 0.01134% | 0.01227% | 0.01181% |  | 7540 | 8515 | 0.01005% | 0.01118%
| Nov | 11 | 4 | 7541 | 477.5462 | 549.8851 | 551.9634 | 0.01019% | 0.0112% | 0.01098% | 0.01013% | 2053 | 0.01009% | 0.01011% |  | 12.8734 | 22.595 | 24.5563 |  | 7541 | 464.6728 | 527.2901 | 527.407 |  | 7541 | 0.01011% | 0.01119% | 0.01092% | 0.01407% | 0.01134% | 0.01227% |  | 7541 | 0.01119% | 0.01092% | 7541 | 2083 | 0.01007% | 5358 | 0.01002% | 0.01005% |  | 7541 | 0.01134% | 0.01227% | 0.01181% |  | 7541 | 2053 | 0.01005% | 0.01057%
| Nov | 11 | 5 | 7542 | 486.833 | 563.2535 | 571.5993 | 0.01039% | 0.01147% | 0.01137% | 0.01013% | 7144 | 0.01009% | 0.01011% |  | 12.8752 | 22.5939 | 24.5561 |  | 7542 | 473.9578 | 540.6596 | 547.0432 |  | 7542 | 0.01032% | 0.01148% | 0.01133% | 0.01407% | 0.01134% | 0.01227% |  | 7542 | 0.01148% | 0.01133% | 7542 | 7265 | 0.01007% | 6663 | 0.01002% | 0.01004% |  | 7542 | 0.01134% | 0.01227% | 0.01181% |  | 7542 | 7144 | 0.01004% | 0.01191%
| Nov | 11 | 6 | 7543 | 496.3647 | 576.2124 | 586.7342 | 0.01059% | 0.01173% | 0.01167% | 0.01013% | 5351 | 0.01009% | 0.01011% |  | 12.8771 | 22.5928 | 24.5558 |  | 7543 | 483.4876 | 553.6195 | 562.1784 |  | 7543 | 0.01052% | 0.01175% | 0.01164% | 0.01407% | 0.01134% | 0.01227% |  | 7543 | 0.01175% | 0.01164% | 7543 | 2591 | 0.01007% | 3482 | 0.01002% | 0.01004% |  | 7543 | 0.01134% | 0.01227% | 0.0118% |  | 7543 | 5351 | 0.01004% | 0.0125%
| Nov | 11 | 7 | 7544 | 501.8232 | 585.6429 | 592.1824 | 0.01071% | 0.01193% | 0.01178% | 0.01013% | 7635 | 0.01009% | 0.01011% |  | 12.879 | 22.5918 | 24.5555 |  | 7544 | 488.9442 | 563.0511 | 567.6268 |  | 7544 | 0.01064% | 0.01195% | 0.01175% | 0.01408% | 0.01134% | 0.01227% |  | 7544 | 0.01195% | 0.01175% | 7544 | 2440 | 0.01007% | 6417 | 0.01002% | 0.01004% |  | 7544 | 0.01134% | 0.01227% | 0.0118% |  | 7544 | 7635 | 0.01004% | 0.01177%
| Nov | 11 | 8 | 7545 | 505.574 | 594.1425 | 587.128 | 0.01079% | 0.0121% | 0.01167% | 0.01013% | 7361 | 0.01008% | 0.01011% |  | 12.8809 | 22.5907 | 24.5553 |  | 7545 | 492.6931 | 571.5518 | 562.5728 |  | 7545 | 0.01072% | 0.01213% | 0.01165% | 0.01408% | 0.01134% | 0.01227% |  | 7545 | 0.01213% | 0.01165% | 7545 | 1795 | 0.01007% | 6568 | 0.01002% | 0.01004% |  | 7545 | 0.01134% | 0.01227% | 0.0118% |  | 7545 | 7361 | 0.01004% | 0.01186%
| Nov | 11 | 9 | 7546 | 504.7202 | 591.6382 | 571.168 | 0.01077% | 0.01205% | 0.01136% | 0.01013% | 6006 | 0.01008% | 0.0101% |  | 12.8828 | 22.5896 | 24.555 |  | 7546 | 491.8374 | 569.0486 | 546.613 |  | 7546 | 0.01071% | 0.01208% | 0.01132% | 0.01408% | 0.01133% | 0.01227% |  | 7546 | 0.01208% | 0.01132% | 7546 | 1117 | 0.01007% | 135 | 0.01001% | 0.01004% |  | 7546 | 0.01133% | 0.01227% | 0.0118% |  | 7546 | 6006 | 0.01004% | 0.01216%
| Nov | 11 | 10 | 7547 | 499.9799 | 588.3427 | 554.7109 | 0.01067% | 0.01198% | 0.01103% | 0.01013% | 7128 | 0.01008% | 0.0101% |  | 12.8847 | 22.5885 | 24.5547 |  | 7547 | 487.0952 | 565.7542 | 530.1562 |  | 7547 | 0.0106% | 0.01201% | 0.01098% | 0.01408% | 0.01133% | 0.01227% |  | 7547 | 0.01201% | 0.01098% | 7547 | 1573 | 0.01007% | 8736 | 0.01001% | 0.01004% |  | 7547 | 0.01133% | 0.01227% | 0.0118% |  | 7547 | 7128 | 0.01004% | 0.01191%
| Nov | 11 | 11 | 7548 | 496.086 | 580.8113 | 542.9425 | 0.01059% | 0.01183% | 0.0108% | 0.01013% | 6182 | 0.01008% | 0.0101% |  | 12.8866 | 22.5874 | 24.5545 |  | 7548 | 483.1994 | 558.2239 | 518.388 |  | 7548 | 0.01052% | 0.01185% | 0.01073% | 0.01409% | 0.01133% | 0.01227% |  | 7548 | 0.01185% | 0.01073% | 7548 | 2148 | 0.01007% | 8544 | 0.01001% | 0.01004% |  | 7548 | 0.01133% | 0.01227% | 0.0118% |  | 7548 | 6182 | 0.01004% | 0.01209%
| Nov | 11 | 12 | 7549 | 492.0012 | 571.8928 | 536.9504 | 0.0105% | 0.01165% | 0.01068% | 0.01012% | 8188 | 0.01008% | 0.0101% |  | 12.8885 | 22.5863 | 24.5542 |  | 7549 | 479.1126 | 549.3064 | 512.3962 |  | 7549 | 0.01043% | 0.01166% | 0.01061% | 0.01409% | 0.01133% | 0.01227% |  | 7549 | 0.01166% | 0.01061% | 7549 | 2829 | 0.01007% | 2054 | 0.01001% | 0.01004% |  | 7549 | 0.01133% | 0.01227% | 0.0118% |  | 7549 | 8188 | 0.01004% | 0.01144%
| Nov | 11 | 13 | 7550 | 487.5113 | 561.4289 | 525.1726 | 0.0104% | 0.01143% | 0.01044% | 0.01012% | 6268 | 0.01008% | 0.0101% |  | 12.8905 | 22.5852 | 24.5539 |  | 7550 | 474.6208 | 538.8437 | 500.6187 |  | 7550 | 0.01033% | 0.01144% | 0.01037% | 0.01409% | 0.01133% | 0.01227% |  | 7550 | 0.01144% | 0.01037% | 7550 | 2592 | 0.01007% | 8617 | 0.01001% | 0.01004% |  | 7550 | 0.01133% | 0.01227% | 0.0118% |  | 7550 | 6268 | 0.01004% | 0.01206%
| Nov | 11 | 14 | 7551 | 484.9197 | 553.7671 | 523.0252 | 0.01035% | 0.01128% | 0.0104% | 0.01012% | 2503 | 0.01008% | 0.0101% |  | 12.8924 | 22.5841 | 24.5536 |  | 7551 | 472.0273 | 531.183 | 498.4715 |  | 7551 | 0.01028% | 0.01127% | 0.01032% | 0.01409% | 0.01133% | 0.01227% |  | 7551 | 0.01127% | 0.01032% | 7551 | 6843 | 0.01007% | 7127 | 0.01001% | 0.01004% |  | 7551 | 0.01133% | 0.01227% | 0.0118% |  | 7551 | 2503 | 0.01004% | 0.01101%
| Nov | 11 | 15 | 7552 | 485.4661 | 548.9541 | 525.8384 | 0.01036% | 0.01118% | 0.01046% | 0.01012% | 3331 | 0.01008% | 0.0101% |  | 12.8943 | 22.583 | 24.5534 |  | 7552 | 472.5718 | 526.3711 | 501.285 |  | 7552 | 0.01029% | 0.01117% | 0.01038% | 0.01409% | 0.01133% | 0.01227% |  | 7552 | 0.01117% | 0.01038% | 7552 | 1914 | 0.01007% | 6666 | 0.01001% | 0.01004% |  | 7552 | 0.01133% | 0.01227% | 0.0118% |  | 7552 | 3331 | 0.01004% | 0.01191%
| Nov | 11 | 16 | 7553 | 494.6415 | 563.6352 | 538.2351 | 0.01056% | 0.01148% | 0.0107% | 0.01012% | 2696 | 0.01008% | 0.0101% |  | 12.8962 | 22.5819 | 24.5531 |  | 7553 | 481.7453 | 541.0533 | 513.682 |  | 7553 | 0.01049% | 0.01148% | 0.01064% | 0.0141% | 0.01133% | 0.01227% |  | 7553 | 0.01148% | 0.01064% | 7553 | 1934 | 0.01007% | 6662 | 0.01001% | 0.01004% |  | 7553 | 0.01133% | 0.01227% | 0.0118% |  | 7553 | 2696 | 0.01004% | 0.01122%
| Nov | 11 | 17 | 7554 | 505.4701 | 578.0929 | 548.7095 | 0.01079% | 0.01177% | 0.01091% | 0.01012% | 7094 | 0.01008% | 0.0101% |  | 12.8981 | 22.5808 | 24.5528 |  | 7554 | 492.5719 | 555.5121 | 524.1566 |  | 7554 | 0.01072% | 0.01179% | 0.01085% | 0.0141% | 0.01133% | 0.01227% |  | 7554 | 0.01179% | 0.01085% | 7554 | 8751 | 0.01007% | 2409 | 0.01001% | 0.01004% |  | 7554 | 0.01133% | 0.01227% | 0.0118% |  | 7554 | 7094 | 0.01004% | 0.01192%
| Nov | 11 | 18 | 7555 | 504.8196 | 579.992 | 548.1937 | 0.01077% | 0.01181% | 0.0109% | 0.01012% | 136 | 0.01008% | 0.0101% |  | 12.9001 | 22.5796 | 24.5526 |  | 7555 | 491.9195 | 557.4124 | 523.6411 |  | 7555 | 0.01071% | 0.01183% | 0.01084% | 0.0141% | 0.01133% | 0.01227% |  | 7555 | 0.01183% | 0.01084% | 7555 | 7234 | 0.01007% | 8185 | 0.01001% | 0.01004% |  | 7555 | 0.01133% | 0.01227% | 0.0118% |  | 7555 | 136 | 0.01004% | 0.009169%
| Nov | 11 | 19 | 7556 | 502.9067 | 580.4854 | 550.6318 | 0.01073% | 0.01182% | 0.01095% | 0.01012% | 6688 | 0.01008% | 0.0101% |  | 12.902 | 22.5785 | 24.5523 |  | 7556 | 490.0047 | 557.9069 | 526.0795 |  | 7556 | 0.01067% | 0.01184% | 0.01089% | 0.0141% | 0.01133% | 0.01227% |  | 7556 | 0.01184% | 0.01089% | 7556 | 3344 | 0.01007% | 2286 | 0.01001% | 0.01004% |  | 7556 | 0.01133% | 0.01227% | 0.0118% |  | 7556 | 6688 | 0.01004% | 0.01197%
| Nov | 11 | 20 | 7557 | 499.9336 | 584.1161 | 550.0879 | 0.01067% | 0.01189% | 0.01094% | 0.01012% | 7168 | 0.01007% | 0.0101% |  | 12.9039 | 22.5774 | 24.552 |  | 7557 | 487.0296 | 561.5388 | 525.5359 |  | 7557 | 0.0106% | 0.01192% | 0.01088% | 0.0141% | 0.01133% | 0.01227% |  | 7557 | 0.01192% | 0.01088% | 7557 | 1155 | 0.01007% | 6146 | 0.01001% | 0.01004% |  | 7557 | 0.01133% | 0.01227% | 0.0118% |  | 7557 | 7168 | 0.01004% | 0.0119%
| Nov | 11 | 21 | 7558 | 494.3842 | 576.231 | 545.9901 | 0.01055% | 0.01173% | 0.01086% | 0.01012% | 7699 | 0.01007% | 0.0101% |  | 12.9059 | 22.5763 | 24.5517 |  | 7558 | 481.4783 | 553.6547 | 521.4383 |  | 7558 | 0.01048% | 0.01175% | 0.0108% | 0.01411% | 0.01133% | 0.01227% |  | 7558 | 0.01175% | 0.0108% | 7558 | 471 | 0.01007% | 1858 | 0.01001% | 0.01004% |  | 7558 | 0.01133% | 0.01227% | 0.0118% |  | 7558 | 7699 | 0.01004% | 0.01174%
| Nov | 11 | 22 | 7559 | 485.3396 | 567.6755 | 538.9853 | 0.01036% | 0.01156% | 0.01072% | 0.01012% | 6508 | 0.01007% | 0.0101% |  | 12.9078 | 22.5751 | 24.5515 |  | 7559 | 472.4318 | 545.1004 | 514.4338 |  | 7559 | 0.01028% | 0.01157% | 0.01065% | 0.01411% | 0.01133% | 0.01227% |  | 7559 | 0.01157% | 0.01065% | 7559 | 2156 | 0.01007% | 7732 | 0.01001% | 0.01004% |  | 7559 | 0.01133% | 0.01227% | 0.0118% |  | 7559 | 6508 | 0.01004% | 0.012%
| Nov | 11 | 23 | 7560 | 479.0958 | 566.5119 | 534.5873 | 0.01023% | 0.01154% | 0.01063% | 0.01012% | 6565 | 0.01007% | 0.0101% |  | 12.9098 | 22.574 | 24.5512 |  | 7560 | 466.186 | 543.9379 | 510.0361 |  | 7560 | 0.01015% | 0.01154% | 0.01056% | 0.01411% | 0.01133% | 0.01227% |  | 7560 | 0.01154% | 0.01056% | 7560 | 2826 | 0.01006% | 7097 | 0.01001% | 0.01004% |  | 7560 | 0.01133% | 0.01227% | 0.0118% |  | 7560 | 6565 | 0.01004% | 0.01199%
| Nov | 12 | 0 | 7561 | 474.6787 | 565.3202 | 537.1379 | 0.01013% | 0.01151% | 0.01068% | 0.01012% | 8598 | 0.01007% | 0.0101% |  | 12.9117 | 22.5729 | 24.5509 |  | 7561 | 461.767 | 542.7474 | 512.587 |  | 7561 | 0.01005% | 0.01152% | 0.01061% | 0.01411% | 0.01133% | 0.01227% |  | 7561 | 0.01152% | 0.01061% | 7561 | 909 | 0.01006% | 2098 | 0.01001% | 0.01004% |  | 7561 | 0.01133% | 0.01227% | 0.0118% |  | 7561 | 8598 | 0.01004% | 0.01111%
| Nov | 12 | 1 | 7562 | 472.8325 | 567.4335 | 537.016 | 0.01009% | 0.01155% | 0.01068% | 0.01012% | 6686 | 0.01007% | 0.0101% |  | 12.9137 | 22.5717 | 24.5507 |  | 7562 | 459.9188 | 544.8618 | 512.4654 |  | 7562 | 0.01001% | 0.01156% | 0.01061% | 0.01411% | 0.01133% | 0.01227% |  | 7562 | 0.01156% | 0.01061% | 7562 | 652 | 0.01006% | 3299 | 0.01001% | 0.01004% |  | 7562 | 0.01133% | 0.01227% | 0.0118% |  | 7562 | 6686 | 0.01004% | 0.01197%
| Nov | 12 | 2 | 7563 | 470.3202 | 571.7903 | 536.0596 | 0.01004% | 0.01164% | 0.01066% | 0.01012% | 7765 | 0.01007% | 0.0101% |  | 12.9156 | 22.5706 | 24.5504 |  | 7563 | 457.4046 | 549.2198 | 511.5092 |  | 7563 | 0.009957% | 0.01166% | 0.01059% | 0.01412% | 0.01133% | 0.01227% |  | 7563 | 0.01166% | 0.01059% | 7563 | 2470 | 0.01006% | 6220 | 0.01001% | 0.01003% |  | 7563 | 0.01133% | 0.01227% | 0.0118% |  | 7563 | 7765 | 0.01003% | 0.01171%
| Nov | 12 | 3 | 7564 | 470.1 | 574.2294 | 538.4601 | 0.01003% | 0.01169% | 0.01071% | 0.01012% | 6647 | 0.01007% | 0.01009% |  | 12.9176 | 22.5694 | 24.5501 |  | 7564 | 457.1824 | 551.66 | 513.91 |  | 7564 | 0.009952% | 0.01171% | 0.01064% | 0.01412% | 0.01132% | 0.01227% |  | 7564 | 0.01171% | 0.01064% | 7564 | 1576 | 0.01006% | 8714 | 0.01% | 0.01003% |  | 7564 | 0.01132% | 0.01227% | 0.0118% |  | 7564 | 6647 | 0.01003% | 0.01198%
| Nov | 12 | 4 | 7565 | 470.9704 | 588.203 | 546.5527 | 0.01005% | 0.01198% | 0.01087% | 0.01012% | 3299 | 0.01007% | 0.01009% |  | 12.9196 | 22.5683 | 24.5498 |  | 7565 | 458.0508 | 565.6348 | 522.0028 |  | 7565 | 0.009971% | 0.01201% | 0.01081% | 0.01412% | 0.01132% | 0.01227% |  | 7565 | 0.01201% | 0.01081% | 7565 | 2825 | 0.01006% | 2362 | 0.01% | 0.01003% |  | 7565 | 0.01132% | 0.01227% | 0.0118% |  | 7565 | 3299 | 0.01003% | 0.01188%
| Nov | 12 | 5 | 7566 | 479.0099 | 613.0967 | 565.9448 | 0.01022% | 0.01248% | 0.01125% | 0.01012% | 6242 | 0.01007% | 0.01009% |  | 12.9215 | 22.5671 | 24.5496 |  | 7566 | 466.0884 | 590.5296 | 541.3953 |  | 7566 | 0.01015% | 0.01253% | 0.01121% | 0.01412% | 0.01132% | 0.01227% |  | 7566 | 0.01253% | 0.01121% | 7566 | 2481 | 0.01006% | 8515 | 0.01% | 0.01003% |  | 7566 | 0.01132% | 0.01227% | 0.0118% |  | 7566 | 6242 | 0.01003% | 0.01207%
| Nov | 12 | 6 | 7567 | 489.6441 | 633.8476 | 585.834 | 0.01045% | 0.01291% | 0.01165% | 0.01012% | 2058 | 0.01007% | 0.01009% |  | 12.9235 | 22.5659 | 24.5493 |  | 7567 | 476.7206 | 611.2816 | 561.2847 |  | 7567 | 0.01038% | 0.01297% | 0.01162% | 0.01413% | 0.01132% | 0.01227% |  | 7567 | 0.01297% | 0.01162% | 7567 | 1599 | 0.01006% | 6665 | 0.01% | 0.01003% |  | 7567 | 0.01132% | 0.01227% | 0.0118% |  | 7567 | 2058 | 0.01003% | 0.01057%
| Nov | 12 | 7 | 7568 | 496.6598 | 636.0074 | 586.4716 | 0.0106% | 0.01295% | 0.01166% | 0.01012% | 8187 | 0.01007% | 0.01009% |  | 12.9255 | 22.5648 | 24.549 |  | 7568 | 483.7343 | 613.4426 | 561.9226 |  | 7568 | 0.01053% | 0.01302% | 0.01164% | 0.01413% | 0.01132% | 0.01227% |  | 7568 | 0.01302% | 0.01164% | 7568 | 3196 | 0.01006% | 7529 | 0.01% | 0.01003% |  | 7568 | 0.01132% | 0.01227% | 0.0118% |  | 7568 | 8187 | 0.01003% | 0.01144%
| Nov | 12 | 8 | 7569 | 497.3075 | 620.2091 | 580.2264 | 0.01061% | 0.01263% | 0.01154% | 0.01012% | 6454 | 0.01007% | 0.01009% |  | 12.9274 | 22.5636 | 24.5488 |  | 7569 | 484.3801 | 597.6455 | 555.6776 |  | 7569 | 0.01054% | 0.01268% | 0.01151% | 0.01413% | 0.01132% | 0.01227% |  | 7569 | 0.01268% | 0.01151% | 7569 | 1831 | 0.01006% | 3333 | 0.01% | 0.01003% |  | 7569 | 0.01132% | 0.01227% | 0.0118% |  | 7569 | 6454 | 0.01003% | 0.01202%
| Nov | 12 | 9 | 7570 | 495.0394 | 594.7197 | 574.5813 | 0.01057% | 0.01211% | 0.01143% | 0.01012% | 8516 | 0.01007% | 0.01009% |  | 12.9294 | 22.5624 | 24.5485 |  | 7570 | 482.1099 | 572.1572 | 550.0328 |  | 7570 | 0.01049% | 0.01214% | 0.01139% | 0.01413% | 0.01132% | 0.01227% |  | 7570 | 0.01214% | 0.01139% | 7570 | 1913 | 0.01006% | 7055 | 0.01% | 0.01003% |  | 7570 | 0.01132% | 0.01227% | 0.0118% |  | 7570 | 8516 | 0.01003% | 0.01117%
| Nov | 12 | 10 | 7571 | 487.6049 | 579.3124 | 571.7306 | 0.01041% | 0.0118% | 0.01137% | 0.01012% | 8517 | 0.01007% | 0.01009% |  | 12.9314 | 22.5613 | 24.5482 |  | 7571 | 474.6735 | 556.7512 | 547.1824 |  | 7571 | 0.01033% | 0.01182% | 0.01133% | 0.01413% | 0.01132% | 0.01227% |  | 7571 | 0.01182% | 0.01133% | 7571 | 7414 | 0.01006% | 7791 | 0.01% | 0.01003% |  | 7571 | 0.01132% | 0.01227% | 0.0118% |  | 7571 | 8517 | 0.01003% | 0.01117%
| Nov | 12 | 11 | 7572 | 480.9127 | 570.4591 | 564.1163 | 0.01026% | 0.01162% | 0.01122% | 0.01012% | 3333 | 0.01007% | 0.01009% |  | 12.9334 | 22.5601 | 24.5479 |  | 7572 | 467.9793 | 547.899 | 539.5683 |  | 7572 | 0.01019% | 0.01163% | 0.01117% | 0.01414% | 0.01132% | 0.01227% |  | 7572 | 0.01163% | 0.01117% | 7572 | 1990 | 0.01006% | 1722 | 0.01% | 0.01003% |  | 7572 | 0.01132% | 0.01227% | 0.01179% |  | 7572 | 3333 | 0.01003% | 0.01191%
| Nov | 12 | 12 | 7573 | 476.0847 | 561.9595 | 550.2755 | 0.01016% | 0.01144% | 0.01094% | 0.01012% | 7384 | 0.01007% | 0.01009% |  | 12.9354 | 22.5589 | 24.5477 |  | 7573 | 463.1494 | 539.4006 | 525.7278 |  | 7573 | 0.01008% | 0.01145% | 0.01089% | 0.01414% | 0.01132% | 0.01227% |  | 7573 | 0.01145% | 0.01089% | 7573 | 7055 | 0.01006% | 6147 | 0.01% | 0.01003% |  | 7573 | 0.01132% | 0.01227% | 0.01179% |  | 7573 | 7384 | 0.01003% | 0.01185%
| Nov | 12 | 13 | 7574 | 470.175 | 552.3428 | 531.6991 | 0.01003% | 0.01125% | 0.01057% | 0.01011% | 2337 | 0.01007% | 0.01009% |  | 12.9374 | 22.5577 | 24.5474 |  | 7574 | 457.2376 | 529.785 | 507.1517 |  | 7574 | 0.009953% | 0.01124% | 0.0105% | 0.01414% | 0.01132% | 0.01227% |  | 7574 | 0.01124% | 0.0105% | 7574 | 2200 | 0.01006% | 7119 | 0.01% | 0.01003% |  | 7574 | 0.01132% | 0.01227% | 0.01179% |  | 7574 | 2337 | 0.01003% | 0.01084%
| Nov | 12 | 14 | 7575 | 469.3497 | 549.0286 | 524.5818 | 0.01002% | 0.01118% | 0.01043% | 0.01011% | 4250 | 0.01007% | 0.01009% |  | 12.9394 | 22.5566 | 24.5471 |  | 7575 | 456.4103 | 526.472 | 500.0347 |  | 7575 | 0.009935% | 0.01117% | 0.01035% | 0.01414% | 0.01132% | 0.01227% |  | 7575 | 0.01117% | 0.01035% | 7575 | 2163 | 0.01006% | 6184 | 0.009999% | 0.01003% |  | 7575 | 0.01132% | 0.01227% | 0.01179% |  | 7575 | 4250 | 0.01003% | 0.01262%
| Nov | 12 | 15 | 7576 | 472.6932 | 563.57 | 530.3957 | 0.01009% | 0.01148% | 0.01055% | 0.01011% | 7406 | 0.01007% | 0.01009% |  | 12.9414 | 22.5554 | 24.5468 |  | 7576 | 459.7519 | 541.0147 | 505.8489 |  | 7576 | 0.01001% | 0.01148% | 0.01048% | 0.01415% | 0.01132% | 0.01227% |  | 7576 | 0.01148% | 0.01048% | 7576 | 2256 | 0.01006% | 7635 | 0.009998% | 0.01003% |  | 7576 | 0.01132% | 0.01227% | 0.01179% |  | 7576 | 7406 | 0.01003% | 0.01185%
| Nov | 12 | 16 | 7577 | 484.3593 | 581.1464 | 554.664 | 0.01034% | 0.01183% | 0.01103% | 0.01011% | 6355 | 0.01006% | 0.01009% |  | 12.9434 | 22.5542 | 24.5466 |  | 7577 | 471.416 | 558.5922 | 530.1174 |  | 7577 | 0.01026% | 0.01186% | 0.01098% | 0.01415% | 0.01132% | 0.01227% |  | 7577 | 0.01186% | 0.01098% | 7577 | 6192 | 0.01006% | 6429 | 0.009998% | 0.01003% |  | 7577 | 0.01132% | 0.01227% | 0.01179% |  | 7577 | 6355 | 0.01003% | 0.01204%
| Nov | 12 | 17 | 7578 | 493.8225 | 597.8384 | 567.8672 | 0.01054% | 0.01217% | 0.01129% | 0.01011% | 2453 | 0.01006% | 0.01009% |  | 12.9454 | 22.553 | 24.5463 |  | 7578 | 480.8772 | 575.2854 | 543.3209 |  | 7578 | 0.01047% | 0.01221% | 0.01125% | 0.01415% | 0.01132% | 0.01227% |  | 7578 | 0.01221% | 0.01125% | 7578 | 6360 | 0.01006% | 6026 | 0.009997% | 0.01003% |  | 7578 | 0.01132% | 0.01227% | 0.01179% |  | 7578 | 2453 | 0.01003% | 0.01096%
| Nov | 12 | 18 | 7579 | 491.0398 | 603.8896 | 568.8049 | 0.01048% | 0.0123% | 0.01131% | 0.01011% | 6676 | 0.01006% | 0.01009% |  | 12.9474 | 22.5518 | 24.546 |  | 7579 | 478.0925 | 581.3378 | 544.2589 |  | 7579 | 0.01041% | 0.01234% | 0.01127% | 0.01415% | 0.01132% | 0.01227% |  | 7579 | 0.01234% | 0.01127% | 7579 | 1970 | 0.01006% | 7144 | 0.009997% | 0.01003% |  | 7579 | 0.01132% | 0.01227% | 0.01179% |  | 7579 | 6676 | 0.01003% | 0.01197%
| Nov | 12 | 19 | 7580 | 490.0608 | 601.6087 | 570.0802 | 0.01046% | 0.01225% | 0.01134% | 0.01011% | 8740 | 0.01006% | 0.01009% |  | 12.9494 | 22.5506 | 24.5457 |  | 7580 | 477.1114 | 579.0581 | 545.5345 |  | 7580 | 0.01039% | 0.01229% | 0.0113% | 0.01415% | 0.01132% | 0.01227% |  | 7580 | 0.01229% | 0.0113% | 7580 | 2132 | 0.01006% | 8188 | 0.009996% | 0.01003% |  | 7580 | 0.01132% | 0.01227% | 0.01179% |  | 7580 | 8740 | 0.01003% | 0.01099%
| Nov | 12 | 20 | 7581 | 488.502 | 600.8919 | 567.342 | 0.01043% | 0.01224% | 0.01128% | 0.01011% | 7312 | 0.01006% | 0.01009% |  | 12.9514 | 22.5494 | 24.5455 |  | 7581 | 475.5506 | 578.3425 | 542.7966 |  | 7581 | 0.01035% | 0.01228% | 0.01124% | 0.01416% | 0.01131% | 0.01227% |  | 7581 | 0.01228% | 0.01124% | 7581 | 6840 | 0.01006% | 6240 | 0.009995% | 0.01003% |  | 7581 | 0.01131% | 0.01227% | 0.01179% |  | 7581 | 7312 | 0.01003% | 0.01187%
| Nov | 12 | 21 | 7582 | 480.9111 | 588.0168 | 558.4712 | 0.01026% | 0.01197% | 0.0111% | 0.01011% | 8186 | 0.01006% | 0.01009% |  | 12.9534 | 22.5482 | 24.5452 |  | 7582 | 467.9577 | 565.4687 | 533.926 |  | 7582 | 0.01019% | 0.012% | 0.01106% | 0.01416% | 0.01131% | 0.01227% |  | 7582 | 0.012% | 0.01106% | 7582 | 3145 | 0.01006% | 6263 | 0.009995% | 0.01003% |  | 7582 | 0.01131% | 0.01227% | 0.01179% |  | 7582 | 8186 | 0.01003% | 0.01144%
| Nov | 12 | 22 | 7583 | 471.9151 | 578.2791 | 545.8775 | 0.01007% | 0.01178% | 0.01085% | 0.01011% | 7862 | 0.01006% | 0.01009% |  | 12.9554 | 22.5469 | 24.5449 |  | 7583 | 458.9597 | 555.7321 | 521.3326 |  | 7583 | 0.009991% | 0.0118% | 0.0108% | 0.01416% | 0.01131% | 0.01227% |  | 7583 | 0.0118% | 0.0108% | 7583 | 933 | 0.01006% | 3300 | 0.009994% | 0.01002% |  | 7583 | 0.01131% | 0.01227% | 0.01179% |  | 7583 | 7862 | 0.01002% | 0.01165%
| Nov | 12 | 23 | 7584 | 464.8857 | 547.958 | 537.8225 | 0.009922% | 0.01116% | 0.01069% | 0.01011% | 2291 | 0.01006% | 0.01008% |  | 12.9575 | 22.5457 | 24.5446 |  | 7584 | 451.9282 | 525.4123 | 513.2778 |  | 7584 | 0.009838% | 0.01115% | 0.01063% | 0.01416% | 0.01131% | 0.01227% |  | 7584 | 0.01115% | 0.01063% | 7584 | 1710 | 0.01006% | 2055 | 0.009994% | 0.01002% |  | 7584 | 0.01131% | 0.01227% | 0.01179% |  | 7584 | 2291 | 0.01002% | 0.01079%
| Nov | 13 | 0 | 7585 | 459.9433 | 543.6663 | 532.4306 | 0.009817% | 0.01107% | 0.01059% | 0.01011% | 7120 | 0.01006% | 0.01008% |  | 12.9595 | 22.5445 | 24.5444 |  | 7585 | 446.9838 | 521.1218 | 507.8862 |  | 7585 | 0.00973% | 0.01106% | 0.01052% | 0.01416% | 0.01131% | 0.01227% |  | 7585 | 0.01106% | 0.01052% | 7585 | 1796 | 0.01005% | 7361 | 0.009993% | 0.01002% |  | 7585 | 0.01131% | 0.01227% | 0.01179% |  | 7585 | 7120 | 0.01002% | 0.01191%
| Nov | 13 | 1 | 7586 | 459.2326 | 549.9316 | 528.5296 | 0.009801% | 0.0112% | 0.01051% | 0.01011% | 2361 | 0.01006% | 0.01008% |  | 12.9615 | 22.5433 | 24.5441 |  | 7586 | 446.2711 | 527.3883 | 503.9855 |  | 7586 | 0.009714% | 0.01119% | 0.01044% | 0.01417% | 0.01131% | 0.01227% |  | 7586 | 0.01119% | 0.01044% | 7586 | 5856 | 0.01005% | 6183 | 0.009992% | 0.01002% |  | 7586 | 0.01131% | 0.01227% | 0.01179% |  | 7586 | 2361 | 0.01002% | 0.01086%
| Nov | 13 | 2 | 7587 | 459.7762 | 559.6507 | 532.4212 | 0.009813% | 0.0114% | 0.01059% | 0.01011% | 3300 | 0.01006% | 0.01008% |  | 12.9635 | 22.5421 | 24.5438 |  | 7587 | 446.8127 | 537.1087 | 507.8774 |  | 7587 | 0.009726% | 0.0114% | 0.01052% | 0.01417% | 0.01131% | 0.01227% |  | 7587 | 0.0114% | 0.01052% | 7587 | 2099 | 0.01005% | 7128 | 0.009992% | 0.01002% |  | 7587 | 0.01131% | 0.01227% | 0.01179% |  | 7587 | 3300 | 0.01002% | 0.01188%
| Nov | 13 | 3 | 7588 | 467.5026 | 565.7764 | 533.9309 | 0.009978% | 0.01152% | 0.01062% | 0.01011% | 2044 | 0.01006% | 0.01008% |  | 12.9656 | 22.5408 | 24.5435 |  | 7588 | 454.537 | 543.2356 | 509.3874 |  | 7588 | 0.009894% | 0.01153% | 0.01055% | 0.01417% | 0.01131% | 0.01227% |  | 7588 | 0.01153% | 0.01055% | 7588 | 7313 | 0.01005% | 7094 | 0.009988% | 0.01002% |  | 7588 | 0.01131% | 0.01227% | 0.01179% |  | 7588 | 2044 | 0.01002% | 0.01056%
| Nov | 13 | 4 | 7589 | 476.208 | 576.6406 | 543.5238 | 0.01016% | 0.01174% | 0.01081% | 0.01011% | 8545 | 0.01006% | 0.01008% |  | 12.9676 | 22.5396 | 24.5433 |  | 7589 | 463.2404 | 554.101 | 518.9806 |  | 7589 | 0.01008% | 0.01176% | 0.01075% | 0.01417% | 0.01131% | 0.01227% |  | 7589 | 0.01176% | 0.01075% | 7589 | 651 | 0.01005% | 6025 | 0.009988% | 0.01002% |  | 7589 | 0.01131% | 0.01227% | 0.01179% |  | 7589 | 8545 | 0.01002% | 0.01115%
| Nov | 13 | 5 | 7590 | 493.9012 | 602.6048 | 568.3267 | 0.01054% | 0.01227% | 0.0113% | 0.01011% | 2481 | 0.01006% | 0.01008% |  | 12.9697 | 22.5384 | 24.543 |  | 7590 | 480.9315 | 580.0665 | 543.7837 |  | 7590 | 0.01047% | 0.01231% | 0.01126% | 0.01418% | 0.01131% | 0.01227% |  | 7590 | 0.01231% | 0.01126% | 7590 | 7161 | 0.01005% | 8598 | 0.009985% | 0.01002% |  | 7590 | 0.01131% | 0.01227% | 0.01179% |  | 7590 | 2481 | 0.01002% | 0.01099%
| Nov | 13 | 6 | 7591 | 516.2324 | 630.9151 | 590.8508 | 0.01102% | 0.01285% | 0.01175% | 0.01011% | 7741 | 0.01006% | 0.01008% |  | 12.9717 | 22.5371 | 24.5427 |  | 7591 | 503.2607 | 608.3779 | 566.3081 |  | 7591 | 0.01095% | 0.01291% | 0.01173% | 0.01418% | 0.01131% | 0.01227% |  | 7591 | 0.01291% | 0.01173% | 7591 | 3335 | 0.01005% | 6268 | 0.009985% | 0.01002% |  | 7591 | 0.01131% | 0.01227% | 0.01179% |  | 7591 | 7741 | 0.01002% | 0.01172%
| Nov | 13 | 7 | 7592 | 524.2434 | 636.929 | 586.2278 | 0.01119% | 0.01297% | 0.01166% | 0.01011% | 2695 | 0.01005% | 0.01008% |  | 12.9738 | 22.5359 | 24.5424 |  | 7592 | 511.2697 | 614.3931 | 561.6854 |  | 7592 | 0.01113% | 0.01304% | 0.01163% | 0.01418% | 0.01131% | 0.01227% |  | 7592 | 0.01304% | 0.01163% | 7592 | 2124 | 0.01005% | 6688 | 0.009985% | 0.01002% |  | 7592 | 0.01131% | 0.01227% | 0.01179% |  | 7592 | 2695 | 0.01002% | 0.01122%
| Nov | 13 | 8 | 7593 | 515.776 | 622.5831 | 575.3502 | 0.01101% | 0.01268% | 0.01144% | 0.01011% | 6504 | 0.01005% | 0.01008% |  | 12.9758 | 22.5346 | 24.5422 |  | 7593 | 502.8002 | 600.0484 | 550.808 |  | 7593 | 0.01094% | 0.01274% | 0.01141% | 0.01418% | 0.01131% | 0.01227% |  | 7593 | 0.01274% | 0.01141% | 7593 | 649 | 0.01005% | 7699 | 0.009985% | 0.01002% |  | 7593 | 0.01131% | 0.01227% | 0.01179% |  | 7593 | 6504 | 0.01002% | 0.01201%
| Nov | 13 | 9 | 7594 | 511.5715 | 610.8065 | 567.1826 | 0.01092% | 0.01244% | 0.01128% | 0.0101% | 6567 | 0.01005% | 0.01008% |  | 12.9779 | 22.5334 | 24.5419 |  | 7594 | 498.5937 | 588.2731 | 542.6407 |  | 7594 | 0.01085% | 0.01249% | 0.01124% | 0.01418% | 0.01131% | 0.01227% |  | 7594 | 0.01249% | 0.01124% | 7594 | 1442 | 0.01005% | 6182 | 0.009984% | 0.01002% |  | 7594 | 0.01131% | 0.01227% | 0.01179% |  | 7594 | 6567 | 0.01002% | 0.01199%
| Nov | 13 | 10 | 7595 | 508.6383 | 599.8213 | 563.066 | 0.01086% | 0.01221% | 0.0112% | 0.0101% | 86 | 0.01005% | 0.01008% |  | 12.9799 | 22.5321 | 24.5416 |  | 7595 | 495.6584 | 577.2892 | 538.5244 |  | 7595 | 0.01079% | 0.01225% | 0.01115% | 0.01419% | 0.01131% | 0.01227% |  | 7595 | 0.01225% | 0.01115% | 7595 | 7695 | 0.01005% | 7168 | 0.009982% | 0.01002% |  | 7595 | 0.01131% | 0.01227% | 0.01179% |  | 7595 | 86 | 0.01002% | 0.009152%
| Nov | 13 | 11 | 7596 | 501.2675 | 591.6568 | 553.3043 | 0.0107% | 0.01205% | 0.011% | 0.0101% | 6687 | 0.01005% | 0.01008% |  | 12.982 | 22.5309 | 24.5413 |  | 7596 | 488.2855 | 569.126 | 528.763 |  | 7596 | 0.01063% | 0.01208% | 0.01095% | 0.01419% | 0.01131% | 0.01227% |  | 7596 | 0.01208% | 0.01095% | 7596 | 3365 | 0.01005% | 3302 | 0.009982% | 0.01002% |  | 7596 | 0.01131% | 0.01227% | 0.01179% |  | 7596 | 6687 | 0.01002% | 0.01197%
| Nov | 13 | 12 | 7597 | 496.3608 | 591.5451 | 548.6813 | 0.01059% | 0.01205% | 0.01091% | 0.0101% | 8547 | 0.01005% | 0.01008% |  | 12.9841 | 22.5296 | 24.5411 |  | 7597 | 483.3768 | 569.0155 | 524.1403 |  | 7597 | 0.01052% | 0.01208% | 0.01085% | 0.01419% | 0.0113% | 0.01227% |  | 7597 | 0.01208% | 0.01085% | 7597 | 795 | 0.01005% | 8187 | 0.009982% | 0.01002% |  | 7597 | 0.0113% | 0.01227% | 0.01179% |  | 7597 | 8547 | 0.01002% | 0.01115%
| Nov | 13 | 13 | 7598 | 483.1423 | 593.6491 | 545.7462 | 0.01031% | 0.01209% | 0.01085% | 0.0101% | 7188 | 0.01005% | 0.01008% |  | 12.9861 | 22.5284 | 24.5408 |  | 7598 | 470.1562 | 571.1207 | 521.2055 |  | 7598 | 0.01023% | 0.01212% | 0.01079% | 0.01419% | 0.0113% | 0.01227% |  | 7598 | 0.01212% | 0.01079% | 7598 | 7888 | 0.01005% | 8516 | 0.009981% | 0.01001% |  | 7598 | 0.0113% | 0.01227% | 0.01178% |  | 7598 | 7188 | 0.01001% | 0.0119%
| Nov | 13 | 14 | 7599 | 484.768 | 594.7104 | 542.6799 | 0.01035% | 0.01211% | 0.01079% | 0.0101% | 2396 | 0.01005% | 0.01008% |  | 12.9882 | 22.5271 | 24.5405 |  | 7599 | 471.7798 | 572.1833 | 518.1394 |  | 7599 | 0.01027% | 0.01214% | 0.01073% | 0.0142% | 0.0113% | 0.01227% |  | 7599 | 0.01214% | 0.01073% | 7599 | 2677 | 0.01005% | 2238 | 0.009981% | 0.01001% |  | 7599 | 0.0113% | 0.01227% | 0.01178% |  | 7599 | 2396 | 0.01001% | 0.0109%
| Nov | 13 | 15 | 7600 | 485.504 | 601.9718 | 547.9593 | 0.01036% | 0.01226% | 0.0109% | 0.0101% | 6290 | 0.01005% | 0.01008% |  | 12.9903 | 22.5258 | 24.5402 |  | 7600 | 472.5138 | 579.446 | 523.419 |  | 7600 | 0.01029% | 0.0123% | 0.01084% | 0.0142% | 0.0113% | 0.01227% |  | 7600 | 0.0123% | 0.01084% | 7600 | 7229 | 0.01005% | 7765 | 0.009981% | 0.01001% |  | 7600 | 0.0113% | 0.01227% | 0.01178% |  | 7600 | 6290 | 0.01001% | 0.01206%
| Nov | 13 | 16 | 7601 | 506.291 | 612.9477 | 556.2863 | 0.01081% | 0.01248% | 0.01106% | 0.0101% | 2739 | 0.01005% | 0.01008% |  | 12.9924 | 22.5245 | 24.54 |  | 7601 | 493.2987 | 590.4232 | 531.7463 |  | 7601 | 0.01074% | 0.01253% | 0.01101% | 0.0142% | 0.0113% | 0.01227% |  | 7601 | 0.01253% | 0.01101% | 7601 | 2812 | 0.01005% | 6006 | 0.00998% | 0.01001% |  | 7601 | 0.0113% | 0.01227% | 0.01178% |  | 7601 | 2739 | 0.01001% | 0.01127%
| Nov | 13 | 17 | 7602 | 519.114 | 616.206 | 558.7806 | 0.01108% | 0.01255% | 0.01111% | 0.0101% | 8757 | 0.01005% | 0.01008% |  | 12.9944 | 22.5233 | 24.5397 |  | 7602 | 506.1195 | 593.6828 | 534.2409 |  | 7602 | 0.01102% | 0.0126% | 0.01106% | 0.0142% | 0.0113% | 0.01227% |  | 7602 | 0.0126% | 0.01106% | 7602 | 6534 | 0.01005% | 8517 | 0.00998% | 0.01001% |  | 7602 | 0.0113% | 0.01227% | 0.01178% |  | 7602 | 8757 | 0.01001% | 0.01098%
| Nov | 13 | 18 | 7603 | 519.9192 | 611.8585 | 556.4269 | 0.0111% | 0.01246% | 0.01106% | 0.0101% | 7095 | 0.01005% | 0.01007% |  | 12.9965 | 22.522 | 24.5394 |  | 7603 | 506.9227 | 589.3365 | 531.8875 |  | 7603 | 0.01103% | 0.01251% | 0.01101% | 0.01421% | 0.0113% | 0.01227% |  | 7603 | 0.01251% | 0.01101% | 7603 | 2338 | 0.01005% | 6565 | 0.009979% | 0.01001% |  | 7603 | 0.0113% | 0.01227% | 0.01178% |  | 7603 | 7095 | 0.01001% | 0.01192%
| Nov | 13 | 19 | 7604 | 515.4712 | 611.2441 | 552.3478 | 0.011% | 0.01245% | 0.01098% | 0.0101% | 6291 | 0.01005% | 0.01007% |  | 12.9986 | 22.5207 | 24.5391 |  | 7604 | 502.4726 | 588.7234 | 527.8087 |  | 7604 | 0.01094% | 0.0125% | 0.01093% | 0.01421% | 0.0113% | 0.01226% |  | 7604 | 0.0125% | 0.01093% | 7604 | 7308 | 0.01005% | 6508 | 0.009979% | 0.01001% |  | 7604 | 0.0113% | 0.01226% | 0.01178% |  | 7604 | 6291 | 0.01001% | 0.01206%
| Nov | 13 | 20 | 7605 | 507.9444 | 603.1262 | 546.2245 | 0.01084% | 0.01228% | 0.01086% | 0.0101% | 5324 | 0.01005% | 0.01007% |  | 13.0007 | 22.5194 | 24.5389 |  | 7605 | 494.9437 | 580.6067 | 521.6856 |  | 7605 | 0.01077% | 0.01232% | 0.0108% | 0.01421% | 0.0113% | 0.01226% |  | 7605 | 0.01232% | 0.0108% | 7605 | 2735 | 0.01005% | 1769 | 0.009978% | 0.01001% |  | 7605 | 0.0113% | 0.01226% | 0.01178% |  | 7605 | 5324 | 0.01001% | 0.01252%
| Nov | 13 | 21 | 7606 | 497.1719 | 589.1898 | 534.6061 | 0.01061% | 0.012% | 0.01063% | 0.0101% | 6664 | 0.01005% | 0.01007% |  | 13.0028 | 22.5181 | 24.5386 |  | 7606 | 484.1691 | 566.6717 | 510.0675 |  | 7606 | 0.01054% | 0.01203% | 0.01056% | 0.01421% | 0.0113% | 0.01226% |  | 7606 | 0.01203% | 0.01056% | 7606 | 2763 | 0.01005% | 6686 | 0.009978% | 0.01001% |  | 7606 | 0.0113% | 0.01226% | 0.01178% |  | 7606 | 6664 | 0.01001% | 0.01198%
| Nov | 13 | 22 | 7607 | 483.1152 | 572.1534 | 521.6374 | 0.01031% | 0.01165% | 0.01037% | 0.0101% | 3302 | 0.01005% | 0.01007% |  | 13.0049 | 22.5168 | 24.5383 |  | 7607 | 470.1103 | 549.6366 | 497.0991 |  | 7607 | 0.01023% | 0.01167% | 0.01029% | 0.01421% | 0.0113% | 0.01226% |  | 7607 | 0.01167% | 0.01029% | 7607 | 1917 | 0.01004% | 1788 | 0.009978% | 0.01001% |  | 7607 | 0.0113% | 0.01226% | 0.01178% |  | 7607 | 3302 | 0.01001% | 0.01188%
| Nov | 13 | 23 | 7608 | 474.4816 | 560.9355 | 515.7109 | 0.01013% | 0.01142% | 0.01025% | 0.0101% | 7678 | 0.01005% | 0.01007% |  | 13.007 | 22.5155 | 24.538 |  | 7608 | 461.4746 | 538.4199 | 491.1729 |  | 7608 | 0.01005% | 0.01143% | 0.01017% | 0.01422% | 0.0113% | 0.01226% |  | 7608 | 0.01143% | 0.01017% | 7608 | 7121 | 0.01004% | 6647 | 0.009977% | 0.01001% |  | 7608 | 0.0113% | 0.01226% | 0.01178% |  | 7608 | 7678 | 0.01001% | 0.01175%
| Nov | 14 | 0 | 7609 | 468.2241 | 559.0829 | 512.457 | 0.009993% | 0.01138% | 0.01019% | 0.0101% | 8609 | 0.01005% | 0.01007% |  | 13.0091 | 22.5142 | 24.5377 |  | 7609 | 455.215 | 536.5686 | 487.9193 |  | 7609 | 0.009909% | 0.01139% | 0.0101% | 0.01422% | 0.0113% | 0.01226% |  | 7609 | 0.01139% | 0.0101% | 7609 | 1586 | 0.01004% | 8740 | 0.009975% | 0.01001% |  | 7609 | 0.0113% | 0.01226% | 0.01178% |  | 7609 | 8609 | 0.01001% | 0.0111%
| Nov | 14 | 1 | 7610 | 465.9666 | 559.7159 | 515.4015 | 0.009945% | 0.0114% | 0.01025% | 0.0101% | 7333 | 0.01005% | 0.01007% |  | 13.0112 | 22.5129 | 24.5375 |  | 7610 | 452.9554 | 537.203 | 490.864 |  | 7610 | 0.00986% | 0.0114% | 0.01017% | 0.01422% | 0.0113% | 0.01226% |  | 7610 | 0.0114% | 0.01017% | 7610 | 2091 | 0.01004% | 7384 | 0.009975% | 0.01001% |  | 7610 | 0.0113% | 0.01226% | 0.01178% |  | 7610 | 7333 | 0.01001% | 0.01187%
| Nov | 14 | 2 | 7611 | 470.0717 | 561.0099 | 514.5106 | 0.01003% | 0.01142% | 0.01023% | 0.0101% | 3528 | 0.01004% | 0.01007% |  | 13.0133 | 22.5116 | 24.5372 |  | 7611 | 457.0584 | 538.4983 | 489.9735 |  | 7611 | 0.009949% | 0.01143% | 0.01015% | 0.01422% | 0.0113% | 0.01226% |  | 7611 | 0.01143% | 0.01015% | 7611 | 2042 | 0.01004% | 3328 | 0.009974% | 0.01001% |  | 7611 | 0.0113% | 0.01226% | 0.01178% |  | 7611 | 3528 | 0.01001% | 0.0121%
| Nov | 14 | 3 | 7612 | 474.9092 | 564.892 | 518.2053 | 0.01014% | 0.0115% | 0.0103% | 0.0101% | 8494 | 0.01004% | 0.01007% |  | 13.0154 | 22.5103 | 24.5369 |  | 7612 | 461.8937 | 542.3817 | 493.6684 |  | 7612 | 0.01005% | 0.01151% | 0.01022% | 0.01423% | 0.0113% | 0.01226% |  | 7612 | 0.01151% | 0.01022% | 7612 | 6878 | 0.01004% | 6454 | 0.009974% | 0.01001% |  | 7612 | 0.0113% | 0.01226% | 0.01178% |  | 7612 | 8494 | 0.01001% | 0.01119%
| Nov | 14 | 4 | 7613 | 476.2672 | 573.4102 | 526.2416 | 0.01016% | 0.01168% | 0.01046% | 0.0101% | 6288 | 0.01004% | 0.01007% |  | 13.0175 | 22.509 | 24.5366 |  | 7613 | 463.2496 | 550.9012 | 501.7049 |  | 7613 | 0.01008% | 0.01169% | 0.01039% | 0.01423% | 0.01129% | 0.01226% |  | 7613 | 0.01169% | 0.01039% | 7613 | 2811 | 0.01004% | 2061 | 0.009973% | 0.01001% |  | 7613 | 0.01129% | 0.01226% | 0.01178% |  | 7613 | 6288 | 0.01001% | 0.01206%
| Nov | 14 | 5 | 7614 | 485.045 | 595.781 | 544.4709 | 0.01035% | 0.01213% | 0.01083% | 0.0101% | 2372 | 0.01004% | 0.01007% |  | 13.0197 | 22.5077 | 24.5364 |  | 7614 | 472.0253 | 573.2733 | 519.9346 |  | 7614 | 0.01028% | 0.01217% | 0.01077% | 0.01423% | 0.01129% | 0.01226% |  | 7614 | 0.01217% | 0.01077% | 7614 | 7116 | 0.01004% | 7406 | 0.009973% | 0.01001% |  | 7614 | 0.01129% | 0.01226% | 0.01178% |  | 7614 | 2372 | 0.01001% | 0.01087%
| Nov | 14 | 6 | 7615 | 512.3616 | 617.4535 | 545.9525 | 0.01094% | 0.01257% | 0.01086% | 0.0101% | 2436 | 0.01004% | 0.01007% |  | 13.0218 | 22.5064 | 24.5361 |  | 7615 | 499.3398 | 594.9471 | 521.4165 |  | 7615 | 0.01087% | 0.01263% | 0.0108% | 0.01423% | 0.01129% | 0.01226% |  | 7615 | 0.01263% | 0.0108% | 7615 | 1128 | 0.01004% | 8186 | 0.009972% | 0.01001% |  | 7615 | 0.01129% | 0.01226% | 0.01178% |  | 7615 | 2436 | 0.01001% | 0.01094%
| Nov | 14 | 7 | 7616 | 515.688 | 622.5831 | 541.9391 | 0.01101% | 0.01268% | 0.01078% | 0.0101% | 7702 | 0.01004% | 0.01007% |  | 13.0239 | 22.5051 | 24.5358 |  | 7616 | 502.6641 | 600.078 | 517.4033 |  | 7616 | 0.01094% | 0.01274% | 0.01071% | 0.01424% | 0.01129% | 0.01226% |  | 7616 | 0.01274% | 0.01071% | 7616 | 867 | 0.01004% | 6242 | 0.009971% | 0.01001% |  | 7616 | 0.01129% | 0.01226% | 0.01178% |  | 7616 | 7702 | 0.01001% | 0.01174%
| Nov | 14 | 8 | 7617 | 491.1988 | 612.8732 | 530.5645 | 0.01048% | 0.01248% | 0.01055% | 0.0101% | 2684 | 0.01004% | 0.01007% |  | 13.0261 | 22.5037 | 24.5355 |  | 7617 | 478.1727 | 590.3695 | 506.029 |  | 7617 | 0.01041% | 0.01253% | 0.01048% | 0.01424% | 0.01129% | 0.01226% |  | 7617 | 0.01253% | 0.01048% | 7617 | 2040 | 0.01004% | 7862 | 0.009971% | 0.01001% |  | 7617 | 0.01129% | 0.01226% | 0.01178% |  | 7617 | 2684 | 0.01001% | 0.01121%
| Nov | 14 | 9 | 7618 | 473.6176 | 609.3542 | 530.527 | 0.01011% | 0.01241% | 0.01055% | 0.01009% | 6415 | 0.01004% | 0.01007% |  | 13.0282 | 22.5024 | 24.5352 |  | 7618 | 460.5894 | 586.8518 | 505.9917 |  | 7618 | 0.01003% | 0.01246% | 0.01048% | 0.01424% | 0.01129% | 0.01226% |  | 7618 | 0.01246% | 0.01048% | 7618 | 2690 | 0.01004% | 6676 | 0.00997% | 0.01% |  | 7618 | 0.01129% | 0.01226% | 0.01178% |  | 7618 | 6415 | 0.01% | 0.01203%
| Nov | 14 | 10 | 7619 | 467.401 | 607.2503 | 526.6542 | 0.009976% | 0.01237% | 0.01047% | 0.01009% | 8546 | 0.01004% | 0.01007% |  | 13.0303 | 22.5011 | 24.535 |  | 7619 | 454.3707 | 584.7492 | 502.1192 |  | 7619 | 0.009891% | 0.01241% | 0.0104% | 0.01424% | 0.01129% | 0.01226% |  | 7619 | 0.01241% | 0.0104% | 7619 | 7245 | 0.01004% | 2526 | 0.00997% | 0.01% |  | 7619 | 0.01129% | 0.01226% | 0.01178% |  | 7619 | 8546 | 0.01% | 0.01115%
| Nov | 14 | 11 | 7620 | 459.1034 | 605.4163 | 524.2817 | 0.009799% | 0.01233% | 0.01043% | 0.01009% | 6241 | 0.01004% | 0.01007% |  | 13.0325 | 22.4997 | 24.5347 |  | 7620 | 446.071 | 582.9166 | 499.7471 |  | 7620 | 0.00971% | 0.01237% | 0.01035% | 0.01424% | 0.01129% | 0.01226% |  | 7620 | 0.01237% | 0.01035% | 7620 | 1314 | 0.01004% | 7312 | 0.009969% | 0.01% |  | 7620 | 0.01129% | 0.01226% | 0.01178% |  | 7620 | 6241 | 0.01% | 0.01207%
| Nov | 14 | 12 | 7621 | 448.5469 | 599.2441 | 534.5498 | 0.009573% | 0.0122% | 0.01063% | 0.01009% | 3328 | 0.01004% | 0.01007% |  | 13.0346 | 22.4984 | 24.5344 |  | 7621 | 435.5123 | 576.7457 | 510.0154 |  | 7621 | 0.00948% | 0.01224% | 0.01056% | 0.01425% | 0.01129% | 0.01226% |  | 7621 | 0.01224% | 0.01056% | 7621 | 6842 | 0.01004% | 8545 | 0.009969% | 0.01% |  | 7621 | 0.01129% | 0.01226% | 0.01178% |  | 7621 | 3328 | 0.01% | 0.01191%
| Nov | 14 | 13 | 7622 | 455.392 | 592.9602 | 541.7328 | 0.009719% | 0.01207% | 0.01077% | 0.01009% | 7059 | 0.01004% | 0.01007% |  | 13.0368 | 22.4971 | 24.5341 |  | 7622 | 442.3553 | 570.4631 | 517.1987 |  | 7622 | 0.009629% | 0.01211% | 0.01071% | 0.01425% | 0.01129% | 0.01226% |  | 7622 | 0.01211% | 0.01071% | 7622 | 2258 | 0.01004% | 6355 | 0.009968% | 0.01% |  | 7622 | 0.01129% | 0.01226% | 0.01178% |  | 7622 | 7059 | 0.01% | 0.01192%
| Nov | 14 | 14 | 7623 | 460.0564 | 586.2108 | 547.4248 | 0.009819% | 0.01194% | 0.01089% | 0.01009% | 7357 | 0.01004% | 0.01007% |  | 13.0389 | 22.4957 | 24.5338 |  | 7623 | 447.0175 | 563.7151 | 522.8909 |  | 7623 | 0.009731% | 0.01196% | 0.01083% | 0.01425% | 0.01129% | 0.01226% |  | 7623 | 0.01196% | 0.01083% | 7623 | 2439 | 0.01004% | 2373 | 0.009968% | 0.01% |  | 7623 | 0.01129% | 0.01226% | 0.01177% |  | 7623 | 7357 | 0.01% | 0.01186%
| Nov | 14 | 15 | 7624 | 464.8648 | 587.7562 | 547.3498 | 0.009922% | 0.01197% | 0.01088% | 0.01009% | 7634 | 0.01004% | 0.01006% |  | 13.0411 | 22.4944 | 24.5336 |  | 7624 | 451.8238 | 565.2618 | 522.8162 |  | 7624 | 0.009835% | 0.012% | 0.01083% | 0.01425% | 0.01129% | 0.01226% |  | 7624 | 0.012% | 0.01083% | 7624 | 1094 | 0.01004% | 5351 | 0.009967% | 0.01% |  | 7624 | 0.01129% | 0.01226% | 0.01177% |  | 7624 | 7634 | 0.01% | 0.01177%
| Nov | 14 | 16 | 7625 | 483.2339 | 599.5327 | 556.8395 | 0.01031% | 0.01221% | 0.01107% | 0.01009% | 2239 | 0.01004% | 0.01006% |  | 13.0432 | 22.493 | 24.5333 |  | 7625 | 470.1907 | 577.0397 | 532.3062 |  | 7625 | 0.01024% | 0.01225% | 0.01102% | 0.01426% | 0.01129% | 0.01226% |  | 7625 | 0.01225% | 0.01102% | 7625 | 1899 | 0.01003% | 1765 | 0.009966% | 0.01% |  | 7625 | 0.01129% | 0.01226% | 0.01177% |  | 7625 | 2239 | 0.01% | 0.01074%
| Nov | 14 | 17 | 7626 | 493.0862 | 606.7848 | 561.5281 | 0.01052% | 0.01236% | 0.01117% | 0.01009% | 8752 | 0.01004% | 0.01006% |  | 13.0454 | 22.4916 | 24.533 |  | 7626 | 480.0408 | 584.2932 | 536.9951 |  | 7626 | 0.01045% | 0.0124% | 0.01112% | 0.01426% | 0.01129% | 0.01226% |  | 7626 | 0.0124% | 0.01112% | 7626 | 2568 | 0.01003% | 3303 | 0.009966% | 0.01% |  | 7626 | 0.01129% | 0.01226% | 0.01177% |  | 7626 | 8752 | 0.01% | 0.01098%
| Nov | 14 | 18 | 7627 | 494.8455 | 606.5707 | 557.3553 | 0.01056% | 0.01235% | 0.01108% | 0.01009% | 1743 | 0.01004% | 0.01006% |  | 13.0475 | 22.4903 | 24.5327 |  | 7627 | 481.798 | 584.0804 | 532.8226 |  | 7627 | 0.01049% | 0.0124% | 0.01103% | 0.01426% | 0.01129% | 0.01226% |  | 7627 | 0.0124% | 0.01103% | 7627 | 2041 | 0.01003% | 7120 | 0.009966% | 0.01% |  | 7627 | 0.01129% | 0.01226% | 0.01177% |  | 7627 | 1743 | 0.01% | 0.0103%
| Nov | 14 | 19 | 7628 | 493.1517 | 601.8321 | 553.595 | 0.01053% | 0.01226% | 0.01101% | 0.01009% | 2166 | 0.01004% | 0.01006% |  | 13.0497 | 22.4889 | 24.5324 |  | 7628 | 480.102 | 579.3432 | 529.0626 |  | 7628 | 0.01045% | 0.0123% | 0.01096% | 0.01426% | 0.01128% | 0.01226% |  | 7628 | 0.0123% | 0.01096% | 7628 | 881 | 0.01003% | 3528 | 0.009965% | 0.01% |  | 7628 | 0.01128% | 0.01226% | 0.01177% |  | 7628 | 2166 | 0.01% | 0.01067%
| Nov | 14 | 20 | 7629 | 498.2223 | 594.7942 | 547.6592 | 0.01063% | 0.01211% | 0.01089% | 0.01009% | 3502 | 0.01003% | 0.01006% |  | 13.0519 | 22.4876 | 24.5322 |  | 7629 | 485.1705 | 572.3066 | 523.127 |  | 7629 | 0.01056% | 0.01215% | 0.01083% | 0.01427% | 0.01128% | 0.01226% |  | 7629 | 0.01215% | 0.01083% | 7629 | 650 | 0.01003% | 7741 | 0.009965% | 0.009999% |  | 7629 | 0.01128% | 0.01226% | 0.01177% |  | 7629 | 3502 | 0.009999% | 0.01208%
| Nov | 14 | 21 | 7630 | 498.1929 | 582.7476 | 536.2096 | 0.01063% | 0.01187% | 0.01066% | 0.01009% | 3303 | 0.01003% | 0.01006% |  | 13.054 | 22.4862 | 24.5319 |  | 7630 | 485.1388 | 560.2615 | 511.6777 |  | 7630 | 0.01056% | 0.01189% | 0.0106% | 0.01427% | 0.01128% | 0.01226% |  | 7630 | 0.01189% | 0.0106% | 7630 | 7527 | 0.01003% | 3304 | 0.009964% | 0.009999% |  | 7630 | 0.01128% | 0.01226% | 0.01177% |  | 7630 | 3303 | 0.009999% | 0.01188%
| Nov | 14 | 22 | 7631 | 489.8202 | 566.8749 | 521.7311 | 0.01045% | 0.01154% | 0.01037% | 0.01009% | 3304 | 0.01003% | 0.01006% |  | 13.0562 | 22.4848 | 24.5316 |  | 7631 | 476.764 | 544.3901 | 497.1995 |  | 7631 | 0.01038% | 0.01155% | 0.0103% | 0.01427% | 0.01128% | 0.01226% |  | 7631 | 0.01155% | 0.0103% | 7631 | 2477 | 0.01003% | 8547 | 0.009964% | 0.009998% |  | 7631 | 0.01128% | 0.01226% | 0.01177% |  | 7631 | 3304 | 0.009998% | 0.01188%
| Nov | 14 | 23 | 7632 | 482.1369 | 554.1954 | 512.1945 | 0.01029% | 0.01129% | 0.01018% | 0.01009% | 7727 | 0.01003% | 0.01006% |  | 13.0584 | 22.4834 | 24.5313 |  | 7632 | 469.0785 | 531.7119 | 487.6631 |  | 7632 | 0.01021% | 0.01129% | 0.0101% | 0.01427% | 0.01128% | 0.01226% |  | 7632 | 0.01129% | 0.0101% | 7632 | 713 | 0.01003% | 2057 | 0.009962% | 0.009998% |  | 7632 | 0.01128% | 0.01226% | 0.01177% |  | 7632 | 7727 | 0.009998% | 0.01173%
| Nov | 15 | 0 | 7633 | 476.2532 | 553.7951 | 508.8468 | 0.01016% | 0.01128% | 0.01012% | 0.01009% | 3301 | 0.01003% | 0.01006% |  | 13.0606 | 22.4821 | 24.531 |  | 7633 | 463.1926 | 531.313 | 484.3158 |  | 7633 | 0.01008% | 0.01128% | 0.01003% | 0.01428% | 0.01128% | 0.01226% |  | 7633 | 0.01128% | 0.01003% | 7633 | 2158 | 0.01003% | 8757 | 0.009962% | 0.009997% |  | 7633 | 0.01128% | 0.01226% | 0.01177% |  | 7633 | 3301 | 0.009997% | 0.01188%
| Nov | 15 | 1 | 7634 | 471.7608 | 555.3032 | 504.8521 | 0.01007% | 0.01131% | 0.01004% | 0.01009% | 7864 | 0.01003% | 0.01006% |  | 13.0628 | 22.4807 | 24.5308 |  | 7634 | 458.698 | 532.8225 | 480.3213 |  | 7634 | 0.009985% | 0.01131% | 0.009947% | 0.01428% | 0.01128% | 0.01226% |  | 7634 | 0.01131% | 0.009947% | 7634 | 1127 | 0.01003% | 3301 | 0.009961% | 0.009997% |  | 7634 | 0.01128% | 0.01226% | 0.01177% |  | 7634 | 7864 | 0.009997% | 0.01165%
| Nov | 15 | 2 | 7635 | 472.4728 | 554.7353 | 507.3277 | 0.01008% | 0.0113% | 0.01009% | 0.01008% | 8518 | 0.01003% | 0.01006% |  | 13.065 | 22.4793 | 24.5305 |  | 7635 | 459.4079 | 532.256 | 482.7972 |  | 7635 | 0.01% | 0.0113% | 0.009998% | 0.01428% | 0.01128% | 0.01226% |  | 7635 | 0.0113% | 0.009998% | 7635 | 5880 | 0.01003% | 6687 | 0.009958% | 0.009995% |  | 7635 | 0.01128% | 0.01226% | 0.01177% |  | 7635 | 8518 | 0.009995% | 0.01117%
| Nov | 15 | 3 | 7636 | 475.5418 | 551.6818 | 513.2916 | 0.01015% | 0.01123% | 0.01021% | 0.01008% | 2420 | 0.01003% | 0.01006% |  | 13.0671 | 22.4779 | 24.5302 |  | 7636 | 462.4746 | 529.2039 | 488.7614 |  | 7636 | 0.01007% | 0.01123% | 0.01012% | 0.01428% | 0.01128% | 0.01226% |  | 7636 | 0.01123% | 0.01012% | 7636 | 6703 | 0.01003% | 6567 | 0.009958% | 0.009994% |  | 7636 | 0.01128% | 0.01226% | 0.01177% |  | 7636 | 2420 | 0.009994% | 0.01092%
| Nov | 15 | 4 | 7637 | 484.8588 | 563.1884 | 519.218 | 0.01035% | 0.01147% | 0.01032% | 0.01008% | 6267 | 0.01002% | 0.01005% |  | 13.0693 | 22.4765 | 24.5299 |  | 7637 | 471.7895 | 540.7118 | 494.6881 |  | 7637 | 0.01027% | 0.01148% | 0.01024% | 0.01428% | 0.01128% | 0.01226% |  | 7637 | 0.01148% | 0.01024% | 7637 | 1457 | 0.01003% | 7188 | 0.009958% | 0.009994% |  | 7637 | 0.01128% | 0.01226% | 0.01177% |  | 7637 | 6267 | 0.009994% | 0.01206%
| Nov | 15 | 5 | 7638 | 497.3248 | 584.6375 | 539.9605 | 0.01061% | 0.01191% | 0.01074% | 0.01008% | 6319 | 0.01002% | 0.01005% |  | 13.0715 | 22.4751 | 24.5296 |  | 7638 | 484.2532 | 562.1624 | 515.4309 |  | 7638 | 0.01054% | 0.01193% | 0.01067% | 0.01429% | 0.01128% | 0.01226% |  | 7638 | 0.01193% | 0.01067% | 7638 | 5886 | 0.01003% | 6504 | 0.009958% | 0.009994% |  | 7638 | 0.01128% | 0.01226% | 0.01177% |  | 7638 | 6319 | 0.009994% | 0.01205%
| Nov | 15 | 6 | 7639 | 517.7514 | 608.1068 | 562.3158 | 0.01105% | 0.01238% | 0.01118% | 0.01008% | 6289 | 0.01002% | 0.01005% |  | 13.0737 | 22.4737 | 24.5294 |  | 7639 | 504.6776 | 585.633 | 537.7865 |  | 7639 | 0.01099% | 0.01243% | 0.01114% | 0.01429% | 0.01128% | 0.01226% |  | 7639 | 0.01243% | 0.01114% | 7639 | 1484 | 0.01003% | 8609 | 0.009957% | 0.009993% |  | 7639 | 0.01128% | 0.01226% | 0.01177% |  | 7639 | 6289 | 0.009993% | 0.01206%
| Nov | 15 | 7 | 7640 | 520.106 | 608.7398 | 560.1403 | 0.0111% | 0.0124% | 0.01114% | 0.01008% | 2240 | 0.01002% | 0.01005% |  | 13.0759 | 22.4723 | 24.5291 |  | 7640 | 507.03 | 586.2675 | 535.6112 |  | 7640 | 0.01104% | 0.01244% | 0.01109% | 0.01429% | 0.01128% | 0.01226% |  | 7640 | 0.01244% | 0.01109% | 7640 | 1665 | 0.01003% | 2683 | 0.009956% | 0.009992% |  | 7640 | 0.01128% | 0.01226% | 0.01177% |  | 7640 | 2240 | 0.009992% | 0.01074%
| Nov | 15 | 8 | 7641 | 512.1255 | 590.0184 | 556.8864 | 0.01093% | 0.01201% | 0.01107% | 0.01008% | 8739 | 0.01002% | 0.01005% |  | 13.0782 | 22.4709 | 24.5288 |  | 7641 | 499.0474 | 567.5475 | 532.3576 |  | 7641 | 0.01086% | 0.01205% | 0.01102% | 0.01429% | 0.01128% | 0.01226% |  | 7641 | 0.01205% | 0.01102% | 7641 | 2682 | 0.01003% | 8494 | 0.009956% | 0.009992% |  | 7641 | 0.01128% | 0.01226% | 0.01177% |  | 7641 | 8739 | 0.009992% | 0.01099%
| Nov | 15 | 9 | 7642 | 502.3152 | 572.6841 | 554.9641 | 0.01072% | 0.01166% | 0.01104% | 0.01008% | 7743 | 0.01002% | 0.01005% |  | 13.0804 | 22.4695 | 24.5285 |  | 7642 | 489.2348 | 550.2146 | 530.4356 |  | 7642 | 0.01065% | 0.01168% | 0.01098% | 0.0143% | 0.01127% | 0.01226% |  | 7642 | 0.01168% | 0.01098% | 7642 | 2841 | 0.01003% | 7095 | 0.009955% | 0.009992% |  | 7642 | 0.01127% | 0.01226% | 0.01177% |  | 7642 | 7743 | 0.009992% | 0.01172%
| Nov | 15 | 10 | 7643 | 491.518 | 565.8974 | 551.5133 | 0.01049% | 0.01152% | 0.01097% | 0.01008% | 6356 | 0.01002% | 0.01005% |  | 13.0826 | 22.4681 | 24.5282 |  | 7643 | 478.4354 | 543.4293 | 526.985 |  | 7643 | 0.01041% | 0.01153% | 0.01091% | 0.0143% | 0.01127% | 0.01226% |  | 7643 | 0.01153% | 0.01091% | 7643 | 2644 | 0.01003% | 3502 | 0.009955% | 0.009991% |  | 7643 | 0.01127% | 0.01226% | 0.01177% |  | 7643 | 6356 | 0.009991% | 0.01204%
| Nov | 15 | 11 | 7644 | 485.3572 | 556.1876 | 545.9244 | 0.01036% | 0.01133% | 0.01086% | 0.01008% | 2084 | 0.01002% | 0.01005% |  | 13.0848 | 22.4667 | 24.5279 |  | 7644 | 472.2724 | 533.7209 | 521.3965 |  | 7644 | 0.01028% | 0.01133% | 0.0108% | 0.0143% | 0.01127% | 0.01226% |  | 7644 | 0.01133% | 0.0108% | 7644 | 6679 | 0.01003% | 7678 | 0.009955% | 0.009991% |  | 7644 | 0.01127% | 0.01226% | 0.01177% |  | 7644 | 2084 | 0.009991% | 0.0106%
| Nov | 15 | 12 | 7645 | 474.0987 | 546.3288 | 535.8251 | 0.01012% | 0.01113% | 0.01065% | 0.01008% | 1795 | 0.01002% | 0.01005% |  | 13.087 | 22.4653 | 24.5277 |  | 7645 | 461.0117 | 523.8636 | 511.2975 |  | 7645 | 0.01004% | 0.01112% | 0.01059% | 0.0143% | 0.01127% | 0.01226% |  | 7645 | 0.01112% | 0.01059% | 7645 | 2827 | 0.01003% | 8546 | 0.009953% | 0.00999% |  | 7645 | 0.01127% | 0.01226% | 0.01177% |  | 7645 | 1795 | 0.00999% | 0.01035%
| Nov | 15 | 13 | 7646 | 469.7797 | 537.1124 | 531.7835 | 0.01003% | 0.01094% | 0.01057% | 0.01008% | 6698 | 0.01002% | 0.01005% |  | 13.0892 | 22.4638 | 24.5274 |  | 7646 | 456.6905 | 514.6486 | 507.2562 |  | 7646 | 0.009941% | 0.01092% | 0.0105% | 0.01431% | 0.01127% | 0.01226% |  | 7646 | 0.01092% | 0.0105% | 7646 | 2171 | 0.01003% | 3295 | 0.009952% | 0.00999% |  | 7646 | 0.01127% | 0.01226% | 0.01177% |  | 7646 | 6698 | 0.00999% | 0.01197%
| Nov | 15 | 14 | 7647 | 467.8556 | 529.6276 | 526.7292 | 0.009985% | 0.01079% | 0.01047% | 0.01008% | 3295 | 0.01002% | 0.01005% |  | 13.0915 | 22.4624 | 24.5271 |  | 7647 | 454.7642 | 507.1652 | 502.2021 |  | 7647 | 0.009899% | 0.01076% | 0.0104% | 0.01431% | 0.01127% | 0.01226% |  | 7647 | 0.01076% | 0.0104% | 7647 | 1756 | 0.01003% | 6290 | 0.009952% | 0.009989% |  | 7647 | 0.01127% | 0.01226% | 0.01176% |  | 7647 | 3295 | 0.009989% | 0.01187%
| Nov | 15 | 15 | 7648 | 477.114 | 533.7237 | 522.5001 | 0.01018% | 0.01087% | 0.01039% | 0.01008% | 7155 | 0.01002% | 0.01005% |  | 13.0937 | 22.461 | 24.5268 |  | 7648 | 464.0203 | 511.2628 | 497.9732 |  | 7648 | 0.0101% | 0.01085% | 0.01031% | 0.01431% | 0.01127% | 0.01226% |  | 7648 | 0.01085% | 0.01031% | 7648 | 2002 | 0.01003% | 6664 | 0.009952% | 0.009989% |  | 7648 | 0.01127% | 0.01226% | 0.01176% |  | 7648 | 7155 | 0.009989% | 0.01191%
| Nov | 15 | 16 | 7649 | 487.6463 | 549.0379 | 532.2805 | 0.01041% | 0.01118% | 0.01058% | 0.01008% | 6669 | 0.01002% | 0.01005% |  | 13.0959 | 22.4595 | 24.5265 |  | 7649 | 474.5504 | 526.5784 | 507.754 |  | 7649 | 0.01033% | 0.01118% | 0.01051% | 0.01431% | 0.01127% | 0.01226% |  | 7649 | 0.01118% | 0.01051% | 7649 | 2762 | 0.01002% | 7333 | 0.009952% | 0.009988% |  | 7649 | 0.01127% | 0.01226% | 0.01176% |  | 7649 | 6669 | 0.009988% | 0.01198%
| Nov | 15 | 17 | 7650 | 496.0708 | 563.477 | 544.1521 | 0.01059% | 0.01147% | 0.01082% | 0.01008% | 6566 | 0.01002% | 0.01005% |  | 13.0982 | 22.4581 | 24.5262 |  | 7650 | 482.9726 | 541.0188 | 519.6259 |  | 7650 | 0.01051% | 0.01148% | 0.01076% | 0.01432% | 0.01127% | 0.01226% |  | 7650 | 0.01148% | 0.01076% | 7650 | 1130 | 0.01002% | 2710 | 0.009951% | 0.009988% |  | 7650 | 0.01127% | 0.01226% | 0.01176% |  | 7650 | 6566 | 0.009988% | 0.01199%
| Nov | 15 | 18 | 7651 | 494.4566 | 564.3055 | 542.7362 | 0.01055% | 0.01149% | 0.01079% | 0.01008% | 1825 | 0.01001% | 0.01005% |  | 13.1004 | 22.4567 | 24.526 |  | 7651 | 481.3562 | 541.8488 | 518.2102 |  | 7651 | 0.01048% | 0.0115% | 0.01073% | 0.01432% | 0.01127% | 0.01226% |  | 7651 | 0.0115% | 0.01073% | 7651 | 1619 | 0.01002% | 7702 | 0.009951% | 0.009987% |  | 7651 | 0.01127% | 0.01226% | 0.01176% |  | 7651 | 1825 | 0.009987% | 0.01037%
| Nov | 15 | 19 | 7652 | 492.8657 | 563.3001 | 540.4762 | 0.01052% | 0.01147% | 0.01075% | 0.01008% | 6694 | 0.01001% | 0.01005% |  | 13.1027 | 22.4552 | 24.5257 |  | 7652 | 479.7631 | 540.8448 | 515.9506 |  | 7652 | 0.01044% | 0.01148% | 0.01068% | 0.01432% | 0.01127% | 0.01226% |  | 7652 | 0.01148% | 0.01068% | 7652 | 903 | 0.01002% | 1718 | 0.009951% | 0.009987% |  | 7652 | 0.01127% | 0.01226% | 0.01176% |  | 7652 | 6694 | 0.009987% | 0.01197%
| Nov | 15 | 20 | 7653 | 490.0723 | 559.027 | 538.1132 | 0.01046% | 0.01138% | 0.0107% | 0.01008% | 7525 | 0.01001% | 0.01005% |  | 13.1049 | 22.4538 | 24.5254 |  | 7653 | 476.9674 | 536.5732 | 513.5878 |  | 7653 | 0.01038% | 0.01139% | 0.01064% | 0.01432% | 0.01127% | 0.01226% |  | 7653 | 0.01139% | 0.01064% | 7653 | 7182 | 0.01002% | 2117 | 0.00995% | 0.009985% |  | 7653 | 0.01127% | 0.01226% | 0.01176% |  | 7653 | 7525 | 0.009985% | 0.01181%
| Nov | 15 | 21 | 7654 | 484.1594 | 548.7028 | 528.192 | 0.01033% | 0.01117% | 0.0105% | 0.01008% | 7096 | 0.01001% | 0.01005% |  | 13.1072 | 22.4523 | 24.5251 |  | 7654 | 471.0522 | 526.2504 | 503.6669 |  | 7654 | 0.01025% | 0.01117% | 0.01043% | 0.01433% | 0.01127% | 0.01226% |  | 7654 | 0.01117% | 0.01043% | 7654 | 2012 | 0.01002% | 6291 | 0.00995% | 0.009985% |  | 7654 | 0.01127% | 0.01226% | 0.01176% |  | 7654 | 7096 | 0.009985% | 0.01192%
| Nov | 15 | 22 | 7655 | 470.7054 | 539.7005 | 522.7814 | 0.01005% | 0.01099% | 0.0104% | 0.01008% | 8588 | 0.01001% | 0.01005% |  | 13.1094 | 22.4509 | 24.5248 |  | 7655 | 457.596 | 517.2496 | 498.2565 |  | 7655 | 0.009961% | 0.01098% | 0.01032% | 0.01433% | 0.01127% | 0.01226% |  | 7655 | 0.01098% | 0.01032% | 7655 | 6879 | 0.01002% | 4250 | 0.009949% | 0.009985% |  | 7655 | 0.01127% | 0.01226% | 0.01176% |  | 7655 | 8588 | 0.009985% | 0.01111%
| Nov | 15 | 23 | 7656 | 462.6197 | 533.2024 | 520.4933 | 0.009874% | 0.01086% | 0.01035% | 0.01008% | 2409 | 0.01001% | 0.01004% |  | 13.1117 | 22.4494 | 24.5245 |  | 7656 | 449.508 | 510.753 | 495.9688 |  | 7656 | 0.009785% | 0.01084% | 0.01027% | 0.01433% | 0.01126% | 0.01226% |  | 7656 | 0.01084% | 0.01027% | 7656 | 7269 | 0.01002% | 2075 | 0.009949% | 0.009985% |  | 7656 | 0.01126% | 0.01226% | 0.01176% |  | 7656 | 2409 | 0.009985% | 0.01091%
| Nov | 16 | 0 | 7657 | 462.0586 | 527.7284 | 517.4176 | 0.009862% | 0.01075% | 0.01029% | 0.01008% | 6416 | 0.01001% | 0.01004% |  | 13.1139 | 22.448 | 24.5243 |  | 7657 | 448.9446 | 505.2805 | 492.8933 |  | 7657 | 0.009773% | 0.01072% | 0.01021% | 0.01433% | 0.01126% | 0.01226% |  | 7657 | 0.01072% | 0.01021% | 7657 | 922 | 0.01002% | 8752 | 0.009947% | 0.009983% |  | 7657 | 0.01126% | 0.01226% | 0.01176% |  | 7657 | 6416 | 0.009983% | 0.01203%
| Nov | 16 | 1 | 7658 | 461.6477 | 524.9169 | 516.8174 | 0.009853% | 0.01069% | 0.01028% | 0.01008% | 2143 | 0.01001% | 0.01004% |  | 13.1162 | 22.4465 | 24.524 |  | 7658 | 448.5315 | 502.4704 | 492.2935 |  | 7658 | 0.009764% | 0.01066% | 0.01019% | 0.01434% | 0.01126% | 0.01226% |  | 7658 | 0.01066% | 0.01019% | 7658 | 2547 | 0.01002% | 7634 | 0.009947% | 0.009983% |  | 7658 | 0.01126% | 0.01226% | 0.01176% |  | 7658 | 2143 | 0.009983% | 0.01065%
| Nov | 16 | 2 | 7659 | 463.0251 | 530.5306 | 520.5027 | 0.009882% | 0.0108% | 0.01035% | 0.01008% | 6461 | 0.01001% | 0.01004% |  | 13.1185 | 22.445 | 24.5237 |  | 7659 | 449.9066 | 508.0855 | 495.979 |  | 7659 | 0.009794% | 0.01078% | 0.01027% | 0.01434% | 0.01126% | 0.01226% |  | 7659 | 0.01078% | 0.01027% | 7659 | 6215 | 0.01002% | 7357 | 0.009946% | 0.009982% |  | 7659 | 0.01126% | 0.01226% | 0.01176% |  | 7659 | 6461 | 0.009982% | 0.01201%
| Nov | 16 | 3 | 7660 | 470.0201 | 534.4033 | 521.4123 | 0.01003% | 0.01088% | 0.01037% | 0.01008% | 3305 | 0.01001% | 0.01004% |  | 13.1207 | 22.4436 | 24.5234 |  | 7660 | 456.8994 | 511.9598 | 496.8889 |  | 7660 | 0.009946% | 0.01087% | 0.01029% | 0.01434% | 0.01126% | 0.01226% |  | 7660 | 0.01087% | 0.01029% | 7660 | 918 | 0.01002% | 7059 | 0.009946% | 0.009981% |  | 7660 | 0.01126% | 0.01226% | 0.01176% |  | 7660 | 3305 | 0.009981% | 0.01188%
| Nov | 16 | 4 | 7661 | 477.2727 | 539.5329 | 520.0432 | 0.01019% | 0.01099% | 0.01034% | 0.01008% | 8557 | 0.01001% | 0.01004% |  | 13.123 | 22.4421 | 24.5231 |  | 7661 | 464.1497 | 517.0908 | 495.5201 |  | 7661 | 0.0101% | 0.01098% | 0.01026% | 0.01434% | 0.01126% | 0.01226% |  | 7661 | 0.01098% | 0.01026% | 7661 | 2427 | 0.01002% | 6288 | 0.009945% | 0.009981% |  | 7661 | 0.01126% | 0.01226% | 0.01176% |  | 7661 | 8557 | 0.009981% | 0.01114%
| Nov | 16 | 5 | 7662 | 495.1149 | 556.2714 | 527.395 | 0.01057% | 0.01133% | 0.01049% | 0.01007% | 7698 | 0.01001% | 0.01004% |  | 13.1253 | 22.4406 | 24.5228 |  | 7662 | 481.9896 | 533.8308 | 502.8721 |  | 7662 | 0.01049% | 0.01133% | 0.01041% | 0.01435% | 0.01126% | 0.01226% |  | 7662 | 0.01133% | 0.01041% | 7662 | 7885 | 0.01002% | 2397 | 0.009945% | 0.00998% |  | 7662 | 0.01126% | 0.01226% | 0.01176% |  | 7662 | 7698 | 0.00998% | 0.01174%
| Nov | 16 | 6 | 7663 | 522.7068 | 576.4544 | 537.9256 | 0.01116% | 0.01174% | 0.0107% | 0.01007% | 7103 | 0.01% | 0.01004% |  | 13.1276 | 22.4391 | 24.5226 |  | 7663 | 509.5792 | 554.0153 | 513.4031 |  | 7663 | 0.01109% | 0.01176% | 0.01063% | 0.01435% | 0.01126% | 0.01226% |  | 7663 | 0.01176% | 0.01063% | 7663 | 1154 | 0.01001% | 6415 | 0.009944% | 0.00998% |  | 7663 | 0.01126% | 0.01226% | 0.01176% |  | 7663 | 7103 | 0.00998% | 0.01192%
| Nov | 16 | 7 | 7664 | 526.0598 | 576.0541 | 539.4541 | 0.01123% | 0.01173% | 0.01073% | 0.01007% | 2286 | 0.01% | 0.01004% |  | 13.1298 | 22.4377 | 24.5223 |  | 7664 | 512.9299 | 553.6165 | 514.9318 |  | 7664 | 0.01117% | 0.01175% | 0.01066% | 0.01435% | 0.01126% | 0.01226% |  | 7664 | 0.01175% | 0.01066% | 7664 | 3048 | 0.01001% | 3305 | 0.009942% | 0.009978% |  | 7664 | 0.01126% | 0.01226% | 0.01176% |  | 7664 | 2286 | 0.009978% | 0.01079%
| Nov | 16 | 8 | 7665 | 502.7695 | 569.3047 | 538.7508 | 0.01073% | 0.01159% | 0.01071% | 0.01007% | 7706 | 0.01% | 0.01004% |  | 13.1321 | 22.4362 | 24.522 |  | 7665 | 489.6374 | 546.8685 | 514.2288 |  | 7665 | 0.01066% | 0.01161% | 0.01065% | 0.01435% | 0.01126% | 0.01226% |  | 7665 | 0.01161% | 0.01065% | 7665 | 2109 | 0.01001% | 2482 | 0.009941% | 0.009977% |  | 7665 | 0.01126% | 0.01226% | 0.01176% |  | 7665 | 7706 | 0.009977% | 0.01174%
| Nov | 16 | 9 | 7666 | 485.1221 | 559.3342 | 534.231 | 0.01035% | 0.01139% | 0.01062% | 0.01007% | 7383 | 0.01% | 0.01004% |  | 13.1344 | 22.4347 | 24.5217 |  | 7666 | 471.9876 | 536.8995 | 509.7093 |  | 7666 | 0.01027% | 0.0114% | 0.01056% | 0.01436% | 0.01126% | 0.01226% |  | 7666 | 0.0114% | 0.01056% | 7666 | 1981 | 0.01001% | 6241 | 0.00994% | 0.009977% |  | 7666 | 0.01126% | 0.01226% | 0.01176% |  | 7666 | 7383 | 0.009977% | 0.01185%
| Nov | 16 | 10 | 7667 | 473.7522 | 549.4754 | 522.2281 | 0.01011% | 0.01119% | 0.01038% | 0.01007% | 1850 | 0.01% | 0.01004% |  | 13.1367 | 22.4332 | 24.5214 |  | 7667 | 460.6155 | 527.0423 | 497.7067 |  | 7667 | 0.01003% | 0.01119% | 0.01031% | 0.01436% | 0.01126% | 0.01226% |  | 7667 | 0.01119% | 0.01031% | 7667 | 2086 | 0.01001% | 2338 | 0.00994% | 0.009977% |  | 7667 | 0.01126% | 0.01226% | 0.01176% |  | 7667 | 1850 | 0.009977% | 0.01039%
| Nov | 16 | 11 | 7668 | 465.9337 | 537.7734 | 512.3539 | 0.009944% | 0.01095% | 0.01019% | 0.01007% | 2362 | 0.01% | 0.01004% |  | 13.139 | 22.4317 | 24.5211 |  | 7668 | 452.7947 | 515.3417 | 487.8327 |  | 7668 | 0.009856% | 0.01094% | 0.0101% | 0.01436% | 0.01126% | 0.01226% |  | 7668 | 0.01094% | 0.0101% | 7668 | 6841 | 0.01001% | 2121 | 0.00994% | 0.009976% |  | 7668 | 0.01126% | 0.01226% | 0.01176% |  | 7668 | 2362 | 0.009976% | 0.01086%
| Nov | 16 | 12 | 7669 | 459.4128 | 528.6128 | 499.0851 | 0.009805% | 0.01076% | 0.009924% | 0.01007% | 7311 | 0.01% | 0.01004% |  | 13.1413 | 22.4302 | 24.5208 |  | 7669 | 446.2715 | 506.1826 | 474.5642 |  | 7669 | 0.009714% | 0.01074% | 0.009827% | 0.01436% | 0.01125% | 0.01226% |  | 7669 | 0.01074% | 0.009827% | 7669 | 1787 | 0.01001% | 2478 | 0.009938% | 0.009976% |  | 7669 | 0.01125% | 0.01226% | 0.01176% |  | 7669 | 7311 | 0.009976% | 0.01187%
| Nov | 16 | 13 | 7670 | 452.3597 | 518.5679 | 490.2705 | 0.009655% | 0.01056% | 0.009749% | 0.01007% | 8737 | 0.009999% | 0.01004% |  | 13.1436 | 22.4287 | 24.5206 |  | 7670 | 439.2161 | 496.1392 | 465.7499 |  | 7670 | 0.009561% | 0.01053% | 0.009645% | 0.01437% | 0.01125% | 0.01226% |  | 7670 | 0.01053% | 0.009645% | 7670 | 7421 | 0.01001% | 7727 | 0.009937% | 0.009975% |  | 7670 | 0.01125% | 0.01226% | 0.01175% |  | 7670 | 8737 | 0.009975% | 0.01099%
| Nov | 16 | 14 | 7671 | 445.9677 | 514.9558 | 494.1245 | 0.009518% | 0.01049% | 0.009825% | 0.01007% | 2056 | 0.009999% | 0.01003% |  | 13.1459 | 22.4272 | 24.5203 |  | 7671 | 432.8217 | 492.5286 | 469.6042 |  | 7671 | 0.009422% | 0.01045% | 0.009725% | 0.01437% | 0.01125% | 0.01226% |  | 7671 | 0.01045% | 0.009725% | 7671 | 2414 | 0.01001% | 8518 | 0.009936% | 0.009974% |  | 7671 | 0.01125% | 0.01226% | 0.01175% |  | 7671 | 2056 | 0.009974% | 0.01057%
| Nov | 16 | 15 | 7672 | 443.0518 | 518.8565 | 502.8078 | 0.009456% | 0.01057% | 0.009998% | 0.01007% | 3511 | 0.009998% | 0.01003% |  | 13.1482 | 22.4257 | 24.52 |  | 7672 | 429.9036 | 496.4308 | 478.2879 |  | 7672 | 0.009358% | 0.01054% | 0.009905% | 0.01437% | 0.01125% | 0.01226% |  | 7672 | 0.01054% | 0.009905% | 7672 | 1548 | 0.01001% | 2468 | 0.009935% | 0.009973% |  | 7672 | 0.01125% | 0.01226% | 0.01175% |  | 7672 | 3511 | 0.009973% | 0.01209%
| Nov | 16 | 16 | 7673 | 465.7744 | 532.9045 | 512.0819 | 0.009941% | 0.01085% | 0.01018% | 0.01007% | 7672 | 0.009998% | 0.01003% |  | 13.1505 | 22.4242 | 24.5197 |  | 7673 | 452.6238 | 510.4803 | 487.5622 |  | 7673 | 0.009853% | 0.01083% | 0.0101% | 0.01437% | 0.01125% | 0.01226% |  | 7673 | 0.01083% | 0.0101% | 7673 | 6193 | 0.01001% | 7864 | 0.009935% | 0.009972% |  | 7673 | 0.01125% | 0.01226% | 0.01175% |  | 7673 | 7672 | 0.009972% | 0.01175%
| Nov | 16 | 17 | 7674 | 476.0082 | 540.6873 | 518.796 | 0.01016% | 0.01101% | 0.01032% | 0.01007% | 7742 | 0.009997% | 0.01003% |  | 13.1528 | 22.4226 | 24.5194 |  | 7674 | 462.8554 | 518.2646 | 494.2766 |  | 7674 | 0.01008% | 0.011% | 0.01024% | 0.01438% | 0.01125% | 0.01226% |  | 7674 | 0.011% | 0.01024% | 7674 | 637 | 0.01001% | 2363 | 0.009934% | 0.009971% |  | 7674 | 0.01125% | 0.01226% | 0.01175% |  | 7674 | 7742 | 0.009971% | 0.01172%
| Nov | 16 | 18 | 7675 | 480.0762 | 546.6826 | 518.0928 | 0.01025% | 0.01113% | 0.0103% | 0.01007% | 1844 | 0.009997% | 0.01003% |  | 13.1552 | 22.4211 | 24.5191 |  | 7675 | 466.921 | 524.2615 | 493.5736 |  | 7675 | 0.01016% | 0.01113% | 0.01022% | 0.01438% | 0.01125% | 0.01225% |  | 7675 | 0.01113% | 0.01022% | 7675 | 2397 | 0.01001% | 2076 | 0.009933% | 0.009971% |  | 7675 | 0.01125% | 0.01225% | 0.01175% |  | 7675 | 1844 | 0.009971% | 0.01039%
| Nov | 16 | 19 | 7676 | 479.8494 | 547.8556 | 512.654 | 0.01024% | 0.01116% | 0.01019% | 0.01007% | 3529 | 0.009996% | 0.01003% |  | 13.1575 | 22.4196 | 24.5188 |  | 7676 | 466.6919 | 525.436 | 488.1351 |  | 7676 | 0.01016% | 0.01115% | 0.01011% | 0.01438% | 0.01125% | 0.01225% |  | 7676 | 0.01115% | 0.01011% | 7676 | 7317 | 0.01001% | 3265 | 0.00993% | 0.00997% |  | 7676 | 0.01125% | 0.01225% | 0.01175% |  | 7676 | 3529 | 0.00997% | 0.0121%
| Nov | 16 | 20 | 7677 | 482.537 | 551.1046 | 509.7564 | 0.0103% | 0.01122% | 0.01014% | 0.01007% | 8526 | 0.009995% | 0.01003% |  | 13.1598 | 22.4181 | 24.5186 |  | 7677 | 469.3772 | 528.6865 | 485.2378 |  | 7677 | 0.01022% | 0.01122% | 0.01005% | 0.01438% | 0.01125% | 0.01225% |  | 7677 | 0.01122% | 0.01005% | 7677 | 1146 | 0.01001% | 8739 | 0.00993% | 0.00997% |  | 7677 | 0.01125% | 0.01225% | 0.01175% |  | 7677 | 8526 | 0.00997% | 0.01117%
| Nov | 16 | 21 | 7678 | 487.3728 | 548.4048 | 505.2178 | 0.0104% | 0.01117% | 0.01005% | 0.01007% | 8513 | 0.009995% | 0.01003% |  | 13.1621 | 22.4165 | 24.5183 |  | 7678 | 474.2106 | 525.9883 | 480.6995 |  | 7678 | 0.01032% | 0.01116% | 0.009955% | 0.01439% | 0.01125% | 0.01225% |  | 7678 | 0.01116% | 0.009955% | 7678 | 6682 | 0.01001% | 2469 | 0.009928% | 0.009968% |  | 7678 | 0.01125% | 0.01225% | 0.01175% |  | 7678 | 8513 | 0.009968% | 0.01118%
| Nov | 16 | 22 | 7679 | 477.3213 | 542.8284 | 499.5633 | 0.01019% | 0.01105% | 0.009934% | 0.01007% | 135 | 0.009995% | 0.01003% |  | 13.1645 | 22.415 | 24.518 |  | 7679 | 464.1568 | 520.4134 | 475.0453 |  | 7679 | 0.0101% | 0.01105% | 0.009837% | 0.01439% | 0.01125% | 0.01225% |  | 7679 | 0.01105% | 0.009837% | 7679 | 8715 | 0.01001% | 2385 | 0.009927% | 0.009968% |  | 7679 | 0.01125% | 0.01225% | 0.01175% |  | 7679 | 135 | 0.009968% | 0.009169%
| Nov | 16 | 23 | 7680 | 474.2913 | 538.3133 | 495.1466 | 0.01012% | 0.01096% | 0.009846% | 0.01007% | 6219 | 0.009994% | 0.01003% |  | 13.1668 | 22.4135 | 24.5177 |  | 7680 | 461.1245 | 515.8999 | 470.6289 |  | 7680 | 0.01004% | 0.01095% | 0.009746% | 0.01439% | 0.01125% | 0.01225% |  | 7680 | 0.01095% | 0.009746% | 7680 | 6880 | 0.01001% | 7743 | 0.009927% | 0.009967% |  | 7680 | 0.01125% | 0.01225% | 0.01175% |  | 7680 | 6219 | 0.009967% | 0.01208%
| Nov | 17 | 0 | 7681 | 472.1038 | 538.3226 | 494.8278 | 0.01008% | 0.01096% | 0.009839% | 0.01006% | 3265 | 0.009994% | 0.01003% |  | 13.1691 | 22.4119 | 24.5174 |  | 7681 | 458.9347 | 515.9107 | 470.3104 |  | 7681 | 0.00999% | 0.01095% | 0.009739% | 0.01439% | 0.01125% | 0.01225% |  | 7681 | 0.01095% | 0.009739% | 7681 | 2284 | 0.01001% | 1845 | 0.009927% | 0.009967% |  | 7681 | 0.01125% | 0.01225% | 0.01175% |  | 7681 | 3265 | 0.009967% | 0.01184%
| Nov | 17 | 1 | 7682 | 472.2372 | 537.2241 | 495.8687 | 0.01008% | 0.01094% | 0.00986% | 0.01006% | 7686 | 0.009993% | 0.01003% |  | 13.1715 | 22.4104 | 24.5171 |  | 7682 | 459.0658 | 514.8137 | 471.3516 |  | 7682 | 0.009993% | 0.01093% | 0.009761% | 0.0144% | 0.01124% | 0.01225% |  | 7682 | 0.01093% | 0.009761% | 7682 | 2413 | 0.01001% | 2142 | 0.009926% | 0.009966% |  | 7682 | 0.01124% | 0.01225% | 0.01175% |  | 7682 | 7686 | 0.009966% | 0.01175%
| Nov | 17 | 2 | 7683 | 474.6074 | 542.5678 | 495.3998 | 0.01013% | 0.01105% | 0.009851% | 0.01006% | 2054 | 0.009993% | 0.01003% |  | 13.1738 | 22.4088 | 24.5168 |  | 7683 | 461.4336 | 520.1589 | 470.883 |  | 7683 | 0.01004% | 0.01104% | 0.009751% | 0.0144% | 0.01124% | 0.01225% |  | 7683 | 0.01104% | 0.009751% | 7683 | 863 | 0.01001% | 5324 | 0.009924% | 0.009965% |  | 7683 | 0.01124% | 0.01225% | 0.01175% |  | 7683 | 2054 | 0.009965% | 0.01057%
| Nov | 17 | 3 | 7684 | 479.2419 | 541.9068 | 496.2438 | 0.01023% | 0.01104% | 0.009868% | 0.01006% | 7056 | 0.009993% | 0.01003% |  | 13.1762 | 22.4073 | 24.5166 |  | 7684 | 466.0657 | 519.4995 | 471.7272 |  | 7684 | 0.01015% | 0.01103% | 0.009769% | 0.0144% | 0.01124% | 0.01225% |  | 7684 | 0.01103% | 0.009769% | 7684 | 7311 | 0.01001% | 8588 | 0.009922% | 0.009964% |  | 7684 | 0.01124% | 0.01225% | 0.01175% |  | 7684 | 7056 | 0.009964% | 0.01192%
| Nov | 17 | 4 | 7685 | 491.8356 | 547.0643 | 496.872 | 0.0105% | 0.01114% | 0.00988% | 0.01006% | 2098 | 0.009989% | 0.01003% |  | 13.1785 | 22.4057 | 24.5163 |  | 7685 | 478.6571 | 524.6585 | 472.3558 |  | 7685 | 0.01042% | 0.01114% | 0.009782% | 0.0144% | 0.01124% | 0.01225% |  | 7685 | 0.01114% | 0.009782% | 7685 | 7057 | 0.01001% | 6319 | 0.009922% | 0.009964% |  | 7685 | 0.01124% | 0.01225% | 0.01175% |  | 7685 | 2098 | 0.009964% | 0.01061%
| Nov | 17 | 5 | 7686 | 508.7295 | 558.6826 | 502.5734 | 0.01086% | 0.01138% | 0.009993% | 0.01006% | 6349 | 0.009989% | 0.01002% |  | 13.1809 | 22.4042 | 24.516 |  | 7686 | 495.5487 | 536.2784 | 478.0574 |  | 7686 | 0.01079% | 0.01138% | 0.0099% | 0.01441% | 0.01124% | 0.01225% |  | 7686 | 0.01138% | 0.0099% | 7686 | 1095 | 0.01001% | 6267 | 0.009922% | 0.009964% |  | 7686 | 0.01124% | 0.01225% | 0.01175% |  | 7686 | 6349 | 0.009964% | 0.01204%
| Nov | 17 | 6 | 7687 | 532.2907 | 574.1363 | 509.6532 | 0.01136% | 0.01169% | 0.01013% | 0.01006% | 6352 | 0.009988% | 0.01002% |  | 13.1832 | 22.4026 | 24.5157 |  | 7687 | 519.1075 | 551.7337 | 485.1375 |  | 7687 | 0.0113% | 0.01171% | 0.01005% | 0.01441% | 0.01124% | 0.01225% |  | 7687 | 0.01171% | 0.01005% | 7687 | 3193 | 0.01% | 6698 | 0.009921% | 0.009963% |  | 7687 | 0.01124% | 0.01225% | 0.01175% |  | 7687 | 6352 | 0.009963% | 0.01204%
| Nov | 17 | 7 | 7688 | 534.0968 | 579.4986 | 516.1704 | 0.0114% | 0.0118% | 0.01026% | 0.01006% | 6351 | 0.009986% | 0.01002% |  | 13.1856 | 22.4011 | 24.5154 |  | 7688 | 520.9112 | 557.0976 | 491.655 |  | 7688 | 0.01134% | 0.01182% | 0.01018% | 0.01441% | 0.01124% | 0.01225% |  | 7688 | 0.01182% | 0.01018% | 7688 | 2257 | 0.01% | 7155 | 0.009921% | 0.009963% |  | 7688 | 0.01124% | 0.01225% | 0.01175% |  | 7688 | 6351 | 0.009963% | 0.01204%
| Nov | 17 | 8 | 7689 | 507.4701 | 565.8229 | 520.2401 | 0.01083% | 0.01152% | 0.01034% | 0.01006% | 6353 | 0.009985% | 0.01002% |  | 13.188 | 22.3995 | 24.5151 |  | 7689 | 494.2821 | 543.4234 | 495.725 |  | 7689 | 0.01076% | 0.01153% | 0.01027% | 0.01441% | 0.01124% | 0.01225% |  | 7689 | 0.01153% | 0.01027% | 7689 | 2279 | 0.01% | 7525 | 0.00992% | 0.009962% |  | 7689 | 0.01124% | 0.01225% | 0.01175% |  | 7689 | 6353 | 0.009962% | 0.01204%
| Nov | 17 | 9 | 7690 | 493.7266 | 546.8129 | 523.0252 | 0.01054% | 0.01114% | 0.0104% | 0.01006% | 6405 | 0.009984% | 0.01002% |  | 13.1903 | 22.3979 | 24.5148 |  | 7690 | 480.5362 | 524.415 | 498.5104 |  | 7690 | 0.01046% | 0.01113% | 0.01032% | 0.01442% | 0.01124% | 0.01225% |  | 7690 | 0.01113% | 0.01032% | 7690 | 2052 | 0.01% | 6289 | 0.00992% | 0.009962% |  | 7690 | 0.01124% | 0.01225% | 0.01175% |  | 7690 | 6405 | 0.009962% | 0.01203%
| Nov | 17 | 10 | 7691 | 477.3755 | 535.0643 | 517.577 | 0.01019% | 0.0109% | 0.01029% | 0.01006% | 3267 | 0.009984% | 0.01002% |  | 13.1927 | 22.3964 | 24.5145 |  | 7691 | 464.1828 | 512.668 | 493.0625 |  | 7691 | 0.0101% | 0.01088% | 0.01021% | 0.01442% | 0.01124% | 0.01225% |  | 7691 | 0.01088% | 0.01021% | 7691 | 1810 | 0.01% | 3267 | 0.009919% | 0.009961% |  | 7691 | 0.01124% | 0.01225% | 0.01175% |  | 7691 | 3267 | 0.009961% | 0.01184%
| Nov | 17 | 11 | 7692 | 468.6839 | 520.2715 | 500.0884 | 0.01% | 0.01059% | 0.009944% | 0.01006% | 6311 | 0.009983% | 0.01002% |  | 13.1951 | 22.3948 | 24.5143 |  | 7692 | 455.4889 | 497.8767 | 475.5742 |  | 7692 | 0.009915% | 0.01057% | 0.009848% | 0.01442% | 0.01124% | 0.01225% |  | 7692 | 0.01057% | 0.009848% | 7692 | 950 | 0.01% | 6669 | 0.009919% | 0.009961% |  | 7692 | 0.01124% | 0.01225% | 0.01174% |  | 7692 | 6311 | 0.009961% | 0.01205%
| Nov | 17 | 12 | 7693 | 448.2459 | 508.4019 | 486.3602 | 0.009567% | 0.01035% | 0.009671% | 0.01006% | 6648 | 0.009982% | 0.01002% |  | 13.1974 | 22.3932 | 24.514 |  | 7693 | 435.0485 | 486.0087 | 461.8462 |  | 7693 | 0.00947% | 0.01032% | 0.009564% | 0.01442% | 0.01124% | 0.01225% |  | 7693 | 0.01032% | 0.009564% | 7693 | 2614 | 0.01% | 6356 | 0.009919% | 0.009961% |  | 7693 | 0.01124% | 0.01225% | 0.01174% |  | 7693 | 6648 | 0.009961% | 0.01198%
| Nov | 17 | 13 | 7694 | 438.3417 | 499.8092 | 476.7016 | 0.009355% | 0.01018% | 0.009479% | 0.01006% | 8605 | 0.009981% | 0.01002% |  | 13.1998 | 22.3916 | 24.5137 |  | 7694 | 425.1419 | 477.4176 | 452.1879 |  | 7694 | 0.009254% | 0.01013% | 0.009364% | 0.01443% | 0.01124% | 0.01225% |  | 7694 | 0.01013% | 0.009364% | 7694 | 1612 | 0.01% | 6694 | 0.009919% | 0.00996% |  | 7694 | 0.01124% | 0.01225% | 0.01174% |  | 7694 | 8605 | 0.00996% | 0.0111%
| Nov | 17 | 14 | 7695 | 444.736 | 495.9271 | 471.8723 | 0.009492% | 0.0101% | 0.009383% | 0.01006% | 1858 | 0.00998% | 0.01002% |  | 13.2022 | 22.39 | 24.5134 |  | 7695 | 431.5338 | 473.5371 | 447.3589 |  | 7695 | 0.009394% | 0.01005% | 0.009264% | 0.01443% | 0.01123% | 0.01225% |  | 7695 | 0.01005% | 0.009264% | 7695 | 8724 | 0.01% | 1875 | 0.009919% | 0.00996% |  | 7695 | 0.01123% | 0.01225% | 0.01174% |  | 7695 | 1858 | 0.00996% | 0.0104%
| Nov | 17 | 15 | 7696 | 464.5044 | 498.6176 | 473.8228 | 0.009914% | 0.01015% | 0.009422% | 0.01006% | 6266 | 0.009979% | 0.01002% |  | 13.2046 | 22.3884 | 24.5131 |  | 7696 | 451.2998 | 476.2291 | 449.3097 |  | 7696 | 0.009824% | 0.01011% | 0.009304% | 0.01443% | 0.01123% | 0.01225% |  | 7696 | 0.01011% | 0.009304% | 7696 | 6663 | 0.01% | 3511 | 0.009918% | 0.00996% |  | 7696 | 0.01123% | 0.01225% | 0.01174% |  | 7696 | 6266 | 0.00996% | 0.01206%
| Nov | 17 | 16 | 7697 | 485.2234 | 520.5415 | 488.8639 | 0.01036% | 0.0106% | 0.009721% | 0.01006% | 2526 | 0.009979% | 0.01002% |  | 13.207 | 22.3869 | 24.5128 |  | 7697 | 472.0164 | 498.1546 | 464.3511 |  | 7697 | 0.01027% | 0.01057% | 0.009616% | 0.01444% | 0.01123% | 0.01225% |  | 7697 | 0.01057% | 0.009616% | 7697 | 3175 | 0.009999% | 6566 | 0.009918% | 0.009959% |  | 7697 | 0.01123% | 0.01225% | 0.01174% |  | 7697 | 2526 | 0.009959% | 0.01103%
| Nov | 17 | 17 | 7698 | 498.0195 | 539.1326 | 503.1923 | 0.01063% | 0.01098% | 0.01001% | 0.01006% | 8738 | 0.009978% | 0.01002% |  | 13.2094 | 22.3853 | 24.5125 |  | 7698 | 484.8101 | 516.7473 | 478.6798 |  | 7698 | 0.01055% | 0.01097% | 0.009913% | 0.01444% | 0.01123% | 0.01225% |  | 7698 | 0.01097% | 0.009913% | 7698 | 641 | 0.009999% | 2292 | 0.009918% | 0.009958% |  | 7698 | 0.01123% | 0.01225% | 0.01174% |  | 7698 | 8738 | 0.009958% | 0.01099%
| Nov | 17 | 18 | 7699 | 495.6977 | 545.7703 | 506.6619 | 0.01058% | 0.01111% | 0.01007% | 0.01006% | 6264 | 0.009977% | 0.01002% |  | 13.2118 | 22.3837 | 24.5122 |  | 7699 | 482.4859 | 523.3866 | 482.1497 |  | 7699 | 0.0105% | 0.01111% | 0.009985% | 0.01444% | 0.01123% | 0.01225% |  | 7699 | 0.01111% | 0.009985% | 7699 | 2850 | 0.009998% | 7096 | 0.009918% | 0.009958% |  | 7699 | 0.01123% | 0.01225% | 0.01174% |  | 7699 | 6264 | 0.009958% | 0.01206%
| Nov | 17 | 19 | 7700 | 493.3279 | 549.0379 | 509.0437 | 0.01053% | 0.01118% | 0.01012% | 0.01006% | 2683 | 0.009977% | 0.01002% |  | 13.2142 | 22.3821 | 24.5119 |  | 7700 | 480.1137 | 526.6558 | 484.5318 |  | 7700 | 0.01045% | 0.01118% | 0.01003% | 0.01444% | 0.01123% | 0.01225% |  | 7700 | 0.01118% | 0.01003% | 7700 | 2075 | 0.009998% | 2410 | 0.009917% | 0.009958% |  | 7700 | 0.01123% | 0.01225% | 0.01174% |  | 7700 | 2683 | 0.009958% | 0.01121%
| Nov | 17 | 20 | 7701 | 492.1785 | 555.0798 | 508.9593 | 0.0105% | 0.0113% | 0.01012% | 0.01006% | 2710 | 0.009974% | 0.01001% |  | 13.2166 | 22.3804 | 24.5117 |  | 7701 | 478.9619 | 532.6993 | 484.4477 |  | 7701 | 0.01043% | 0.01131% | 0.01003% | 0.01445% | 0.01123% | 0.01225% |  | 7701 | 0.01131% | 0.01003% | 7701 | 6364 | 0.009997% | 2575 | 0.009917% | 0.009957% |  | 7701 | 0.01123% | 0.01225% | 0.01174% |  | 7701 | 2710 | 0.009957% | 0.01124%
| Nov | 17 | 21 | 7702 | 487.2761 | 554.1302 | 505.049 | 0.0104% | 0.01128% | 0.01004% | 0.01006% | 6292 | 0.009974% | 0.01001% |  | 13.219 | 22.3788 | 24.5114 |  | 7702 | 474.0571 | 531.7514 | 480.5376 |  | 7702 | 0.01032% | 0.01129% | 0.009951% | 0.01445% | 0.01123% | 0.01225% |  | 7702 | 0.01129% | 0.009951% | 7702 | 2681 | 0.009997% | 8557 | 0.009917% | 0.009957% |  | 7702 | 0.01123% | 0.01225% | 0.01174% |  | 7702 | 6292 | 0.009957% | 0.01206%
| Nov | 17 | 22 | 7703 | 480.0274 | 549.9595 | 498.0817 | 0.01025% | 0.0112% | 0.009904% | 0.01005% | 3306 | 0.009974% | 0.01001% |  | 13.2214 | 22.3772 | 24.5111 |  | 7703 | 466.806 | 527.5823 | 473.5706 |  | 7703 | 0.01016% | 0.0112% | 0.009807% | 0.01445% | 0.01123% | 0.01225% |  | 7703 | 0.0112% | 0.009807% | 7703 | 1122 | 0.009996% | 2085 | 0.009915% | 0.009955% |  | 7703 | 0.01123% | 0.01225% | 0.01174% |  | 7703 | 3306 | 0.009955% | 0.01188%
| Nov | 17 | 23 | 7704 | 470.7878 | 548.9727 | 497.3409 | 0.01005% | 0.01118% | 0.009889% | 0.01005% | 2055 | 0.009974% | 0.01001% |  | 13.2238 | 22.3756 | 24.5108 |  | 7704 | 457.564 | 526.5971 | 472.8301 |  | 7704 | 0.00996% | 0.01118% | 0.009792% | 0.01445% | 0.01123% | 0.01225% |  | 7704 | 0.01118% | 0.009792% | 7704 | 1337 | 0.009995% | 2421 | 0.009915% | 0.009955% |  | 7704 | 0.01123% | 0.01225% | 0.01174% |  | 7704 | 2055 | 0.009955% | 0.01057%
| Nov | 18 | 0 | 7705 | 466.5588 | 551.2256 | 499.1132 | 0.009958% | 0.01122% | 0.009925% | 0.01005% | 7408 | 0.009973% | 0.01001% |  | 13.2262 | 22.374 | 24.5105 |  | 7705 | 453.3326 | 528.8516 | 474.6027 |  | 7705 | 0.009868% | 0.01122% | 0.009828% | 0.01446% | 0.01123% | 0.01225% |  | 7705 | 0.01122% | 0.009828% | 7705 | 7162 | 0.009995% | 2263 | 0.009915% | 0.009955% |  | 7705 | 0.01123% | 0.01225% | 0.01174% |  | 7705 | 7408 | 0.009955% | 0.01185%
| Nov | 18 | 1 | 7706 | 464.3924 | 554.0278 | 503.0141 | 0.009911% | 0.01128% | 0.01% | 0.01005% | 8502 | 0.009973% | 0.01001% |  | 13.2286 | 22.3724 | 24.5102 |  | 7706 | 451.1638 | 531.6554 | 478.5039 |  | 7706 | 0.009821% | 0.01128% | 0.009909% | 0.01446% | 0.01123% | 0.01225% |  | 7706 | 0.01128% | 0.009909% | 7706 | 1574 | 0.009995% | 3529 | 0.009914% | 0.009955% |  | 7706 | 0.01123% | 0.01225% | 0.01174% |  | 7706 | 8502 | 0.009955% | 0.01119%
| Nov | 18 | 2 | 7707 | 463.0366 | 559.1387 | 510.891 | 0.009883% | 0.01139% | 0.01016% | 0.01005% | 6176 | 0.009972% | 0.01001% |  | 13.2311 | 22.3707 | 24.5099 |  | 7707 | 449.8055 | 536.768 | 486.3811 |  | 7707 | 0.009791% | 0.01139% | 0.01007% | 0.01446% | 0.01123% | 0.01225% |  | 7707 | 0.01139% | 0.01007% | 7707 | 2013 | 0.009995% | 7698 | 0.009913% | 0.009954% |  | 7707 | 0.01123% | 0.01225% | 0.01174% |  | 7707 | 6176 | 0.009954% | 0.01209%
| Nov | 18 | 3 | 7708 | 465.9866 | 561.4382 | 517.4739 | 0.009945% | 0.01143% | 0.01029% | 0.01005% | 7407 | 0.009972% | 0.01001% |  | 13.2335 | 22.3691 | 24.5096 |  | 7708 | 452.7531 | 539.0691 | 492.9642 |  | 7708 | 0.009855% | 0.01144% | 0.01021% | 0.01446% | 0.01122% | 0.01225% |  | 7708 | 0.01144% | 0.01021% | 7708 | 3149 | 0.009994% | 6416 | 0.009912% | 0.009953% |  | 7708 | 0.01122% | 0.01225% | 0.01174% |  | 7708 | 7407 | 0.009953% | 0.01185%
| Nov | 18 | 4 | 7709 | 471.369 | 573.3171 | 526.5979 | 0.01006% | 0.01167% | 0.01047% | 0.01005% | 2238 | 0.009972% | 0.01001% |  | 13.2359 | 22.3675 | 24.5093 |  | 7709 | 458.1331 | 550.9496 | 502.0886 |  | 7709 | 0.009973% | 0.01169% | 0.0104% | 0.01447% | 0.01122% | 0.01225% |  | 7709 | 0.01169% | 0.0104% | 7709 | 2842 | 0.009994% | 6461 | 0.00991% | 0.009952% |  | 7709 | 0.01122% | 0.01225% | 0.01174% |  | 7709 | 2238 | 0.009952% | 0.01074%
| Nov | 18 | 5 | 7710 | 482.6278 | 585.9501 | 543.8896 | 0.0103% | 0.01193% | 0.01081% | 0.01005% | 8196 | 0.00997% | 0.01001% |  | 13.2383 | 22.3658 | 24.509 |  | 7710 | 469.3895 | 563.5843 | 519.3805 |  | 7710 | 0.01022% | 0.01196% | 0.01076% | 0.01447% | 0.01122% | 0.01225% |  | 7710 | 0.01196% | 0.01076% | 7710 | 1987 | 0.009994% | 1719 | 0.009909% | 0.009952% |  | 7710 | 0.01122% | 0.01225% | 0.01174% |  | 7710 | 8196 | 0.009952% | 0.01143%
| Nov | 18 | 6 | 7711 | 499.865 | 595.511 | 568.0172 | 0.01067% | 0.01213% | 0.01129% | 0.01005% | 8589 | 0.00997% | 0.01001% |  | 13.2408 | 22.3642 | 24.5088 |  | 7711 | 486.6243 | 573.1468 | 543.5084 |  | 7711 | 0.01059% | 0.01216% | 0.01126% | 0.01447% | 0.01122% | 0.01225% |  | 7711 | 0.01216% | 0.01126% | 7711 | 1875 | 0.009994% | 7706 | 0.009909% | 0.009951% |  | 7711 | 0.01122% | 0.01225% | 0.01174% |  | 7711 | 8589 | 0.009951% | 0.01111%
| Nov | 18 | 7 | 7712 | 507.314 | 590.8004 | 571.4962 | 0.01083% | 0.01203% | 0.01136% | 0.01005% | 3327 | 0.009969% | 0.01001% |  | 13.2432 | 22.3626 | 24.5085 |  | 7712 | 494.0708 | 568.4378 | 546.9877 |  | 7712 | 0.01075% | 0.01206% | 0.01133% | 0.01447% | 0.01122% | 0.01225% |  | 7712 | 0.01206% | 0.01133% | 7712 | 2879 | 0.009994% | 7103 | 0.009909% | 0.009951% |  | 7712 | 0.01122% | 0.01225% | 0.01174% |  | 7712 | 3327 | 0.009951% | 0.01191%
| Nov | 18 | 8 | 7713 | 507.4027 | 576.11 | 563.7787 | 0.01083% | 0.01173% | 0.01121% | 0.01005% | 6350 | 0.009968% | 0.01001% |  | 13.2457 | 22.3609 | 24.5082 |  | 7713 | 494.1571 | 553.749 | 539.2705 |  | 7713 | 0.01076% | 0.01175% | 0.01117% | 0.01448% | 0.01122% | 0.01225% |  | 7713 | 0.01175% | 0.01117% | 7713 | 845 | 0.009994% | 8737 | 0.009908% | 0.009951% |  | 7713 | 0.01122% | 0.01225% | 0.01173% |  | 7713 | 6350 | 0.009951% | 0.01204%
| Nov | 18 | 9 | 7714 | 491.2641 | 559.9859 | 553.9982 | 0.01048% | 0.0114% | 0.01102% | 0.01005% | 2373 | 0.009967% | 0.01001% |  | 13.2481 | 22.3593 | 24.5079 |  | 7714 | 478.016 | 537.6266 | 529.4903 |  | 7714 | 0.01041% | 0.01141% | 0.01096% | 0.01448% | 0.01122% | 0.01225% |  | 7714 | 0.01141% | 0.01096% | 7714 | 7865 | 0.009993% | 7383 | 0.009907% | 0.00995% |  | 7714 | 0.01122% | 0.01225% | 0.01173% |  | 7714 | 2373 | 0.00995% | 0.01088%
| Nov | 18 | 10 | 7715 | 475.1804 | 547.4646 | 546.7215 | 0.01014% | 0.01115% | 0.01087% | 0.01005% | 7154 | 0.009967% | 0.01001% |  | 13.2505 | 22.3576 | 24.5076 |  | 7715 | 461.9299 | 525.107 | 522.2139 |  | 7715 | 0.01006% | 0.01115% | 0.01081% | 0.01448% | 0.01122% | 0.01225% |  | 7715 | 0.01115% | 0.01081% | 7715 | 2849 | 0.009993% | 3306 | 0.009907% | 0.00995% |  | 7715 | 0.01122% | 0.01225% | 0.01173% |  | 7715 | 7154 | 0.00995% | 0.01191%
| Nov | 18 | 11 | 7716 | 459.4895 | 504.1102 | 541.0389 | 0.009807% | 0.01027% | 0.01076% | 0.01005% | 7744 | 0.009965% | 0.01001% |  | 13.253 | 22.356 | 24.5073 |  | 7716 | 446.2365 | 481.7542 | 516.5316 |  | 7716 | 0.009714% | 0.01023% | 0.0107% | 0.01449% | 0.01122% | 0.01225% |  | 7716 | 0.01023% | 0.0107% | 7716 | 3287 | 0.009992% | 7311 | 0.009905% | 0.009949% |  | 7716 | 0.01122% | 0.01225% | 0.01173% |  | 7716 | 7744 | 0.009949% | 0.01172%
| Nov | 18 | 12 | 7717 | 449.5085 | 473.8915 | 535.1031 | 0.009594% | 0.00965% | 0.01064% | 0.01005% | 1722 | 0.009965% | 0.01001% |  | 13.2555 | 22.3543 | 24.507 |  | 7717 | 436.2531 | 451.5372 | 510.5961 |  | 7717 | 0.009496% | 0.009584% | 0.01057% | 0.01449% | 0.01122% | 0.01225% |  | 7717 | 0.009584% | 0.01057% | 7717 | 7209 | 0.009992% | 8526 | 0.009905% | 0.009948% |  | 7717 | 0.01122% | 0.01225% | 0.01173% |  | 7717 | 1722 | 0.009948% | 0.01029%
| Nov | 18 | 13 | 7718 | 443.8442 | 467.0397 | 530.6114 | 0.009473% | 0.009511% | 0.01055% | 0.01005% | 6167 | 0.009965% | 0.01001% |  | 13.2579 | 22.3526 | 24.5067 |  | 7718 | 430.5863 | 444.6871 | 506.1047 |  | 7718 | 0.009373% | 0.009438% | 0.01048% | 0.01449% | 0.01122% | 0.01225% |  | 7718 | 0.009438% | 0.01048% | 7718 | 7354 | 0.009992% | 2339 | 0.009905% | 0.009948% |  | 7718 | 0.01122% | 0.01225% | 0.01173% |  | 7718 | 6167 | 0.009948% | 0.0121%
| Nov | 18 | 14 | 7719 | 441.3874 | 507.2475 | 531.596 | 0.00942% | 0.01033% | 0.01057% | 0.01005% | 7193 | 0.009962% | 0.01001% |  | 13.2604 | 22.351 | 24.5064 |  | 7719 | 428.1271 | 484.8965 | 507.0896 |  | 7719 | 0.009319% | 0.01029% | 0.0105% | 0.01449% | 0.01122% | 0.01225% |  | 7719 | 0.01029% | 0.0105% | 7719 | 1932 | 0.00999% | 2241 | 0.009905% | 0.009948% |  | 7719 | 0.01122% | 0.01225% | 0.01173% |  | 7719 | 7193 | 0.009948% | 0.0119%
| Nov | 18 | 15 | 7720 | 446.3178 | 507.7316 | 534.0528 | 0.009526% | 0.01034% | 0.01062% | 0.01005% | 6216 | 0.00996% | 0.01% |  | 13.2628 | 22.3493 | 24.5061 |  | 7720 | 433.0549 | 485.3823 | 509.5467 |  | 7720 | 0.009427% | 0.0103% | 0.01055% | 0.0145% | 0.01121% | 0.01225% |  | 7720 | 0.0103% | 0.01055% | 7720 | 6661 | 0.009989% | 7672 | 0.009905% | 0.009947% |  | 7720 | 0.01121% | 0.01225% | 0.01173% |  | 7720 | 6216 | 0.009947% | 0.01208%
| Nov | 18 | 16 | 7721 | 467.523 | 529.1248 | 540.4856 | 0.009978% | 0.01077% | 0.01075% | 0.01005% | 6438 | 0.00996% | 0.01% |  | 13.2653 | 22.3476 | 24.5058 |  | 7721 | 454.2577 | 506.7772 | 515.9798 |  | 7721 | 0.009888% | 0.01076% | 0.01069% | 0.0145% | 0.01121% | 0.01225% |  | 7721 | 0.01076% | 0.01069% | 7721 | 6361 | 0.009989% | 8513 | 0.009905% | 0.009947% |  | 7721 | 0.01121% | 0.01225% | 0.01173% |  | 7721 | 6438 | 0.009947% | 0.01202%
| Nov | 18 | 17 | 7722 | 485.6543 | 552.0076 | 544.7147 | 0.01037% | 0.01124% | 0.01083% | 0.01005% | 6670 | 0.009959% | 0.01% |  | 13.2678 | 22.346 | 24.5056 |  | 7722 | 472.3866 | 529.6617 | 520.2092 |  | 7722 | 0.01028% | 0.01124% | 0.01077% | 0.0145% | 0.01121% | 0.01225% |  | 7722 | 0.01124% | 0.01077% | 7722 | 2179 | 0.009989% | 7742 | 0.009904% | 0.009946% |  | 7722 | 0.01121% | 0.01225% | 0.01173% |  | 7722 | 6670 | 0.009946% | 0.01198%
| Nov | 18 | 18 | 7723 | 492.7052 | 560.47 | 539.0603 | 0.01052% | 0.01141% | 0.01072% | 0.01005% | 7337 | 0.009959% | 0.01% |  | 13.2702 | 22.3443 | 24.5053 |  | 7723 | 479.4349 | 538.1257 | 514.555 |  | 7723 | 0.01044% | 0.01142% | 0.01066% | 0.0145% | 0.01121% | 0.01225% |  | 7723 | 0.01142% | 0.01066% | 7723 | 2106 | 0.009987% | 1868 | 0.009901% | 0.009944% |  | 7723 | 0.01121% | 0.01225% | 0.01173% |  | 7723 | 7337 | 0.009944% | 0.01187%
| Nov | 18 | 19 | 7724 | 489.9939 | 566.8377 | 534.4936 | 0.01046% | 0.01154% | 0.01063% | 0.01004% | 7766 | 0.009959% | 0.01% |  | 13.2727 | 22.3426 | 24.505 |  | 7724 | 476.7212 | 544.4951 | 509.9886 |  | 7724 | 0.01038% | 0.01156% | 0.01056% | 0.01451% | 0.01121% | 0.01225% |  | 7724 | 0.01156% | 0.01056% | 7724 | 6575 | 0.009987% | 3327 | 0.0099% | 0.009943% |  | 7724 | 0.01121% | 0.01225% | 0.01173% |  | 7724 | 7766 | 0.009943% | 0.01171%
| Nov | 18 | 20 | 7725 | 488.8956 | 567.6942 | 526.1291 | 0.01043% | 0.01156% | 0.01046% | 0.01004% | 6650 | 0.009956% | 0.01% |  | 13.2752 | 22.3409 | 24.5047 |  | 7725 | 475.6204 | 545.3533 | 501.6244 |  | 7725 | 0.01035% | 0.01158% | 0.01039% | 0.01451% | 0.01121% | 0.01225% |  | 7725 | 0.01158% | 0.01039% | 7725 | 1868 | 0.009987% | 7686 | 0.0099% | 0.009943% |  | 7725 | 0.01121% | 0.01225% | 0.01173% |  | 7725 | 6650 | 0.009943% | 0.01198%
| Nov | 18 | 21 | 7726 | 488.2835 | 564.2496 | 515.5984 | 0.01042% | 0.01149% | 0.01025% | 0.01004% | 6334 | 0.009955% | 0.01% |  | 13.2777 | 22.3392 | 24.5044 |  | 7726 | 475.0058 | 541.9104 | 491.094 |  | 7726 | 0.01034% | 0.0115% | 0.01017% | 0.01451% | 0.01121% | 0.01225% |  | 7726 | 0.0115% | 0.01017% | 7726 | 5861 | 0.009987% | 1835 | 0.009899% | 0.009943% |  | 7726 | 0.01121% | 0.01225% | 0.01173% |  | 7726 | 6334 | 0.009943% | 0.01205%
| Nov | 18 | 22 | 7727 | 486.2441 | 560.2652 | 504.3363 | 0.01038% | 0.01141% | 0.01003% | 0.01004% | 7058 | 0.009955% | 0.009999% |  | 13.2802 | 22.3375 | 24.5041 |  | 7727 | 472.9639 | 537.9276 | 479.8322 |  | 7727 | 0.0103% | 0.01142% | 0.009937% | 0.01452% | 0.01121% | 0.01225% |  | 7727 | 0.01142% | 0.009937% | 7727 | 5857 | 0.009987% | 2464 | 0.009898% | 0.009942% |  | 7727 | 0.01121% | 0.01225% | 0.01173% |  | 7727 | 7058 | 0.009942% | 0.01192%
| Nov | 18 | 23 | 7728 | 481.0422 | 560.3303 | 492.7273 | 0.01027% | 0.01141% | 0.009798% | 0.01004% | 7105 | 0.009954% | 0.009999% |  | 13.2827 | 22.3358 | 24.5038 |  | 7728 | 467.7595 | 537.9945 | 468.2235 |  | 7728 | 0.01018% | 0.01142% | 0.009696% | 0.01452% | 0.01121% | 0.01225% |  | 7728 | 0.01142% | 0.009696% | 7728 | 2067 | 0.009986% | 7056 | 0.009897% | 0.009941% |  | 7728 | 0.01121% | 0.01225% | 0.01173% |  | 7728 | 7105 | 0.009941% | 0.01192%
| Nov | 19 | 0 | 7729 | 476.8701 | 561.3544 | 491.3864 | 0.01018% | 0.01143% | 0.009771% | 0.01004% | 2061 | 0.009954% | 0.009998% |  | 13.2852 | 22.3341 | 24.5035 |  | 7729 | 463.5849 | 539.0203 | 466.8829 |  | 7729 | 0.01009% | 0.01144% | 0.009668% | 0.01452% | 0.01121% | 0.01225% |  | 7729 | 0.01144% | 0.009668% | 7729 | 3168 | 0.009986% | 1849 | 0.009892% | 0.009939% |  | 7729 | 0.01121% | 0.01225% | 0.01173% |  | 7729 | 2061 | 0.009939% | 0.01058%
| Nov | 19 | 1 | 7730 | 476.9678 | 564.2403 | 494.8747 | 0.01018% | 0.01149% | 0.00984% | 0.01004% | 3531 | 0.009954% | 0.009998% |  | 13.2877 | 22.3324 | 24.5032 |  | 7730 | 463.6802 | 541.9079 | 470.3715 |  | 7730 | 0.01009% | 0.0115% | 0.009741% | 0.01452% | 0.01121% | 0.01225% |  | 7730 | 0.0115% | 0.009741% | 7730 | 2423 | 0.009985% | 6219 | 0.009892% | 0.009939% |  | 7730 | 0.01121% | 0.01225% | 0.01173% |  | 7730 | 3531 | 0.009939% | 0.0121%
| Nov | 19 | 2 | 7731 | 482.7548 | 569.9657 | 500.0322 | 0.0103% | 0.01161% | 0.009943% | 0.01004% | 3266 | 0.009954% | 0.009998% |  | 13.2902 | 22.3307 | 24.5029 |  | 7731 | 469.4647 | 547.635 | 475.5293 |  | 7731 | 0.01022% | 0.01162% | 0.009847% | 0.01453% | 0.0112% | 0.01225% |  | 7731 | 0.01162% | 0.009847% | 7731 | 7402 | 0.009983% | 1824 | 0.009891% | 0.009937% |  | 7731 | 0.0112% | 0.01225% | 0.01173% |  | 7731 | 3266 | 0.009937% | 0.01184%
| Nov | 19 | 3 | 7732 | 488.7591 | 573.885 | 507.8622 | 0.01043% | 0.01169% | 0.0101% | 0.01004% | 7863 | 0.009953% | 0.009997% |  | 13.2927 | 22.329 | 24.5026 |  | 7732 | 475.4665 | 551.556 | 483.3596 |  | 7732 | 0.01035% | 0.01171% | 0.01001% | 0.01453% | 0.0112% | 0.01225% |  | 7732 | 0.01171% | 0.01001% | 7732 | 6706 | 0.009983% | 8605 | 0.00989% | 0.009936% |  | 7732 | 0.0112% | 0.01225% | 0.01173% |  | 7732 | 7863 | 0.009936% | 0.01165%
| Nov | 19 | 4 | 7733 | 496.9389 | 586.2573 | 515.6453 | 0.01061% | 0.01194% | 0.01025% | 0.01004% | 2482 | 0.009948% | 0.009995% |  | 13.2952 | 22.3273 | 24.5023 |  | 7733 | 483.6437 | 563.93 | 491.143 |  | 7733 | 0.01053% | 0.01197% | 0.01017% | 0.01453% | 0.0112% | 0.01225% |  | 7733 | 0.01197% | 0.01017% | 7733 | 7056 | 0.009983% | 3266 | 0.009888% | 0.009936% |  | 7733 | 0.0112% | 0.01225% | 0.01172% |  | 7733 | 2482 | 0.009936% | 0.01099%
| Nov | 19 | 5 | 7734 | 510.2769 | 608.9353 | 533.8371 | 0.01089% | 0.0124% | 0.01062% | 0.01004% | 2397 | 0.009946% | 0.009994% |  | 13.2977 | 22.3256 | 24.502 |  | 7734 | 496.9792 | 586.6097 | 509.3351 |  | 7734 | 0.01082% | 0.01245% | 0.01055% | 0.01453% | 0.0112% | 0.01225% |  | 7734 | 0.01245% | 0.01055% | 7734 | 7329 | 0.009982% | 6349 | 0.009888% | 0.009935% |  | 7734 | 0.0112% | 0.01225% | 0.01172% |  | 7734 | 2397 | 0.009935% | 0.0109%
| Nov | 19 | 6 | 7735 | 524.0703 | 638.5675 | 556.4738 | 0.01119% | 0.013% | 0.01107% | 0.01004% | 7768 | 0.009946% | 0.009993% |  | 13.3002 | 22.3239 | 24.5017 |  | 7735 | 510.7702 | 616.2436 | 531.9721 |  | 7735 | 0.01112% | 0.01308% | 0.01102% | 0.01454% | 0.0112% | 0.01225% |  | 7735 | 0.01308% | 0.01102% | 7735 | 7331 | 0.009981% | 6352 | 0.009888% | 0.009934% |  | 7735 | 0.0112% | 0.01225% | 0.01172% |  | 7735 | 7768 | 0.009934% | 0.01171%
| Nov | 19 | 7 | 7736 | 530.1166 | 640.3363 | 555.4423 | 0.01131% | 0.01304% | 0.01104% | 0.01004% | 1788 | 0.009946% | 0.009993% |  | 13.3027 | 22.3221 | 24.5015 |  | 7736 | 516.8139 | 618.0142 | 530.9409 |  | 7736 | 0.01125% | 0.01312% | 0.01099% | 0.01454% | 0.0112% | 0.01225% |  | 7736 | 0.01312% | 0.01099% | 7736 | 6198 | 0.00998% | 8738 | 0.009886% | 0.009933% |  | 7736 | 0.0112% | 0.01225% | 0.01172% |  | 7736 | 1788 | 0.009933% | 0.01034%
| Nov | 19 | 8 | 7737 | 533.0723 | 612.7057 | 545.615 | 0.01138% | 0.01248% | 0.01085% | 0.01004% | 2478 | 0.009946% | 0.009993% |  | 13.3052 | 22.3204 | 24.5012 |  | 7737 | 519.7671 | 590.3852 | 521.1138 |  | 7737 | 0.01131% | 0.01253% | 0.01079% | 0.01454% | 0.0112% | 0.01225% |  | 7737 | 0.01253% | 0.01079% | 7737 | 3291 | 0.00998% | 2168 | 0.009886% | 0.009933% |  | 7737 | 0.0112% | 0.01225% | 0.01172% |  | 7737 | 2478 | 0.009933% | 0.01098%
| Nov | 19 | 9 | 7738 | 528.0725 | 583.7251 | 532.5525 | 0.01127% | 0.01189% | 0.01059% | 0.01004% | 6675 | 0.009946% | 0.009992% |  | 13.3077 | 22.3187 | 24.5009 |  | 7738 | 514.7648 | 561.4065 | 508.0516 |  | 7738 | 0.01121% | 0.01192% | 0.01052% | 0.01455% | 0.0112% | 0.01225% |  | 7738 | 0.01192% | 0.01052% | 7738 | 7312 | 0.009979% | 6351 | 0.009885% | 0.009932% |  | 7738 | 0.0112% | 0.01225% | 0.01172% |  | 7738 | 6675 | 0.009932% | 0.01197%
| Nov | 19 | 10 | 7739 | 518.4404 | 558.366 | 523.9629 | 0.01107% | 0.01137% | 0.01042% | 0.01004% | 1769 | 0.009946% | 0.009992% |  | 13.3103 | 22.317 | 24.5006 |  | 7739 | 505.1301 | 536.0491 | 499.4623 |  | 7739 | 0.011% | 0.01138% | 0.01034% | 0.01455% | 0.0112% | 0.01225% |  | 7739 | 0.01138% | 0.01034% | 7739 | 2381 | 0.009979% | 1821 | 0.009885% | 0.009932% |  | 7739 | 0.0112% | 0.01225% | 0.01172% |  | 7739 | 1769 | 0.009932% | 0.01032%
| Nov | 19 | 11 | 7740 | 507.6704 | 540.1008 | 510.4222 | 0.01084% | 0.011% | 0.01015% | 0.01004% | 6507 | 0.009945% | 0.009991% |  | 13.3128 | 22.3152 | 24.5003 |  | 7740 | 494.3576 | 517.7855 | 485.9219 |  | 7740 | 0.01076% | 0.01099% | 0.01006% | 0.01455% | 0.0112% | 0.01225% |  | 7740 | 0.01099% | 0.01006% | 7740 | 1797 | 0.009978% | 6405 | 0.009884% | 0.009931% |  | 7740 | 0.0112% | 0.01225% | 0.01172% |  | 7740 | 6507 | 0.009931% | 0.01201%
| Nov | 19 | 12 | 7741 | 496.4996 | 526.8906 | 505.7054 | 0.0106% | 0.01073% | 0.01006% | 0.01004% | 7057 | 0.009945% | 0.009991% |  | 13.3153 | 22.3135 | 24.5 |  | 7741 | 483.1843 | 504.5771 | 481.2054 |  | 7741 | 0.01052% | 0.01071% | 0.009965% | 0.01455% | 0.0112% | 0.01225% |  | 7741 | 0.01071% | 0.009965% | 7741 | 1152 | 0.009978% | 6648 | 0.009884% | 0.009931% |  | 7741 | 0.0112% | 0.01225% | 0.01172% |  | 7741 | 7057 | 0.009931% | 0.01192%
| Nov | 19 | 13 | 7742 | 489.7903 | 511.5578 | 502.7516 | 0.01045% | 0.01042% | 0.009997% | 0.01004% | 6649 | 0.009945% | 0.009991% |  | 13.3179 | 22.3117 | 24.4997 |  | 7742 | 476.4724 | 489.2461 | 478.2519 |  | 7742 | 0.01037% | 0.01038% | 0.009904% | 0.01456% | 0.0112% | 0.01225% |  | 7742 | 0.01038% | 0.009904% | 7742 | 6670 | 0.009978% | 6353 | 0.009884% | 0.009931% |  | 7742 | 0.0112% | 0.01225% | 0.01172% |  | 7742 | 6649 | 0.009931% | 0.01198%
| Nov | 19 | 14 | 7743 | 490.8853 | 507.2754 | 503.8769 | 0.01048% | 0.01033% | 0.01002% | 0.01004% | 7692 | 0.009944% | 0.00999% |  | 13.3204 | 22.31 | 24.4994 |  | 7743 | 477.5649 | 484.9654 | 479.3775 |  | 7743 | 0.0104% | 0.01029% | 0.009927% | 0.01456% | 0.01119% | 0.01225% |  | 7743 | 0.01029% | 0.009927% | 7743 | 1933 | 0.009977% | 6311 | 0.009882% | 0.009929% |  | 7743 | 0.01119% | 0.01225% | 0.01172% |  | 7743 | 7692 | 0.009929% | 0.01174%
| Nov | 19 | 15 | 7744 | 494.9601 | 516.6594 | 501.1668 | 0.01056% | 0.01052% | 0.009965% | 0.01004% | 2057 | 0.009943% | 0.00999% |  | 13.3229 | 22.3082 | 24.4991 |  | 7744 | 481.6371 | 494.3512 | 476.6677 |  | 7744 | 0.01048% | 0.01049% | 0.009871% | 0.01456% | 0.01119% | 0.01224% |  | 7744 | 0.01049% | 0.009871% | 7744 | 1554 | 0.009977% | 8502 | 0.009881% | 0.009929% |  | 7744 | 0.01119% | 0.01224% | 0.01172% |  | 7744 | 2057 | 0.009929% | 0.01057%
| Nov | 19 | 16 | 7745 | 503.1576 | 543.9363 | 516.5361 | 0.01074% | 0.01108% | 0.01027% | 0.01004% | 7731 | 0.009943% | 0.009989% |  | 13.3255 | 22.3065 | 24.4988 |  | 7745 | 489.8321 | 521.6298 | 492.0373 |  | 7745 | 0.01066% | 0.01107% | 0.01019% | 0.01456% | 0.01119% | 0.01224% |  | 7745 | 0.01107% | 0.01019% | 7745 | 2162 | 0.009974% | 2437 | 0.009879% | 0.009926% |  | 7745 | 0.01119% | 0.01224% | 0.01172% |  | 7745 | 7731 | 0.009926% | 0.01173%
| Nov | 19 | 17 | 7746 | 505.0506 | 559.7345 | 529.4205 | 0.01078% | 0.0114% | 0.01053% | 0.01003% | 6354 | 0.009942% | 0.009989% |  | 13.328 | 22.3047 | 24.4985 |  | 7746 | 491.7225 | 537.4298 | 504.922 |  | 7746 | 0.0107% | 0.01141% | 0.01046% | 0.01457% | 0.01119% | 0.01224% |  | 7746 | 0.01141% | 0.01046% | 7746 | 7454 | 0.009974% | 8589 | 0.009878% | 0.009926% |  | 7746 | 0.01119% | 0.01224% | 0.01172% |  | 7746 | 6354 | 0.009926% | 0.01204%
| Nov | 19 | 18 | 7747 | 501.6465 | 568.4389 | 535.8439 | 0.01071% | 0.01158% | 0.01066% | 0.01003% | 2468 | 0.009942% | 0.009988% |  | 13.3306 | 22.303 | 24.4982 |  | 7747 | 488.3159 | 546.136 | 511.3457 |  | 7747 | 0.01063% | 0.01159% | 0.01059% | 0.01457% | 0.01119% | 0.01224% |  | 7747 | 0.01159% | 0.01059% | 7747 | 2411 | 0.009974% | 8196 | 0.009878% | 0.009926% |  | 7747 | 0.01119% | 0.01224% | 0.01172% |  | 7747 | 2468 | 0.009926% | 0.01097%
| Nov | 19 | 19 | 7748 | 500.1384 | 570.9525 | 540.2606 | 0.01067% | 0.01163% | 0.01074% | 0.01003% | 6414 | 0.009939% | 0.009986% |  | 13.3331 | 22.3012 | 24.4979 |  | 7748 | 486.8052 | 548.6513 | 515.7626 |  | 7748 | 0.0106% | 0.01165% | 0.01068% | 0.01457% | 0.01119% | 0.01224% |  | 7748 | 0.01165% | 0.01068% | 7748 | 1892 | 0.009973% | 7408 | 0.009877% | 0.009925% |  | 7748 | 0.01119% | 0.01224% | 0.01172% |  | 7748 | 6414 | 0.009925% | 0.01203%
| Nov | 19 | 20 | 7749 | 492.7228 | 572.5537 | 536.8566 | 0.01052% | 0.01166% | 0.01068% | 0.01003% | 2338 | 0.009938% | 0.009986% |  | 13.3357 | 22.2994 | 24.4976 |  | 7749 | 479.3871 | 550.2543 | 512.359 |  | 7749 | 0.01044% | 0.01168% | 0.01061% | 0.01458% | 0.01119% | 0.01224% |  | 7749 | 0.01168% | 0.01061% | 7749 | 7310 | 0.009972% | 6266 | 0.009877% | 0.009924% |  | 7749 | 0.01119% | 0.01224% | 0.01172% |  | 7749 | 2338 | 0.009924% | 0.01084%
| Nov | 19 | 21 | 7750 | 482.8552 | 566.2046 | 530.6395 | 0.01031% | 0.01153% | 0.01055% | 0.01003% | 3307 | 0.009935% | 0.009985% |  | 13.3383 | 22.2977 | 24.4973 |  | 7750 | 469.5169 | 543.907 | 506.1422 |  | 7750 | 0.01022% | 0.01154% | 0.01048% | 0.01458% | 0.01119% | 0.01224% |  | 7750 | 0.01154% | 0.01048% | 7750 | 1332 | 0.009972% | 7407 | 0.009876% | 0.009924% |  | 7750 | 0.01119% | 0.01224% | 0.01172% |  | 7750 | 3307 | 0.009924% | 0.01189%
| Nov | 19 | 22 | 7751 | 475.5663 | 555.5452 | 521.1872 | 0.01015% | 0.01131% | 0.01036% | 0.01003% | 2469 | 0.009935% | 0.009984% |  | 13.3408 | 22.2959 | 24.497 |  | 7751 | 462.2255 | 533.2493 | 496.6902 |  | 7751 | 0.01006% | 0.01132% | 0.01029% | 0.01458% | 0.01119% | 0.01224% |  | 7751 | 0.01132% | 0.01029% | 7751 | 2412 | 0.009971% | 6264 | 0.009875% | 0.009923% |  | 7751 | 0.01119% | 0.01224% | 0.01172% |  | 7751 | 2469 | 0.009923% | 0.01097%
| Nov | 19 | 23 | 7752 | 468.0801 | 551.4491 | 516.9956 | 0.00999% | 0.01123% | 0.01028% | 0.01003% | 2117 | 0.009935% | 0.009984% |  | 13.3434 | 22.2941 | 24.4967 |  | 7752 | 454.7367 | 529.1549 | 492.4989 |  | 7752 | 0.009899% | 0.01123% | 0.0102% | 0.01458% | 0.01119% | 0.01224% |  | 7752 | 0.01123% | 0.0102% | 7752 | 5885 | 0.009971% | 2193 | 0.009873% | 0.009922% |  | 7752 | 0.01119% | 0.01224% | 0.01172% |  | 7752 | 2117 | 0.009922% | 0.01063%
| Nov | 20 | 0 | 7753 | 465.4347 | 554.4747 | 515.6359 | 0.009934% | 0.01129% | 0.01025% | 0.01003% | 7150 | 0.009934% | 0.009983% |  | 13.346 | 22.2923 | 24.4964 |  | 7753 | 452.0888 | 532.1823 | 491.1395 |  | 7753 | 0.009841% | 0.0113% | 0.01017% | 0.01459% | 0.01119% | 0.01224% |  | 7753 | 0.0113% | 0.01017% | 7753 | 2883 | 0.009971% | 6292 | 0.009872% | 0.009922% |  | 7753 | 0.01119% | 0.01224% | 0.01171% |  | 7753 | 7150 | 0.009922% | 0.01191%
| Nov | 20 | 1 | 7754 | 465.3788 | 560.6469 | 513.6104 | 0.009933% | 0.01142% | 0.01021% | 0.01003% | 1765 | 0.009934% | 0.009983% |  | 13.3485 | 22.2906 | 24.4961 |  | 7754 | 452.0303 | 538.3563 | 489.1143 |  | 7754 | 0.00984% | 0.01143% | 0.01013% | 0.01459% | 0.01118% | 0.01224% |  | 7754 | 0.01143% | 0.01013% | 7754 | 7291 | 0.00997% | 3531 | 0.009871% | 0.00992% |  | 7754 | 0.01118% | 0.01224% | 0.01171% |  | 7754 | 1765 | 0.00992% | 0.01032%
| Nov | 20 | 2 | 7755 | 463.7631 | 565.8416 | 517.005 | 0.009898% | 0.01152% | 0.01028% | 0.01003% | 2363 | 0.009934% | 0.009983% |  | 13.3511 | 22.2888 | 24.4959 |  | 7755 | 450.412 | 543.5528 | 492.5091 |  | 7755 | 0.009805% | 0.01154% | 0.0102% | 0.01459% | 0.01118% | 0.01224% |  | 7755 | 0.01154% | 0.0102% | 7755 | 1455 | 0.009969% | 7744 | 0.009871% | 0.00992% |  | 7755 | 0.01118% | 0.01224% | 0.01171% |  | 7755 | 2363 | 0.00992% | 0.01086%
| Nov | 20 | 3 | 7756 | 465.29 | 568.4575 | 523.3065 | 0.009931% | 0.01158% | 0.01041% | 0.01003% | 7679 | 0.009934% | 0.009982% |  | 13.3537 | 22.287 | 24.4956 |  | 7756 | 451.9363 | 546.1706 | 498.8109 |  | 7756 | 0.009838% | 0.01159% | 0.01033% | 0.0146% | 0.01118% | 0.01224% |  | 7756 | 0.01159% | 0.01033% | 7756 | 8605 | 0.009969% | 7154 | 0.00987% | 0.009919% |  | 7756 | 0.01118% | 0.01224% | 0.01171% |  | 7756 | 7679 | 0.009919% | 0.01175%
| Nov | 20 | 4 | 7757 | 472.5126 | 579.2845 | 533.9497 | 0.01008% | 0.0118% | 0.01062% | 0.01003% | 7189 | 0.009933% | 0.009982% |  | 13.3563 | 22.2852 | 24.4953 |  | 7757 | 459.1563 | 556.9993 | 509.4544 |  | 7757 | 0.009995% | 0.01182% | 0.01055% | 0.0146% | 0.01118% | 0.01224% |  | 7757 | 0.01182% | 0.01055% | 7757 | 2851 | 0.009969% | 6176 | 0.009868% | 0.009918% |  | 7757 | 0.01118% | 0.01224% | 0.01171% |  | 7757 | 7189 | 0.009918% | 0.0119%
| Nov | 20 | 5 | 7758 | 488.3899 | 601.767 | 555.4048 | 0.01042% | 0.01225% | 0.01104% | 0.01003% | 6265 | 0.009932% | 0.009982% |  | 13.3589 | 22.2834 | 24.495 |  | 7758 | 475.031 | 579.4836 | 530.9098 |  | 7758 | 0.01034% | 0.0123% | 0.01099% | 0.0146% | 0.01118% | 0.01224% |  | 7758 | 0.0123% | 0.01099% | 7758 | 804 | 0.009967% | 6350 | 0.009867% | 0.009917% |  | 7758 | 0.01118% | 0.01224% | 0.01171% |  | 7758 | 6265 | 0.009917% | 0.01206%
| Nov | 20 | 6 | 7759 | 511.3489 | 625.3573 | 580.1138 | 0.01091% | 0.01273% | 0.01154% | 0.01003% | 2075 | 0.009932% | 0.009981% |  | 13.3615 | 22.2816 | 24.4947 |  | 7759 | 497.9874 | 603.0757 | 555.6192 |  | 7759 | 0.01084% | 0.0128% | 0.01151% | 0.0146% | 0.01118% | 0.01224% |  | 7759 | 0.0128% | 0.01151% | 7759 | 1607 | 0.009967% | 3307 | 0.009867% | 0.009917% |  | 7759 | 0.01118% | 0.01224% | 0.01171% |  | 7759 | 2075 | 0.009917% | 0.01059%
| Nov | 20 | 7 | 7760 | 520.0143 | 630.2727 | 576.241 | 0.0111% | 0.01283% | 0.01146% | 0.01003% | 2575 | 0.009932% | 0.009981% |  | 13.364 | 22.2798 | 24.4944 |  | 7760 | 506.6503 | 607.9929 | 551.7467 |  | 7760 | 0.01103% | 0.0129% | 0.01143% | 0.01461% | 0.01118% | 0.01224% |  | 7760 | 0.0129% | 0.01143% | 7760 | 3146 | 0.009967% | 2682 | 0.009866% | 0.009917% |  | 7760 | 0.01118% | 0.01224% | 0.01171% |  | 7760 | 2575 | 0.009917% | 0.01109%
| Nov | 20 | 8 | 7761 | 514.9821 | 608.5909 | 552.4791 | 0.01099% | 0.01239% | 0.01099% | 0.01003% | 2385 | 0.009929% | 0.009979% |  | 13.3666 | 22.278 | 24.4941 |  | 7761 | 501.6155 | 586.3129 | 527.985 |  | 7761 | 0.01092% | 0.01244% | 0.01093% | 0.01461% | 0.01118% | 0.01224% |  | 7761 | 0.01244% | 0.01093% | 7761 | 7239 | 0.009967% | 2083 | 0.009865% | 0.009916% |  | 7761 | 0.01118% | 0.01224% | 0.01171% |  | 7761 | 2385 | 0.009916% | 0.01089%
| Nov | 20 | 9 | 7762 | 506.5424 | 586.4063 | 535.0281 | 0.01081% | 0.01194% | 0.01064% | 0.01003% | 6651 | 0.009929% | 0.009979% |  | 13.3692 | 22.2762 | 24.4938 |  | 7762 | 493.1732 | 564.1301 | 510.5343 |  | 7762 | 0.01074% | 0.01197% | 0.01057% | 0.01461% | 0.01118% | 0.01224% |  | 7762 | 0.01197% | 0.01057% | 7762 | 2159 | 0.009965% | 7193 | 0.009865% | 0.009915% |  | 7762 | 0.01118% | 0.01224% | 0.01171% |  | 7762 | 6651 | 0.009915% | 0.01198%
| Nov | 20 | 10 | 7763 | 496.8392 | 563.1325 | 524.0567 | 0.0106% | 0.01147% | 0.01042% | 0.01003% | 7104 | 0.009927% | 0.009978% |  | 13.3718 | 22.2744 | 24.4935 |  | 7763 | 483.4673 | 540.8581 | 499.5632 |  | 7763 | 0.01052% | 0.01148% | 0.01035% | 0.01462% | 0.01118% | 0.01224% |  | 7763 | 0.01148% | 0.01035% | 7763 | 6363 | 0.009965% | 1720 | 0.009865% | 0.009915% |  | 7763 | 0.01118% | 0.01224% | 0.01171% |  | 7763 | 7104 | 0.009915% | 0.01192%
| Nov | 20 | 11 | 7764 | 489.158 | 541.9813 | 514.8576 | 0.01044% | 0.01104% | 0.01024% | 0.01003% | 2121 | 0.009925% | 0.009977% |  | 13.3745 | 22.2726 | 24.4932 |  | 7764 | 475.7836 | 519.7087 | 490.3644 |  | 7764 | 0.01036% | 0.01103% | 0.01015% | 0.01462% | 0.01118% | 0.01224% |  | 7764 | 0.01103% | 0.01015% | 7764 | 8711 | 0.009964% | 7766 | 0.009864% | 0.009914% |  | 7764 | 0.01118% | 0.01224% | 0.01171% |  | 7764 | 2121 | 0.009914% | 0.01063%
| Nov | 20 | 12 | 7765 | 480.1705 | 533.7703 | 506.4837 | 0.01025% | 0.01087% | 0.01007% | 0.01003% | 3294 | 0.009925% | 0.009977% |  | 13.3771 | 22.2707 | 24.4929 |  | 7765 | 466.7934 | 511.4996 | 481.9908 |  | 7765 | 0.01016% | 0.01086% | 0.009981% | 0.01462% | 0.01117% | 0.01224% |  | 7765 | 0.01086% | 0.009981% | 7765 | 1994 | 0.009964% | 7337 | 0.009862% | 0.009913% |  | 7765 | 0.01117% | 0.01224% | 0.01171% |  | 7765 | 3294 | 0.009913% | 0.01187%
| Nov | 20 | 13 | 7766 | 471.8215 | 518.8658 | 500.8199 | 0.01007% | 0.01057% | 0.009959% | 0.01003% | 7705 | 0.009925% | 0.009976% |  | 13.3797 | 22.2689 | 24.4926 |  | 7766 | 458.4418 | 496.5969 | 476.3273 |  | 7766 | 0.009979% | 0.01054% | 0.009864% | 0.01462% | 0.01117% | 0.01224% |  | 7766 | 0.01054% | 0.009864% | 7766 | 2017 | 0.009963% | 2011 | 0.009862% | 0.009912% |  | 7766 | 0.01117% | 0.01224% | 0.01171% |  | 7766 | 7705 | 0.009912% | 0.01174%
| Nov | 20 | 14 | 7767 | 462.9891 | 516.4453 | 495.5499 | 0.009882% | 0.01052% | 0.009854% | 0.01002% | 6486 | 0.009924% | 0.009974% |  | 13.3823 | 22.2671 | 24.4923 |  | 7767 | 449.6068 | 494.1782 | 471.0576 |  | 7767 | 0.009787% | 0.01049% | 0.009755% | 0.01463% | 0.01117% | 0.01224% |  | 7767 | 0.01049% | 0.009755% | 7767 | 2302 | 0.009963% | 6167 | 0.009861% | 0.009912% |  | 7767 | 0.01117% | 0.01224% | 0.01171% |  | 7767 | 6486 | 0.009912% | 0.01201%
| Nov | 20 | 15 | 7768 | 463.5616 | 524.2746 | 500.1822 | 0.009894% | 0.01068% | 0.009946% | 0.01002% | 7669 | 0.009924% | 0.009974% |  | 13.3849 | 22.2653 | 24.492 |  | 7768 | 450.1767 | 502.0093 | 475.6902 |  | 7768 | 0.009799% | 0.01066% | 0.009851% | 0.01463% | 0.01117% | 0.01224% |  | 7768 | 0.01066% | 0.009851% | 7768 | 7453 | 0.009962% | 2501 | 0.009861% | 0.009911% |  | 7768 | 0.01117% | 0.01224% | 0.01171% |  | 7768 | 7669 | 0.009911% | 0.01176%
| Nov | 20 | 16 | 7769 | 485.8801 | 548.8517 | 522.3406 | 0.01037% | 0.01118% | 0.01039% | 0.01002% | 8558 | 0.009924% | 0.009974% |  | 13.3875 | 22.2634 | 24.4917 |  | 7769 | 472.4926 | 526.5883 | 497.849 |  | 7769 | 0.01029% | 0.01118% | 0.01031% | 0.01463% | 0.01117% | 0.01224% |  | 7769 | 0.01118% | 0.01031% | 7769 | 2678 | 0.009962% | 6670 | 0.00986% | 0.009911% |  | 7769 | 0.01117% | 0.01224% | 0.01171% |  | 7769 | 8558 | 0.009911% | 0.01114%
| Nov | 20 | 17 | 7770 | 497.4368 | 564.5848 | 539.5573 | 0.01062% | 0.0115% | 0.01073% | 0.01002% | 3530 | 0.009924% | 0.009974% |  | 13.3902 | 22.2616 | 24.4914 |  | 7770 | 484.0466 | 542.3232 | 515.0659 |  | 7770 | 0.01054% | 0.01151% | 0.01067% | 0.01464% | 0.01117% | 0.01224% |  | 7770 | 0.01151% | 0.01067% | 7770 | 823 | 0.009961% | 6438 | 0.009859% | 0.00991% |  | 7770 | 0.01117% | 0.01224% | 0.01171% |  | 7770 | 3530 | 0.00991% | 0.0121%
| Nov | 20 | 18 | 7771 | 497.6048 | 569.463 | 544.1334 | 0.01062% | 0.0116% | 0.01082% | 0.01002% | 6348 | 0.009924% | 0.009974% |  | 13.3928 | 22.2597 | 24.4911 |  | 7771 | 484.212 | 547.2032 | 519.6423 |  | 7771 | 0.01054% | 0.01161% | 0.01076% | 0.01464% | 0.01117% | 0.01224% |  | 7771 | 0.01161% | 0.01076% | 7771 | 1833 | 0.00996% | 7863 | 0.009859% | 0.009909% |  | 7771 | 0.01117% | 0.01224% | 0.01171% |  | 7771 | 6348 | 0.009909% | 0.01204%
| Nov | 20 | 19 | 7772 | 500.2562 | 575.2442 | 545.7838 | 0.01068% | 0.01171% | 0.01085% | 0.01002% | 6218 | 0.009921% | 0.009971% |  | 13.3954 | 22.2579 | 24.4908 |  | 7772 | 486.8608 | 552.9863 | 521.293 |  | 7772 | 0.0106% | 0.01174% | 0.0108% | 0.01464% | 0.01117% | 0.01224% |  | 7772 | 0.01174% | 0.0108% | 7772 | 5860 | 0.00996% | 2077 | 0.009858% | 0.009909% |  | 7772 | 0.01117% | 0.01224% | 0.0117% |  | 7772 | 6218 | 0.009909% | 0.01208%
| Nov | 20 | 20 | 7773 | 501.1311 | 570.7756 | 546.3933 | 0.0107% | 0.01162% | 0.01086% | 0.01002% | 6505 | 0.009921% | 0.009971% |  | 13.3981 | 22.2561 | 24.4905 |  | 7773 | 487.7331 | 548.5196 | 521.9028 |  | 7773 | 0.01062% | 0.01164% | 0.01081% | 0.01464% | 0.01117% | 0.01224% |  | 7773 | 0.01164% | 0.01081% | 7773 | 7309 | 0.009959% | 7058 | 0.009858% | 0.009908% |  | 7773 | 0.01117% | 0.01224% | 0.0117% |  | 7773 | 6505 | 0.009908% | 0.01201%
| Nov | 20 | 21 | 7774 | 495.7602 | 569.9005 | 543.7489 | 0.01058% | 0.01161% | 0.01081% | 0.01002% | 2410 | 0.009921% | 0.009971% |  | 13.4007 | 22.2542 | 24.4902 |  | 7774 | 482.3595 | 547.6463 | 519.2587 |  | 7774 | 0.0105% | 0.01162% | 0.01075% | 0.01465% | 0.01117% | 0.01224% |  | 7774 | 0.01162% | 0.01075% | 7774 | 3001 | 0.009959% | 6650 | 0.009857% | 0.009908% |  | 7774 | 0.01117% | 0.01224% | 0.0117% |  | 7774 | 2410 | 0.009908% | 0.01091%
| Nov | 20 | 22 | 7775 | 486.0804 | 558.5895 | 535.722 | 0.01037% | 0.01137% | 0.01065% | 0.01002% | 6197 | 0.00992% | 0.00997% |  | 13.4033 | 22.2524 | 24.4899 |  | 7775 | 472.6771 | 536.3371 | 511.2321 |  | 7775 | 0.01029% | 0.01138% | 0.01059% | 0.01465% | 0.01117% | 0.01224% |  | 7775 | 0.01138% | 0.01059% | 7775 | 7117 | 0.009958% | 7105 | 0.009857% | 0.009907% |  | 7775 | 0.01117% | 0.01224% | 0.0117% |  | 7775 | 6197 | 0.009907% | 0.01208%
| Nov | 20 | 23 | 7776 | 480.0333 | 553.9812 | 535.9752 | 0.01025% | 0.01128% | 0.01066% | 0.01002% | 2421 | 0.009919% | 0.00997% |  | 13.406 | 22.2505 | 24.4896 |  | 7776 | 466.6274 | 531.7307 | 511.4856 |  | 7776 | 0.01016% | 0.01129% | 0.01059% | 0.01465% | 0.01116% | 0.01224% |  | 7776 | 0.01129% | 0.01059% | 7776 | 1575 | 0.009958% | 3294 | 0.009857% | 0.009907% |  | 7776 | 0.01116% | 0.01224% | 0.0117% |  | 7776 | 2421 | 0.009907% | 0.01092%
| Nov | 21 | 0 | 7777 | 474.8476 | 555.2101 | 534.7186 | 0.01013% | 0.01131% | 0.01063% | 0.01002% | 6697 | 0.009918% | 0.009969% |  | 13.4086 | 22.2486 | 24.4893 |  | 7777 | 461.439 | 532.9615 | 510.2293 |  | 7777 | 0.01004% | 0.01131% | 0.01057% | 0.01466% | 0.01116% | 0.01224% |  | 7777 | 0.01131% | 0.01057% | 7777 | 977 | 0.009958% | 6216 | 0.009857% | 0.009907% |  | 7777 | 0.01116% | 0.01224% | 0.0117% |  | 7777 | 6697 | 0.009907% | 0.01197%
| Nov | 21 | 1 | 7778 | 477.8263 | 557.5933 | 537.1004 | 0.0102% | 0.01135% | 0.01068% | 0.01002% | 1718 | 0.009917% | 0.009969% |  | 13.4113 | 22.2468 | 24.489 |  | 7778 | 464.415 | 535.3466 | 512.6114 |  | 7778 | 0.01011% | 0.01136% | 0.01062% | 0.01466% | 0.01116% | 0.01224% |  | 7778 | 0.01136% | 0.01062% | 7778 | 7186 | 0.009957% | 2395 | 0.009854% | 0.009905% |  | 7778 | 0.01116% | 0.01224% | 0.0117% |  | 7778 | 1718 | 0.009905% | 0.01028%
| Nov | 21 | 2 | 7779 | 485.9115 | 560.7865 | 544.1146 | 0.01037% | 0.01142% | 0.01082% | 0.01002% | 2076 | 0.009916% | 0.009968% |  | 13.4139 | 22.2449 | 24.4887 |  | 7779 | 472.4976 | 538.5416 | 519.6259 |  | 7779 | 0.01029% | 0.01143% | 0.01076% | 0.01466% | 0.01116% | 0.01224% |  | 7779 | 0.01143% | 0.01076% | 7779 | 951 | 0.009956% | 6334 | 0.009853% | 0.009904% |  | 7779 | 0.01116% | 0.01224% | 0.0117% |  | 7779 | 2076 | 0.009904% | 0.01059%
| Nov | 21 | 3 | 7780 | 495.6743 | 565.0875 | 552.2165 | 0.01058% | 0.01151% | 0.01098% | 0.01002% | 2292 | 0.009914% | 0.009967% |  | 13.4166 | 22.243 | 24.4884 |  | 7780 | 482.2577 | 542.8445 | 527.7281 |  | 7780 | 0.0105% | 0.01152% | 0.01093% | 0.01466% | 0.01116% | 0.01224% |  | 7780 | 0.01152% | 0.01093% | 7780 | 5862 | 0.009956% | 2551 | 0.009851% | 0.009903% |  | 7780 | 0.01116% | 0.01224% | 0.0117% |  | 7780 | 2292 | 0.009903% | 0.01079%
| Nov | 21 | 4 | 7781 | 506.1947 | 577.1992 | 564.3226 | 0.0108% | 0.01175% | 0.01122% | 0.01002% | 2142 | 0.009913% | 0.009966% |  | 13.4192 | 22.2412 | 24.4881 |  | 7781 | 492.7754 | 554.958 | 539.8345 |  | 7781 | 0.01073% | 0.01178% | 0.01118% | 0.01467% | 0.01116% | 0.01224% |  | 7781 | 0.01178% | 0.01118% | 7781 | 2618 | 0.009955% | 2003 | 0.009851% | 0.009903% |  | 7781 | 0.01116% | 0.01224% | 0.0117% |  | 7781 | 2142 | 0.009903% | 0.01065%
| Nov | 21 | 5 | 7782 | 527.7024 | 592.7274 | 589.2285 | 0.01126% | 0.01207% | 0.01172% | 0.01002% | 6367 | 0.009913% | 0.009966% |  | 13.4219 | 22.2393 | 24.4878 |  | 7782 | 514.2805 | 570.4881 | 564.7407 |  | 7782 | 0.01119% | 0.01211% | 0.01169% | 0.01467% | 0.01116% | 0.01224% |  | 7782 | 0.01211% | 0.01169% | 7782 | 2640 | 0.009954% | 7768 | 0.009851% | 0.009902% |  | 7782 | 0.01116% | 0.01224% | 0.0117% |  | 7782 | 6367 | 0.009902% | 0.01204%
| Nov | 21 | 6 | 7783 | 547.3342 | 613.9159 | 613.6094 | 0.01168% | 0.0125% | 0.0122% | 0.01002% | 6477 | 0.009913% | 0.009965% |  | 13.4246 | 22.2374 | 24.4875 |  | 7783 | 533.9096 | 591.6785 | 589.1218 |  | 7783 | 0.01162% | 0.01256% | 0.0122% | 0.01467% | 0.01116% | 0.01224% |  | 7783 | 0.01256% | 0.0122% | 7783 | 1505 | 0.009954% | 7692 | 0.009848% | 0.009901% |  | 7783 | 0.01116% | 0.01224% | 0.0117% |  | 7783 | 6477 | 0.009901% | 0.01201%
| Nov | 21 | 7 | 7784 | 551.6527 | 615.1261 | 614.8472 | 0.01177% | 0.01253% | 0.01223% | 0.01002% | 2263 | 0.009909% | 0.009963% |  | 13.4272 | 22.2356 | 24.4872 |  | 7784 | 538.2254 | 592.8906 | 590.3599 |  | 7784 | 0.01172% | 0.01258% | 0.01223% | 0.01468% | 0.01116% | 0.01224% |  | 7784 | 0.01258% | 0.01223% | 7784 | 2105 | 0.009954% | 7731 | 0.009847% | 0.009901% |  | 7784 | 0.01116% | 0.01224% | 0.0117% |  | 7784 | 2263 | 0.009901% | 0.01077%
| Nov | 21 | 8 | 7785 | 538.7588 | 601.7763 | 593.2889 | 0.0115% | 0.01225% | 0.0118% | 0.01002% | 3287 | 0.009908% | 0.009963% |  | 13.4299 | 22.2337 | 24.4869 |  | 7785 | 525.3289 | 579.5426 | 568.8019 |  | 7785 | 0.01144% | 0.0123% | 0.01178% | 0.01468% | 0.01116% | 0.01224% |  | 7785 | 0.0123% | 0.01178% | 7785 | 6218 | 0.009954% | 7057 | 0.009847% | 0.0099% |  | 7785 | 0.01116% | 0.01224% | 0.0117% |  | 7785 | 3287 | 0.0099% | 0.01186%
| Nov | 21 | 9 | 7786 | 533.6338 | 596.954 | 565.0634 | 0.01139% | 0.01216% | 0.01124% | 0.01002% | 2464 | 0.009906% | 0.009961% |  | 13.4326 | 22.2318 | 24.4866 |  | 7786 | 520.2012 | 574.7222 | 540.5767 |  | 7786 | 0.01132% | 0.0122% | 0.01119% | 0.01468% | 0.01116% | 0.01224% |  | 7786 | 0.0122% | 0.01119% | 7786 | 7330 | 0.009953% | 6675 | 0.009847% | 0.0099% |  | 7786 | 0.01116% | 0.01224% | 0.0117% |  | 7786 | 2464 | 0.0099% | 0.01097%
| Nov | 21 | 10 | 7787 | 528.8669 | 586.1456 | 545.615 | 0.01129% | 0.01194% | 0.01085% | 0.01002% | 6652 | 0.009906% | 0.009961% |  | 13.4352 | 22.2299 | 24.4863 |  | 7787 | 515.4316 | 563.9157 | 521.1286 |  | 7787 | 0.01122% | 0.01197% | 0.01079% | 0.01468% | 0.01115% | 0.01224% |  | 7787 | 0.01197% | 0.01079% | 7787 | 2389 | 0.009953% | 6649 | 0.009846% | 0.009899% |  | 7787 | 0.01115% | 0.01224% | 0.0117% |  | 7787 | 6652 | 0.009899% | 0.01198%
| Nov | 21 | 11 | 7788 | 525.002 | 580.0013 | 530.3769 | 0.01121% | 0.01181% | 0.01055% | 0.01001% | 6695 | 0.009905% | 0.009959% |  | 13.4379 | 22.228 | 24.486 |  | 7788 | 511.5641 | 557.7733 | 505.8909 |  | 7788 | 0.01114% | 0.01184% | 0.01048% | 0.01469% | 0.01115% | 0.01224% |  | 7788 | 0.01184% | 0.01048% | 7788 | 3289 | 0.009953% | 2012 | 0.009845% | 0.009899% |  | 7788 | 0.01115% | 0.01224% | 0.0117% |  | 7788 | 6695 | 0.009899% | 0.01197%
| Nov | 21 | 12 | 7789 | 517.3785 | 570.757 | 518.0552 | 0.01104% | 0.01162% | 0.0103% | 0.01001% | 2339 | 0.009904% | 0.009959% |  | 13.4406 | 22.2261 | 24.4857 |  | 7789 | 503.9379 | 548.5309 | 493.5695 |  | 7789 | 0.01097% | 0.01164% | 0.01022% | 0.01469% | 0.01115% | 0.01224% |  | 7789 | 0.01164% | 0.01022% | 7789 | 2680 | 0.009952% | 6507 | 0.009845% | 0.009898% |  | 7789 | 0.01115% | 0.01224% | 0.0117% |  | 7789 | 2339 | 0.009898% | 0.01084%
| Nov | 21 | 13 | 7790 | 516.2784 | 567.4428 | 509.4376 | 0.01102% | 0.01156% | 0.01013% | 0.01001% | 7703 | 0.009904% | 0.009959% |  | 13.4433 | 22.2242 | 24.4855 |  | 7790 | 502.8352 | 545.2186 | 484.9521 |  | 7790 | 0.01095% | 0.01157% | 0.01004% | 0.01469% | 0.01115% | 0.01224% |  | 7790 | 0.01157% | 0.01004% | 7790 | 2543 | 0.009952% | 2694 | 0.009842% | 0.009897% |  | 7790 | 0.01115% | 0.01224% | 0.01169% |  | 7790 | 7703 | 0.009897% | 0.01174%
| Nov | 21 | 14 | 7791 | 516.8585 | 564.0448 | 507.4496 | 0.01103% | 0.01149% | 0.01009% | 0.01001% | 7427 | 0.009903% | 0.009957% |  | 13.4459 | 22.2223 | 24.4852 |  | 7791 | 503.4126 | 541.8225 | 482.9644 |  | 7791 | 0.01096% | 0.0115% | 0.01% | 0.0147% | 0.01115% | 0.01224% |  | 7791 | 0.0115% | 0.01% | 7791 | 866 | 0.009952% | 2348 | 0.009841% | 0.009896% |  | 7791 | 0.01115% | 0.01224% | 0.01169% |  | 7791 | 7427 | 0.009896% | 0.01184%
| Nov | 21 | 15 | 7792 | 515.4932 | 561.3265 | 516.3017 | 0.011% | 0.01143% | 0.01027% | 0.01001% | 2085 | 0.0099% | 0.009955% |  | 13.4486 | 22.2205 | 24.4849 |  | 7792 | 502.0446 | 539.106 | 491.8168 |  | 7792 | 0.01093% | 0.01144% | 0.01018% | 0.0147% | 0.01115% | 0.01224% |  | 7792 | 0.01144% | 0.01018% | 7792 | 2840 | 0.009951% | 6354 | 0.00984% | 0.009895% |  | 7792 | 0.01115% | 0.01224% | 0.01169% |  | 7792 | 2085 | 0.009895% | 0.0106%
| Nov | 21 | 16 | 7793 | 520.3373 | 568.4389 | 541.4702 | 0.01111% | 0.01158% | 0.01077% | 0.01001% | 1845 | 0.009899% | 0.009954% |  | 13.4513 | 22.2186 | 24.4846 |  | 7793 | 506.886 | 546.2204 | 516.9856 |  | 7793 | 0.01103% | 0.01159% | 0.01071% | 0.0147% | 0.01115% | 0.01224% |  | 7793 | 0.01159% | 0.01071% | 7793 | 3148 | 0.009951% | 3287 | 0.00984% | 0.009895% |  | 7793 | 0.01115% | 0.01224% | 0.01169% |  | 7793 | 1845 | 0.009895% | 0.01039%
| Nov | 21 | 17 | 7794 | 524.7348 | 567.2752 | 560.3372 | 0.0112% | 0.01155% | 0.01114% | 0.01001% | 2241 | 0.009898% | 0.009953% |  | 13.454 | 22.2167 | 24.4843 |  | 7794 | 511.2808 | 545.0586 | 535.853 |  | 7794 | 0.01113% | 0.01157% | 0.0111% | 0.01471% | 0.01115% | 0.01224% |  | 7794 | 0.01157% | 0.0111% | 7794 | 1909 | 0.009951% | 3530 | 0.009839% | 0.009895% |  | 7794 | 0.01115% | 0.01224% | 0.01169% |  | 7794 | 2241 | 0.009895% | 0.01074%
| Nov | 21 | 18 | 7795 | 517.4447 | 564.2683 | 568.4392 | 0.01104% | 0.01149% | 0.0113% | 0.01001% | 8590 | 0.009896% | 0.009952% |  | 13.4567 | 22.2147 | 24.484 |  | 7795 | 503.988 | 542.0535 | 543.9552 |  | 7795 | 0.01097% | 0.0115% | 0.01126% | 0.01471% | 0.01115% | 0.01224% |  | 7795 | 0.0115% | 0.01126% | 7795 | 2133 | 0.00995% | 1848 | 0.009839% | 0.009894% |  | 7795 | 0.01115% | 0.01224% | 0.01169% |  | 7795 | 8590 | 0.009894% | 0.01111%
| Nov | 21 | 19 | 7796 | 507.6993 | 560.349 | 574.6375 | 0.01084% | 0.01141% | 0.01143% | 0.01001% | 1875 | 0.009893% | 0.00995% |  | 13.4594 | 22.2128 | 24.4837 |  | 7796 | 494.2399 | 538.1361 | 550.1538 |  | 7796 | 0.01076% | 0.01142% | 0.01139% | 0.01471% | 0.01115% | 0.01224% |  | 7796 | 0.01142% | 0.01139% | 7796 | 2687 | 0.009948% | 2144 | 0.009839% | 0.009894% |  | 7796 | 0.01115% | 0.01224% | 0.01169% |  | 7796 | 1875 | 0.009894% | 0.01041%
| Nov | 21 | 20 | 7797 | 497.8183 | 551.8214 | 576.3067 | 0.01062% | 0.01124% | 0.01146% | 0.01001% | 7429 | 0.009893% | 0.00995% |  | 13.462 | 22.2109 | 24.4834 |  | 7797 | 484.3563 | 529.6105 | 551.8233 |  | 7797 | 0.01054% | 0.01124% | 0.01143% | 0.01471% | 0.01114% | 0.01224% |  | 7797 | 0.01124% | 0.01143% | 7797 | 2116 | 0.009948% | 7679 | 0.009837% | 0.009893% |  | 7797 | 0.01114% | 0.01224% | 0.01169% |  | 7797 | 7429 | 0.009893% | 0.01184%
| Nov | 21 | 21 | 7798 | 488.0016 | 543.8525 | 568.7392 | 0.01042% | 0.01107% | 0.01131% | 0.01001% | 8559 | 0.009893% | 0.009949% |  | 13.4647 | 22.209 | 24.4831 |  | 7798 | 474.5368 | 521.6435 | 544.2561 |  | 7798 | 0.01033% | 0.01107% | 0.01127% | 0.01472% | 0.01114% | 0.01224% |  | 7798 | 0.01107% | 0.01127% | 7798 | 7353 | 0.009947% | 6414 | 0.009837% | 0.009892% |  | 7798 | 0.01114% | 0.01224% | 0.01169% |  | 7798 | 8559 | 0.009892% | 0.01114%
| Nov | 21 | 22 | 7799 | 477.1152 | 531.8898 | 557.9367 | 0.01018% | 0.01083% | 0.01109% | 0.01001% | 2682 | 0.009891% | 0.009948% |  | 13.4674 | 22.2071 | 24.4828 |  | 7799 | 463.6478 | 509.6827 | 533.4538 |  | 7799 | 0.01009% | 0.01082% | 0.01105% | 0.01472% | 0.01114% | 0.01224% |  | 7799 | 0.01082% | 0.01105% | 7799 | 675 | 0.009947% | 7150 | 0.009836% | 0.009891% |  | 7799 | 0.01114% | 0.01224% | 0.01169% |  | 7799 | 2682 | 0.009891% | 0.01121%
| Nov | 21 | 23 | 7800 | 470.3515 | 523.9674 | 557.4584 | 0.01004% | 0.01067% | 0.01108% | 0.01001% | 8519 | 0.00989% | 0.009948% |  | 13.4701 | 22.2052 | 24.4825 |  | 7800 | 456.8814 | 501.7622 | 532.9759 |  | 7800 | 0.009945% | 0.01065% | 0.01104% | 0.01472% | 0.01114% | 0.01224% |  | 7800 | 0.01065% | 0.01104% | 7800 | 2100 | 0.009946% | 7189 | 0.009835% | 0.00989% |  | 7800 | 0.01114% | 0.01224% | 0.01169% |  | 7800 | 8519 | 0.00989% | 0.01117%
| Nov | 22 | 0 | 7801 | 465.4115 | 520.8021 | 560.703 | 0.009933% | 0.01061% | 0.01115% | 0.01001% | 7704 | 0.009889% | 0.009948% |  | 13.4728 | 22.2033 | 24.4822 |  | 7801 | 451.9387 | 498.5989 | 536.2207 |  | 7801 | 0.009838% | 0.01058% | 0.0111% | 0.01473% | 0.01114% | 0.01224% |  | 7801 | 0.01058% | 0.0111% | 7801 | 7281 | 0.009943% | 2444 | 0.009831% | 0.009887% |  | 7801 | 0.01114% | 0.01224% | 0.01169% |  | 7801 | 7704 | 0.009887% | 0.01174%
| Nov | 22 | 1 | 7802 | 462.003 | 521.7052 | 562.8691 | 0.00986% | 0.01062% | 0.01119% | 0.01001% | 8606 | 0.009888% | 0.009947% |  | 13.4755 | 22.2014 | 24.482 |  | 7802 | 448.5275 | 499.5038 | 538.3871 |  | 7802 | 0.009764% | 0.0106% | 0.01115% | 0.01473% | 0.01114% | 0.01224% |  | 7802 | 0.0106% | 0.01115% | 7802 | 828 | 0.009943% | 8558 | 0.00983% | 0.009887% |  | 7802 | 0.01114% | 0.01224% | 0.01169% |  | 7802 | 8606 | 0.009887% | 0.0111%
| Nov | 22 | 2 | 7803 | 459.3331 | 529.0038 | 571.5149 | 0.009803% | 0.01077% | 0.01136% | 0.01% | 3308 | 0.009887% | 0.009946% |  | 13.4782 | 22.1994 | 24.4817 |  | 7803 | 445.8549 | 506.8044 | 547.0332 |  | 7803 | 0.009705% | 0.01076% | 0.01133% | 0.01473% | 0.01114% | 0.01224% |  | 7803 | 0.01076% | 0.01133% | 7803 | 7210 | 0.009942% | 2574 | 0.00983% | 0.009886% |  | 7803 | 0.01114% | 0.01224% | 0.01169% |  | 7803 | 3308 | 0.009886% | 0.01189%
| Nov | 22 | 3 | 7804 | 459.1168 | 533.4258 | 581.1547 | 0.009799% | 0.01086% | 0.01156% | 0.01% | 8597 | 0.009886% | 0.009946% |  | 13.4809 | 22.1975 | 24.4814 |  | 7804 | 445.6358 | 511.2283 | 556.6733 |  | 7804 | 0.009701% | 0.01085% | 0.01153% | 0.01473% | 0.01114% | 0.01224% |  | 7804 | 0.01085% | 0.01153% | 7804 | 5858 | 0.009942% | 1820 | 0.00983% | 0.009886% |  | 7804 | 0.01114% | 0.01224% | 0.01169% |  | 7804 | 8597 | 0.009886% | 0.01111%
| Nov | 22 | 4 | 7805 | 470.6548 | 544.1225 | 596.0645 | 0.01005% | 0.01108% | 0.01185% | 0.01% | 2437 | 0.009885% | 0.009945% |  | 13.4836 | 22.1956 | 24.4811 |  | 7805 | 457.1711 | 521.9269 | 571.5834 |  | 7805 | 0.009952% | 0.01108% | 0.01184% | 0.01474% | 0.01114% | 0.01224% |  | 7805 | 0.01108% | 0.01184% | 7805 | 7120 | 0.009941% | 2380 | 0.009829% | 0.009885% |  | 7805 | 0.01114% | 0.01224% | 0.01169% |  | 7805 | 2437 | 0.009885% | 0.01094%
| Nov | 22 | 5 | 7806 | 483.6521 | 550.6484 | 621.4019 | 0.01032% | 0.01121% | 0.01236% | 0.01% | 8560 | 0.009881% | 0.009942% |  | 13.4864 | 22.1937 | 24.4808 |  | 7806 | 470.1658 | 528.4548 | 596.921 |  | 7806 | 0.01023% | 0.01122% | 0.01236% | 0.01474% | 0.01114% | 0.01224% |  | 7806 | 0.01122% | 0.01236% | 7806 | 1991 | 0.009941% | 6651 | 0.009829% | 0.009885% |  | 7806 | 0.01114% | 0.01224% | 0.01169% |  | 7806 | 8560 | 0.009885% | 0.01114%
| Nov | 22 | 6 | 7807 | 503.2282 | 561.7733 | 640.8971 | 0.01074% | 0.01144% | 0.01274% | 0.01% | 7685 | 0.00988% | 0.009942% |  | 13.4891 | 22.1917 | 24.4805 |  | 7807 | 489.7391 | 539.5816 | 616.4166 |  | 7807 | 0.01066% | 0.01145% | 0.01277% | 0.01474% | 0.01114% | 0.01224% |  | 7807 | 0.01145% | 0.01277% | 7807 | 1129 | 0.00994% | 7705 | 0.009828% | 0.009884% |  | 7807 | 0.01114% | 0.01224% | 0.01169% |  | 7807 | 7685 | 0.009884% | 0.01175%
| Nov | 22 | 7 | 7808 | 509.1186 | 570.0774 | 644.3198 | 0.01087% | 0.01161% | 0.01281% | 0.01% | 3326 | 0.009879% | 0.00994% |  | 13.4918 | 22.1898 | 24.4802 |  | 7808 | 495.6268 | 547.8876 | 619.8396 |  | 7808 | 0.01079% | 0.01163% | 0.01284% | 0.01475% | 0.01113% | 0.01224% |  | 7808 | 0.01163% | 0.01284% | 7808 | 6362 | 0.00994% | 6265 | 0.009828% | 0.009884% |  | 7808 | 0.01113% | 0.01224% | 0.01168% |  | 7808 | 3326 | 0.009884% | 0.0119%
| Nov | 22 | 8 | 7809 | 502.8662 | 574.788 | 627.047 | 0.01073% | 0.0117% | 0.01247% | 0.01% | 7358 | 0.009878% | 0.00994% |  | 13.4945 | 22.1879 | 24.4799 |  | 7809 | 489.3717 | 552.6001 | 602.567 |  | 7809 | 0.01065% | 0.01173% | 0.01248% | 0.01475% | 0.01113% | 0.01224% |  | 7809 | 0.01173% | 0.01248% | 7809 | 1778 | 0.00994% | 7104 | 0.009828% | 0.009884% |  | 7809 | 0.01113% | 0.01224% | 0.01168% |  | 7809 | 7358 | 0.009884% | 0.01186%
| Nov | 22 | 9 | 7810 | 497.5151 | 574.6949 | 610.965 | 0.01062% | 0.0117% | 0.01215% | 0.01% | 7153 | 0.009878% | 0.00994% |  | 13.4972 | 22.1859 | 24.4797 |  | 7810 | 484.0179 | 552.509 | 586.4853 |  | 7810 | 0.01054% | 0.01173% | 0.01215% | 0.01475% | 0.01113% | 0.01224% |  | 7810 | 0.01173% | 0.01215% | 7810 | 2689 | 0.009939% | 7669 | 0.009827% | 0.009883% |  | 7810 | 0.01113% | 0.01224% | 0.01168% |  | 7810 | 7153 | 0.009883% | 0.01191%
| Nov | 22 | 10 | 7811 | 488.6403 | 571.7997 | 597.6868 | 0.01043% | 0.01164% | 0.01188% | 0.01% | 1719 | 0.009877% | 0.009939% |  | 13.4999 | 22.184 | 24.4794 |  | 7811 | 475.1404 | 549.6157 | 573.2074 |  | 7811 | 0.01034% | 0.01167% | 0.01187% | 0.01476% | 0.01113% | 0.01224% |  | 7811 | 0.01167% | 0.01187% | 7811 | 1600 | 0.009939% | 1721 | 0.009826% | 0.009883% |  | 7811 | 0.01113% | 0.01224% | 0.01168% |  | 7811 | 1719 | 0.009883% | 0.01028%
| Nov | 22 | 11 | 7812 | 486.4273 | 567.359 | 580.4421 | 0.01038% | 0.01155% | 0.01154% | 0.01% | 6382 | 0.009877% | 0.009939% |  | 13.5026 | 22.182 | 24.4791 |  | 7812 | 472.9246 | 545.177 | 555.963 |  | 7812 | 0.01029% | 0.01157% | 0.01151% | 0.01476% | 0.01113% | 0.01223% |  | 7812 | 0.01157% | 0.01151% | 7812 | 2679 | 0.009938% | 2418 | 0.009825% | 0.009881% |  | 7812 | 0.01113% | 0.01223% | 0.01168% |  | 7812 | 6382 | 0.009881% | 0.01203%
| Nov | 22 | 12 | 7813 | 479.7013 | 561.2147 | 568.3829 | 0.01024% | 0.01143% | 0.0113% | 0.01% | 8758 | 0.009877% | 0.009939% |  | 13.5054 | 22.1801 | 24.4788 |  | 7813 | 466.1959 | 539.0346 | 543.9041 |  | 7813 | 0.01015% | 0.01144% | 0.01126% | 0.01476% | 0.01113% | 0.01223% |  | 7813 | 0.01144% | 0.01126% | 7813 | 6551 | 0.009937% | 6486 | 0.009823% | 0.00988% |  | 7813 | 0.01113% | 0.01223% | 0.01168% |  | 7813 | 8758 | 0.00988% | 0.01098%
| Nov | 22 | 13 | 7814 | 470.3619 | 554.7819 | 561.9032 | 0.01004% | 0.0113% | 0.01117% | 0.009998% | 2168 | 0.009876% | 0.009937% |  | 13.5081 | 22.1781 | 24.4785 |  | 7814 | 456.8538 | 532.6037 | 537.4247 |  | 7814 | 0.009945% | 0.0113% | 0.01113% | 0.01476% | 0.01113% | 0.01223% |  | 7814 | 0.0113% | 0.01113% | 7814 | 2131 | 0.009936% | 2419 | 0.009822% | 0.009879% |  | 7814 | 0.01113% | 0.01223% | 0.01168% |  | 7814 | 2168 | 0.009879% | 0.01067%
| Nov | 22 | 14 | 7815 | 462.8432 | 551.2908 | 562.269 | 0.009878% | 0.01123% | 0.01118% | 0.009997% | 1868 | 0.009876% | 0.009936% |  | 13.5108 | 22.1762 | 24.4782 |  | 7815 | 449.3324 | 529.1146 | 537.7907 |  | 7815 | 0.009781% | 0.01123% | 0.01114% | 0.01477% | 0.01113% | 0.01223% |  | 7815 | 0.01123% | 0.01114% | 7815 | 5859 | 0.009936% | 2264 | 0.009821% | 0.009879% |  | 7815 | 0.01113% | 0.01223% | 0.01168% |  | 7815 | 1868 | 0.009879% | 0.01041%
| Nov | 22 | 15 | 7816 | 466.1734 | 548.6748 | 569.0299 | 0.009949% | 0.01117% | 0.01131% | 0.009996% | 5352 | 0.009875% | 0.009936% |  | 13.5136 | 22.1742 | 24.478 |  | 7816 | 452.6599 | 526.5006 | 544.552 |  | 7816 | 0.009853% | 0.01117% | 0.01128% | 0.01477% | 0.01113% | 0.01223% |  | 7816 | 0.01117% | 0.01128% | 7816 | 932 | 0.009936% | 6348 | 0.00982% | 0.009878% |  | 7816 | 0.01113% | 0.01223% | 0.01168% |  | 7816 | 5352 | 0.009878% | 0.0125%
| Nov | 22 | 16 | 7817 | 483.1617 | 551.7283 | 587.6719 | 0.01031% | 0.01124% | 0.01169% | 0.009996% | 6346 | 0.009874% | 0.009935% |  | 13.5163 | 22.1723 | 24.4777 |  | 7817 | 469.6454 | 529.5561 | 563.1942 |  | 7817 | 0.01022% | 0.01124% | 0.01166% | 0.01477% | 0.01113% | 0.01223% |  | 7817 | 0.01124% | 0.01166% | 7817 | 7282 | 0.009936% | 6505 | 0.00982% | 0.009878% |  | 7817 | 0.01113% | 0.01223% | 0.01168% |  | 7817 | 6346 | 0.009878% | 0.01204%
| Nov | 22 | 17 | 7818 | 488.3842 | 549.8571 | 598.5495 | 0.01042% | 0.0112% | 0.0119% | 0.009996% | 6696 | 0.009874% | 0.009935% |  | 13.519 | 22.1703 | 24.4774 |  | 7818 | 474.8651 | 527.6868 | 574.0721 |  | 7818 | 0.01034% | 0.0112% | 0.01189% | 0.01478% | 0.01112% | 0.01223% |  | 7818 | 0.0112% | 0.01189% | 7818 | 2090 | 0.009936% | 1766 | 0.009819% | 0.009877% |  | 7818 | 0.01112% | 0.01223% | 0.01168% |  | 7818 | 6696 | 0.009877% | 0.01197%
| Nov | 22 | 18 | 7819 | 485.6446 | 537.8572 | 599.2903 | 0.01037% | 0.01095% | 0.01192% | 0.009996% | 6347 | 0.009873% | 0.009934% |  | 13.5218 | 22.1684 | 24.4771 |  | 7819 | 472.1228 | 515.6888 | 574.8132 |  | 7819 | 0.01028% | 0.01095% | 0.0119% | 0.01478% | 0.01112% | 0.01223% |  | 7819 | 0.01095% | 0.0119% | 7819 | 2058 | 0.009935% | 1874 | 0.009819% | 0.009877% |  | 7819 | 0.01112% | 0.01223% | 0.01168% |  | 7819 | 6347 | 0.009877% | 0.01204%
| Nov | 22 | 19 | 7820 | 482.6909 | 532.4018 | 592.0698 | 0.0103% | 0.01084% | 0.01177% | 0.009995% | 8509 | 0.009873% | 0.009934% |  | 13.5245 | 22.1664 | 24.4768 |  | 7820 | 469.1664 | 510.2354 | 567.593 |  | 7820 | 0.01021% | 0.01083% | 0.01175% | 0.01478% | 0.01112% | 0.01223% |  | 7820 | 0.01083% | 0.01175% | 7820 | 7251 | 0.009934% | 2393 | 0.009819% | 0.009876% |  | 7820 | 0.01112% | 0.01223% | 0.01168% |  | 7820 | 8509 | 0.009876% | 0.01118%
| Nov | 22 | 20 | 7821 | 480.7655 | 529.4786 | 589.7724 | 0.01026% | 0.01078% | 0.01173% | 0.009995% | 2501 | 0.009872% | 0.009934% |  | 13.5272 | 22.1645 | 24.4765 |  | 7821 | 467.2383 | 507.3142 | 565.2959 |  | 7821 | 0.01017% | 0.01077% | 0.01171% | 0.01479% | 0.01112% | 0.01223% |  | 7821 | 0.01077% | 0.01171% | 7821 | 2880 | 0.009934% | 2215 | 0.009818% | 0.009876% |  | 7821 | 0.01112% | 0.01223% | 0.01168% |  | 7821 | 2501 | 0.009876% | 0.01101%
| Nov | 22 | 21 | 7822 | 475.6021 | 526.8347 | 578.154 | 0.01015% | 0.01073% | 0.0115% | 0.009995% | 1835 | 0.009872% | 0.009933% |  | 13.53 | 22.1625 | 24.4763 |  | 7822 | 462.0722 | 504.6722 | 553.6777 |  | 7822 | 0.01006% | 0.01071% | 0.01147% | 0.01479% | 0.01112% | 0.01223% |  | 7822 | 0.01071% | 0.01147% | 7822 | 1141 | 0.009932% | 2411 | 0.009818% | 0.009875% |  | 7822 | 0.01112% | 0.01223% | 0.01168% |  | 7822 | 1835 | 0.009875% | 0.01038%
| Nov | 22 | 22 | 7823 | 462.1567 | 524.3956 | 568.6642 | 0.009864% | 0.01068% | 0.01131% | 0.009994% | 2694 | 0.009868% | 0.009931% |  | 13.5327 | 22.1605 | 24.476 |  | 7823 | 448.624 | 502.2351 | 544.1882 |  | 7823 | 0.009766% | 0.01066% | 0.01127% | 0.01479% | 0.01112% | 0.01223% |  | 7823 | 0.01066% | 0.01127% | 7823 | 1153 | 0.009931% | 6697 | 0.009818% | 0.009875% |  | 7823 | 0.01112% | 0.01223% | 0.01168% |  | 7823 | 2694 | 0.009875% | 0.01122%
| Nov | 22 | 23 | 7824 | 453.0099 | 520.3087 | 563.7599 | 0.009669% | 0.0106% | 0.01121% | 0.009994% | 7684 | 0.009868% | 0.009931% |  | 13.5355 | 22.1585 | 24.4757 |  | 7824 | 439.4745 | 498.1502 | 539.2842 |  | 7824 | 0.009566% | 0.01057% | 0.01117% | 0.01479% | 0.01112% | 0.01223% |  | 7824 | 0.01057% | 0.01117% | 7824 | 7118 | 0.009931% | 2394 | 0.009817% | 0.009874% |  | 7824 | 0.01112% | 0.01223% | 0.01168% |  | 7824 | 7684 | 0.009874% | 0.01175%
| Nov | 23 | 0 | 7825 | 446.8546 | 524.8145 | 562.1002 | 0.009537% | 0.01069% | 0.01118% | 0.009993% | 2551 | 0.009867% | 0.00993% |  | 13.5382 | 22.1566 | 24.4754 |  | 7825 | 433.3164 | 502.658 | 537.6247 |  | 7825 | 0.009432% | 0.01067% | 0.01113% | 0.0148% | 0.01112% | 0.01223% |  | 7825 | 0.01067% | 0.01113% | 7825 | 2078 | 0.009931% | 3308 | 0.009816% | 0.009873% |  | 7825 | 0.01112% | 0.01223% | 0.01168% |  | 7825 | 2551 | 0.009873% | 0.01106%
| Nov | 23 | 1 | 7826 | 440.7697 | 522.1706 | 563.7224 | 0.009407% | 0.01063% | 0.01121% | 0.009993% | 1849 | 0.009866% | 0.00993% |  | 13.541 | 22.1546 | 24.4751 |  | 7826 | 427.2287 | 500.016 | 539.2473 |  | 7826 | 0.0093% | 0.01061% | 0.01117% | 0.0148% | 0.01112% | 0.01223% |  | 7826 | 0.01061% | 0.01117% | 7826 | 3290 | 0.00993% | 6218 | 0.009816% | 0.009873% |  | 7826 | 0.01112% | 0.01223% | 0.01167% |  | 7826 | 1849 | 0.009873% | 0.01039%
| Nov | 23 | 2 | 7827 | 437.8835 | 523.7812 | 566.9107 | 0.009346% | 0.01067% | 0.01127% | 0.009992% | 2193 | 0.009865% | 0.009929% |  | 13.5437 | 22.1526 | 24.4749 |  | 7827 | 424.3398 | 501.6286 | 542.4358 |  | 7827 | 0.009237% | 0.01065% | 0.01123% | 0.0148% | 0.01112% | 0.01223% |  | 7827 | 0.01065% | 0.01123% | 7827 | 6194 | 0.009928% | 1822 | 0.009814% | 0.009871% |  | 7827 | 0.01112% | 0.01223% | 0.01167% |  | 7827 | 2193 | 0.009871% | 0.0107%
| Nov | 23 | 3 | 7828 | 435.4677 | 525.8107 | 567.2201 | 0.009294% | 0.01071% | 0.01128% | 0.009991% | 6671 | 0.009865% | 0.009928% |  | 13.5465 | 22.1506 | 24.4746 |  | 7828 | 421.9212 | 503.66 | 542.7455 |  | 7828 | 0.009184% | 0.01069% | 0.01124% | 0.01481% | 0.01111% | 0.01223% |  | 7828 | 0.01069% | 0.01124% | 7828 | 1685 | 0.009928% | 2216 | 0.009814% | 0.009871% |  | 7828 | 0.01111% | 0.01223% | 0.01167% |  | 7828 | 6671 | 0.009871% | 0.01198%
| Nov | 23 | 4 | 7829 | 439.953 | 535.3343 | 570.7085 | 0.00939% | 0.0109% | 0.01135% | 0.00999% | 1824 | 0.009864% | 0.009927% |  | 13.5492 | 22.1487 | 24.4743 |  | 7829 | 426.4038 | 513.1856 | 546.2342 |  | 7829 | 0.009282% | 0.01089% | 0.01131% | 0.01481% | 0.01111% | 0.01223% |  | 7829 | 0.01089% | 0.01131% | 7829 | 1859 | 0.009928% | 6197 | 0.009814% | 0.009871% |  | 7829 | 0.01111% | 0.01223% | 0.01167% |  | 7829 | 1824 | 0.009871% | 0.01037%
| Nov | 23 | 5 | 7830 | 448.7914 | 545.9658 | 580.8734 | 0.009578% | 0.01112% | 0.01155% | 0.00999% | 5336 | 0.009862% | 0.009926% |  | 13.552 | 22.1467 | 24.474 |  | 7830 | 435.2395 | 523.8191 | 556.3994 |  | 7830 | 0.009474% | 0.01112% | 0.01152% | 0.01481% | 0.01111% | 0.01223% |  | 7830 | 0.01112% | 0.01152% | 7830 | 7241 | 0.009927% | 1930 | 0.009813% | 0.00987% |  | 7830 | 0.01111% | 0.01223% | 0.01167% |  | 7830 | 5336 | 0.00987% | 0.01251%
| Nov | 23 | 6 | 7831 | 459.0598 | 558.3381 | 591.5166 | 0.009798% | 0.01137% | 0.01176% | 0.00999% | 3309 | 0.00986% | 0.009925% |  | 13.5547 | 22.1447 | 24.4738 |  | 7831 | 445.5051 | 536.1934 | 567.0428 |  | 7831 | 0.009698% | 0.01138% | 0.01174% | 0.01482% | 0.01111% | 0.01223% |  | 7831 | 0.01138% | 0.01174% | 7831 | 1118 | 0.009926% | 2685 | 0.009813% | 0.00987% |  | 7831 | 0.01111% | 0.01223% | 0.01167% |  | 7831 | 3309 | 0.00987% | 0.01189%
| Nov | 23 | 7 | 7832 | 463.7151 | 560.5817 | 595.3706 | 0.009897% | 0.01142% | 0.01184% | 0.00999% | 7682 | 0.00986% | 0.009925% |  | 13.5575 | 22.1427 | 24.4735 |  | 7832 | 450.1576 | 538.439 | 570.8971 |  | 7832 | 0.009799% | 0.01143% | 0.01182% | 0.01482% | 0.01111% | 0.01223% |  | 7832 | 0.01143% | 0.01182% | 7832 | 708 | 0.009924% | 6477 | 0.009811% | 0.009868% |  | 7832 | 0.01111% | 0.01223% | 0.01167% |  | 7832 | 7682 | 0.009868% | 0.01175%
| Nov | 23 | 8 | 7833 | 459.5202 | 550.5181 | 597.0023 | 0.009807% | 0.01121% | 0.01187% | 0.009989% | 2395 | 0.009859% | 0.009924% |  | 13.5603 | 22.1407 | 24.4732 |  | 7833 | 445.96 | 528.3774 | 572.5291 |  | 7833 | 0.009708% | 0.01121% | 0.01186% | 0.01482% | 0.01111% | 0.01223% |  | 7833 | 0.01121% | 0.01186% | 7833 | 2160 | 0.009924% | 6367 | 0.00981% | 0.009867% |  | 7833 | 0.01111% | 0.01223% | 0.01167% |  | 7833 | 2395 | 0.009867% | 0.0109%
| Nov | 23 | 9 | 7834 | 455.6725 | 524.6749 | 604.6635 | 0.009725% | 0.01068% | 0.01202% | 0.009989% | 7430 | 0.009859% | 0.009924% |  | 13.563 | 22.1387 | 24.4729 |  | 7834 | 442.1095 | 502.5362 | 580.1905 |  | 7834 | 0.009624% | 0.01067% | 0.01201% | 0.01482% | 0.01111% | 0.01223% |  | 7834 | 0.01067% | 0.01201% | 7834 | 7456 | 0.009923% | 7703 | 0.009807% | 0.009865% |  | 7834 | 0.01111% | 0.01223% | 0.01167% |  | 7834 | 7430 | 0.009865% | 0.01184%
| Nov | 23 | 10 | 7835 | 448.8125 | 507.8433 | 603.3694 | 0.009579% | 0.01034% | 0.012% | 0.009988% | 1821 | 0.009858% | 0.009923% |  | 13.5658 | 22.1367 | 24.4727 |  | 7835 | 435.2467 | 485.7066 | 578.8968 |  | 7835 | 0.009474% | 0.01031% | 0.01199% | 0.01483% | 0.01111% | 0.01223% |  | 7835 | 0.01031% | 0.01199% | 7835 | 974 | 0.009923% | 3326 | 0.009807% | 0.009865% |  | 7835 | 0.01111% | 0.01223% | 0.01167% |  | 7835 | 1821 | 0.009865% | 0.01037%
| Nov | 23 | 11 | 7836 | 439.7069 | 508.6812 | 596.0552 | 0.009385% | 0.01036% | 0.01185% | 0.009987% | 6217 | 0.009858% | 0.009922% |  | 13.5686 | 22.1347 | 24.4724 |  | 7836 | 426.1383 | 486.5464 | 571.5828 |  | 7836 | 0.009276% | 0.01033% | 0.01184% | 0.01483% | 0.01111% | 0.01223% |  | 7836 | 0.01033% | 0.01184% | 7836 | 7428 | 0.009922% | 6652 | 0.009805% | 0.009864% |  | 7836 | 0.01111% | 0.01223% | 0.01167% |  | 7836 | 6217 | 0.009864% | 0.01208%
| Nov | 23 | 12 | 7837 | 435.2905 | 508.8487 | 583.0114 | 0.00929% | 0.01036% | 0.01159% | 0.009986% | 6357 | 0.009856% | 0.009921% |  | 13.5713 | 22.1327 | 24.4721 |  | 7837 | 421.7192 | 486.716 | 558.5393 |  | 7837 | 0.00918% | 0.01033% | 0.01157% | 0.01483% | 0.01111% | 0.01223% |  | 7837 | 0.01033% | 0.01157% | 7837 | 2546 | 0.009921% | 6695 | 0.009804% | 0.009862% |  | 7837 | 0.01111% | 0.01223% | 0.01167% |  | 7837 | 6357 | 0.009862% | 0.01204%
| Nov | 23 | 13 | 7838 | 428.6144 | 509.64 | 581.8205 | 0.009148% | 0.01038% | 0.01157% | 0.009986% | 5357 | 0.009855% | 0.009921% |  | 13.5741 | 22.1307 | 24.4718 |  | 7838 | 415.0403 | 487.5093 | 557.3487 |  | 7838 | 0.009035% | 0.01035% | 0.01154% | 0.01484% | 0.0111% | 0.01223% |  | 7838 | 0.01035% | 0.01154% | 7838 | 2843 | 0.009919% | 7427 | 0.009804% | 0.009862% |  | 7838 | 0.0111% | 0.01223% | 0.01167% |  | 7838 | 5357 | 0.009862% | 0.0125%
| Nov | 23 | 14 | 7839 | 420.5206 | 513.429 | 581.1266 | 0.008975% | 0.01046% | 0.01156% | 0.009985% | 8495 | 0.009855% | 0.00992% |  | 13.5769 | 22.1287 | 24.4716 |  | 7839 | 406.9438 | 491.3003 | 556.655 |  | 7839 | 0.008858% | 0.01043% | 0.01153% | 0.01484% | 0.0111% | 0.01223% |  | 7839 | 0.01043% | 0.01153% | 7839 | 2104 | 0.009918% | 2025 | 0.009804% | 0.009861% |  | 7839 | 0.0111% | 0.01223% | 0.01167% |  | 7839 | 8495 | 0.009861% | 0.01119%
| Nov | 23 | 15 | 7840 | 417.6645 | 515.654 | 580.3764 | 0.008914% | 0.0105% | 0.01154% | 0.009985% | 7767 | 0.009854% | 0.009919% |  | 13.5797 | 22.1267 | 24.4713 |  | 7840 | 404.0848 | 493.5273 | 555.9051 |  | 7840 | 0.008796% | 0.01048% | 0.01151% | 0.01484% | 0.0111% | 0.01223% |  | 7840 | 0.01048% | 0.01151% | 7840 | 2280 | 0.009918% | 8590 | 0.009801% | 0.00986% |  | 7840 | 0.0111% | 0.01223% | 0.01167% |  | 7840 | 7767 | 0.00986% | 0.01171%
| Nov | 23 | 16 | 7841 | 426.2087 | 526.9371 | 587.6063 | 0.009097% | 0.01073% | 0.01168% | 0.009984% | 8525 | 0.009853% | 0.009919% |  | 13.5824 | 22.1247 | 24.471 |  | 7841 | 412.6262 | 504.8124 | 563.1353 |  | 7841 | 0.008982% | 0.01071% | 0.01166% | 0.01485% | 0.0111% | 0.01223% |  | 7841 | 0.01071% | 0.01166% | 7841 | 2339 | 0.009917% | 2043 | 0.009801% | 0.009859% |  | 7841 | 0.0111% | 0.01223% | 0.01167% |  | 7841 | 8525 | 0.009859% | 0.01117%
| Nov | 23 | 17 | 7842 | 432.5992 | 532.8487 | 589.9412 | 0.009233% | 0.01085% | 0.01173% | 0.009984% | 2083 | 0.009851% | 0.009918% |  | 13.5852 | 22.1227 | 24.4707 |  | 7842 | 419.014 | 510.726 | 565.4705 |  | 7842 | 0.009121% | 0.01084% | 0.01171% | 0.01485% | 0.0111% | 0.01223% |  | 7842 | 0.01084% | 0.01171% | 7842 | 3195 | 0.009916% | 2483 | 0.0098% | 0.009858% |  | 7842 | 0.0111% | 0.01223% | 0.01167% |  | 7842 | 2083 | 0.009858% | 0.0106%
| Nov | 23 | 18 | 7843 | 434.5559 | 535.0271 | 584.2773 | 0.009275% | 0.0109% | 0.01162% | 0.009984% | 7683 | 0.009851% | 0.009917% |  | 13.588 | 22.1206 | 24.4705 |  | 7843 | 420.9679 | 512.9064 | 559.8069 |  | 7843 | 0.009164% | 0.01089% | 0.01159% | 0.01485% | 0.0111% | 0.01223% |  | 7843 | 0.01089% | 0.01159% | 7843 | 1993 | 0.009916% | 8559 | 0.009798% | 0.009857% |  | 7843 | 0.0111% | 0.01223% | 0.01167% |  | 7843 | 7683 | 0.009857% | 0.01175%
| Nov | 23 | 19 | 7844 | 437.4484 | 533.5003 | 579.0355 | 0.009336% | 0.01086% | 0.01151% | 0.009983% | 6674 | 0.009849% | 0.009916% |  | 13.5908 | 22.1186 | 24.4702 |  | 7844 | 423.8576 | 511.3817 | 554.5653 |  | 7844 | 0.009226% | 0.01085% | 0.01148% | 0.01485% | 0.0111% | 0.01223% |  | 7844 | 0.01085% | 0.01148% | 7844 | 6715 | 0.009916% | 1768 | 0.009796% | 0.009856% |  | 7844 | 0.0111% | 0.01223% | 0.01166% |  | 7844 | 6674 | 0.009856% | 0.01197%
| Nov | 23 | 20 | 7845 | 437.4884 | 533.491 | 576.1098 | 0.009337% | 0.01086% | 0.01146% | 0.009983% | 2574 | 0.009848% | 0.009915% |  | 13.5936 | 22.1166 | 24.4699 |  | 7845 | 423.8948 | 511.3744 | 551.6398 |  | 7845 | 0.009227% | 0.01085% | 0.01142% | 0.01486% | 0.0111% | 0.01223% |  | 7845 | 0.01085% | 0.01142% | 7845 | 2077 | 0.009915% | 2398 | 0.009796% | 0.009855% |  | 7845 | 0.0111% | 0.01223% | 0.01166% |  | 7845 | 2574 | 0.009855% | 0.01109%
| Nov | 23 | 21 | 7846 | 438.4306 | 530.3723 | 568.8236 | 0.009357% | 0.0108% | 0.01131% | 0.009982% | 7680 | 0.009846% | 0.009914% |  | 13.5964 | 22.1146 | 24.4697 |  | 7846 | 424.8342 | 508.2577 | 544.354 |  | 7846 | 0.009248% | 0.01079% | 0.01127% | 0.01486% | 0.0111% | 0.01223% |  | 7846 | 0.01079% | 0.01127% | 7846 | 1476 | 0.009915% | 2285 | 0.009795% | 0.009855% |  | 7846 | 0.0111% | 0.01223% | 0.01166% |  | 7846 | 7680 | 0.009855% | 0.01175%
| Nov | 23 | 22 | 7847 | 438.0034 | 521.9007 | 563.5911 | 0.009348% | 0.01063% | 0.01121% | 0.009981% | 2011 | 0.009845% | 0.009913% |  | 13.5992 | 22.1126 | 24.4694 |  | 7847 | 424.4042 | 499.7881 | 539.1218 |  | 7847 | 0.009238% | 0.01061% | 0.01116% | 0.01486% | 0.0111% | 0.01223% |  | 7847 | 0.01061% | 0.01116% | 7847 | 5881 | 0.009915% | 2470 | 0.009795% | 0.009855% |  | 7847 | 0.0111% | 0.01223% | 0.01166% |  | 7847 | 2011 | 0.009855% | 0.01053%
| Nov | 23 | 23 | 7848 | 436.765 | 514.0341 | 556.5207 | 0.009322% | 0.01047% | 0.01107% | 0.009981% | 2077 | 0.009844% | 0.009913% |  | 13.602 | 22.1105 | 24.4691 |  | 7848 | 423.163 | 491.9236 | 532.0516 |  | 7848 | 0.009211% | 0.01044% | 0.01102% | 0.01487% | 0.01109% | 0.01223% |  | 7848 | 0.01044% | 0.01102% | 7848 | 672 | 0.009915% | 1843 | 0.009795% | 0.009855% |  | 7848 | 0.01109% | 0.01223% | 0.01166% |  | 7848 | 2077 | 0.009855% | 0.01059%
| Nov | 24 | 0 | 7849 | 436.6539 | 512.8146 | 558.4618 | 0.009319% | 0.01044% | 0.0111% | 0.009981% | 2348 | 0.009843% | 0.009912% |  | 13.6047 | 22.1085 | 24.4688 |  | 7849 | 423.0492 | 490.7061 | 533.9929 |  | 7849 | 0.009209% | 0.01042% | 0.01106% | 0.01487% | 0.01109% | 0.01223% |  | 7849 | 0.01042% | 0.01106% | 7849 | 7352 | 0.009914% | 8519 | 0.009795% | 0.009854% |  | 7849 | 0.01109% | 0.01223% | 0.01166% |  | 7849 | 2348 | 0.009854% | 0.01085%
| Nov | 24 | 1 | 7850 | 435.5919 | 511.986 | 556.0425 | 0.009297% | 0.01043% | 0.01106% | 0.009981% | 7190 | 0.009843% | 0.009912% |  | 13.6075 | 22.1065 | 24.4686 |  | 7850 | 421.9844 | 489.8796 | 531.5739 |  | 7850 | 0.009186% | 0.0104% | 0.01101% | 0.01487% | 0.01109% | 0.01223% |  | 7850 | 0.0104% | 0.01101% | 7850 | 3006 | 0.009914% | 1951 | 0.009794% | 0.009854% |  | 7850 | 0.01109% | 0.01223% | 0.01166% |  | 7850 | 7190 | 0.009854% | 0.0119%
| Nov | 24 | 2 | 7851 | 434.9794 | 515.2909 | 559.0526 | 0.009284% | 0.01049% | 0.01112% | 0.009981% | 7152 | 0.009843% | 0.009912% |  | 13.6103 | 22.1044 | 24.4683 |  | 7851 | 421.3691 | 493.1865 | 534.5842 |  | 7851 | 0.009172% | 0.01047% | 0.01107% | 0.01488% | 0.01109% | 0.01223% |  | 7851 | 0.01047% | 0.01107% | 7851 | 2688 | 0.009914% | 7429 | 0.009793% | 0.009854% |  | 7851 | 0.01109% | 0.01223% | 0.01166% |  | 7851 | 7152 | 0.009854% | 0.01191%
| Nov | 24 | 3 | 7852 | 438.167 | 519.0892 | 563.8256 | 0.009352% | 0.01057% | 0.01121% | 0.00998% | 3322 | 0.009842% | 0.009911% |  | 13.6131 | 22.1024 | 24.468 |  | 7852 | 424.5539 | 496.9868 | 539.3575 |  | 7852 | 0.009242% | 0.01055% | 0.01117% | 0.01488% | 0.01109% | 0.01223% |  | 7852 | 0.01055% | 0.01117% | 7852 | 7290 | 0.009914% | 8606 | 0.009793% | 0.009853% |  | 7852 | 0.01109% | 0.01223% | 0.01166% |  | 7852 | 3322 | 0.009853% | 0.0119%
| Nov | 24 | 4 | 7853 | 443.0516 | 527.9518 | 571.8994 | 0.009456% | 0.01075% | 0.01137% | 0.00998% | 7730 | 0.00984% | 0.00991% |  | 13.616 | 22.1004 | 24.4678 |  | 7853 | 429.4357 | 505.8515 | 547.4316 |  | 7853 | 0.009348% | 0.01074% | 0.01134% | 0.01488% | 0.01109% | 0.01223% |  | 7853 | 0.01074% | 0.01134% | 7853 | 2053 | 0.009914% | 7704 | 0.009792% | 0.009853% |  | 7853 | 0.01109% | 0.01223% | 0.01166% |  | 7853 | 7730 | 0.009853% | 0.01173%
| Nov | 24 | 5 | 7854 | 449.6697 | 535.5763 | 580.9297 | 0.009597% | 0.01091% | 0.01155% | 0.009979% | 2444 | 0.00984% | 0.00991% |  | 13.6188 | 22.0983 | 24.4675 |  | 7854 | 436.051 | 513.478 | 556.4622 |  | 7854 | 0.009492% | 0.0109% | 0.01152% | 0.01489% | 0.01109% | 0.01223% |  | 7854 | 0.0109% | 0.01152% | 7854 | 2140 | 0.009913% | 8597 | 0.009791% | 0.009852% |  | 7854 | 0.01109% | 0.01223% | 0.01166% |  | 7854 | 2444 | 0.009852% | 0.01095%
| Nov | 24 | 6 | 7855 | 461.0279 | 546.9619 | 592.1917 | 0.00984% | 0.01114% | 0.01178% | 0.009979% | 3334 | 0.00984% | 0.00991% |  | 13.6216 | 22.0963 | 24.4672 |  | 7855 | 447.4064 | 524.8656 | 567.7245 |  | 7855 | 0.009739% | 0.01114% | 0.01176% | 0.01489% | 0.01109% | 0.01223% |  | 7855 | 0.01114% | 0.01176% | 7855 | 2283 | 0.009913% | 2452 | 0.009788% | 0.009851% |  | 7855 | 0.01109% | 0.01223% | 0.01166% |  | 7855 | 3334 | 0.009851% | 0.01191%
| Nov | 24 | 7 | 7856 | 467.0729 | 550.2574 | 598.9996 | 0.009969% | 0.01121% | 0.01191% | 0.009978% | 2685 | 0.00984% | 0.009909% |  | 13.6244 | 22.0942 | 24.467 |  | 7856 | 453.4485 | 528.1632 | 574.5326 |  | 7856 | 0.009871% | 0.01121% | 0.0119% | 0.01489% | 0.01109% | 0.01223% |  | 7856 | 0.01121% | 0.0119% | 7856 | 1794 | 0.009913% | 3309 | 0.009788% | 0.009851% |  | 7856 | 0.01109% | 0.01223% | 0.01166% |  | 7856 | 2685 | 0.009851% | 0.01121%
| Nov | 24 | 8 | 7857 | 461.4569 | 540.771 | 597.7712 | 0.009849% | 0.01101% | 0.01189% | 0.009977% | 7681 | 0.009839% | 0.009908% |  | 13.6272 | 22.0922 | 24.4667 |  | 7857 | 447.8297 | 518.6789 | 573.3045 |  | 7857 | 0.009748% | 0.01101% | 0.01187% | 0.01489% | 0.01109% | 0.01223% |  | 7857 | 0.01101% | 0.01187% | 7857 | 2424 | 0.009912% | 2445 | 0.009788% | 0.00985% |  | 7857 | 0.01109% | 0.01223% | 0.01166% |  | 7857 | 7681 | 0.00985% | 0.01175%
| Nov | 24 | 9 | 7858 | 450.878 | 522.2265 | 576.1191 | 0.009623% | 0.01063% | 0.01146% | 0.009977% | 6318 | 0.009838% | 0.009907% |  | 13.63 | 22.0901 | 24.4664 |  | 7858 | 437.248 | 500.1364 | 551.6527 |  | 7858 | 0.009518% | 0.01062% | 0.01142% | 0.0149% | 0.01108% | 0.01223% |  | 7858 | 0.01062% | 0.01142% | 7858 | 3147 | 0.009912% | 8560 | 0.009785% | 0.009849% |  | 7858 | 0.01108% | 0.01223% | 0.01166% |  | 7858 | 6318 | 0.009849% | 0.01205%
| Nov | 24 | 10 | 7859 | 440.4867 | 507.834 | 549.2815 | 0.009401% | 0.01034% | 0.01092% | 0.009976% | 8197 | 0.009835% | 0.009905% |  | 13.6328 | 22.0881 | 24.4662 |  | 7859 | 426.8538 | 485.7459 | 524.8153 |  | 7859 | 0.009292% | 0.01031% | 0.01087% | 0.0149% | 0.01108% | 0.01223% |  | 7859 | 0.01031% | 0.01087% | 7859 | 2641 | 0.00991% | 2312 | 0.009784% | 0.009847% |  | 7859 | 0.01108% | 0.01223% | 0.01166% |  | 7859 | 8197 | 0.009847% | 0.01143%
| Nov | 24 | 11 | 7860 | 431.3167 | 488.9636 | 529.9081 | 0.009206% | 0.009957% | 0.01054% | 0.009976% | 8608 | 0.009835% | 0.009905% |  | 13.6356 | 22.086 | 24.4659 |  | 7860 | 417.6811 | 466.8776 | 505.4422 |  | 7860 | 0.009092% | 0.009909% | 0.01047% | 0.0149% | 0.01108% | 0.01223% |  | 7860 | 0.009909% | 0.01047% | 7860 | 1310 | 0.00991% | 1900 | 0.009783% | 0.009847% |  | 7860 | 0.01108% | 0.01223% | 0.01166% |  | 7860 | 8608 | 0.009847% | 0.0111%
| Nov | 24 | 12 | 7861 | 425.6938 | 477.215 | 514.6607 | 0.009086% | 0.009718% | 0.01023% | 0.009974% | 1720 | 0.009835% | 0.009905% |  | 13.6385 | 22.084 | 24.4656 |  | 7861 | 412.0554 | 455.131 | 490.195 |  | 7861 | 0.00897% | 0.00966% | 0.01015% | 0.01491% | 0.01108% | 0.01223% |  | 7861 | 0.00966% | 0.01015% | 7861 | 864 | 0.00991% | 8758 | 0.009782% | 0.009846% |  | 7861 | 0.01108% | 0.01223% | 0.01165% |  | 7861 | 1720 | 0.009846% | 0.01029%
| Nov | 24 | 13 | 7862 | 421.6077 | 464.8613 | 505.9586 | 0.008998% | 0.009466% | 0.01006% | 0.009974% | 2380 | 0.009834% | 0.009904% |  | 13.6413 | 22.0819 | 24.4654 |  | 7862 | 407.9665 | 442.7794 | 481.4932 |  | 7862 | 0.008881% | 0.009398% | 0.009971% | 0.01491% | 0.01108% | 0.01223% |  | 7862 | 0.009398% | 0.009971% | 7862 | 7860 | 0.009909% | 7685 | 0.009782% | 0.009846% |  | 7862 | 0.01108% | 0.01223% | 0.01165% |  | 7862 | 2380 | 0.009846% | 0.01088%
| Nov | 24 | 14 | 7863 | 423.6285 | 461.8543 | 500.5292 | 0.009041% | 0.009405% | 0.009953% | 0.009974% | 2003 | 0.009834% | 0.009904% |  | 13.6441 | 22.0798 | 24.4651 |  | 7863 | 409.9844 | 439.7745 | 476.0641 |  | 7863 | 0.008925% | 0.009334% | 0.009859% | 0.01491% | 0.01108% | 0.01223% |  | 7863 | 0.009334% | 0.009859% | 7863 | 2057 | 0.009909% | 2386 | 0.009781% | 0.009845% |  | 7863 | 0.01108% | 0.01223% | 0.01165% |  | 7863 | 2003 | 0.009845% | 0.01052%
| Nov | 24 | 15 | 7864 | 428.3823 | 469.4136 | 504.2144 | 0.009143% | 0.009559% | 0.01003% | 0.009973% | 2418 | 0.009833% | 0.009903% |  | 13.6469 | 22.0778 | 24.4649 |  | 7864 | 414.7354 | 447.3359 | 479.7496 |  | 7864 | 0.009028% | 0.009495% | 0.009935% | 0.01492% | 0.01108% | 0.01223% |  | 7864 | 0.009495% | 0.009935% | 7864 | 2161 | 0.009908% | 1906 | 0.009781% | 0.009844% |  | 7864 | 0.01108% | 0.01223% | 0.01165% |  | 7864 | 2418 | 0.009844% | 0.01092%
| Nov | 24 | 16 | 7865 | 444.2789 | 492.8736 | 522.3031 | 0.009482% | 0.01004% | 0.01039% | 0.009971% | 2419 | 0.00983% | 0.009901% |  | 13.6498 | 22.0757 | 24.4646 |  | 7865 | 430.6292 | 470.7979 | 497.8385 |  | 7865 | 0.009374% | 0.009993% | 0.01031% | 0.01492% | 0.01108% | 0.01223% |  | 7865 | 0.009993% | 0.01031% | 7865 | 2103 | 0.009908% | 2340 | 0.009779% | 0.009843% |  | 7865 | 0.01108% | 0.01223% | 0.01165% |  | 7865 | 2419 | 0.009843% | 0.01092%
| Nov | 24 | 17 | 7866 | 458.6029 | 507.9085 | 541.9485 | 0.009788% | 0.01034% | 0.01078% | 0.009971% | 2144 | 0.00983% | 0.0099% |  | 13.6526 | 22.0736 | 24.4643 |  | 7866 | 444.9503 | 485.8348 | 517.4841 |  | 7866 | 0.009686% | 0.01031% | 0.01072% | 0.01492% | 0.01108% | 0.01223% |  | 7866 | 0.01031% | 0.01072% | 7866 | 3002 | 0.009908% | 7358 | 0.009778% | 0.009843% |  | 7866 | 0.01108% | 0.01223% | 0.01165% |  | 7866 | 2144 | 0.009843% | 0.01065%
| Nov | 24 | 18 | 7867 | 464.6027 | 512.4887 | 549.1314 | 0.009916% | 0.01044% | 0.01092% | 0.009971% | 2012 | 0.009829% | 0.0099% |  | 13.6554 | 22.0716 | 24.4641 |  | 7867 | 450.9473 | 490.4172 | 524.6674 |  | 7867 | 0.009816% | 0.01041% | 0.01087% | 0.01493% | 0.01107% | 0.01223% |  | 7867 | 0.01041% | 0.01087% | 7867 | 673 | 0.009907% | 1882 | 0.009778% | 0.009843% |  | 7867 | 0.01107% | 0.01223% | 0.01165% |  | 7867 | 2012 | 0.009843% | 0.01053%
| Nov | 24 | 19 | 7868 | 468.7007 | 515.9705 | 551.4101 | 0.01% | 0.01051% | 0.01096% | 0.009969% | 6345 | 0.009829% | 0.009899% |  | 13.6583 | 22.0695 | 24.4638 |  | 7868 | 455.0425 | 493.901 | 526.9463 |  | 7868 | 0.009905% | 0.01048% | 0.01091% | 0.01493% | 0.01107% | 0.01223% |  | 7868 | 0.01048% | 0.01091% | 7868 | 1748 | 0.009907% | 1869 | 0.009778% | 0.009842% |  | 7868 | 0.01107% | 0.01223% | 0.01165% |  | 7868 | 6345 | 0.009842% | 0.01204%
| Nov | 24 | 20 | 7869 | 470.2705 | 517.9348 | 552.4228 | 0.01004% | 0.01055% | 0.01098% | 0.009969% | 8607 | 0.009828% | 0.009898% |  | 13.6611 | 22.0674 | 24.4635 |  | 7869 | 456.6094 | 495.8674 | 527.9593 |  | 7869 | 0.009939% | 0.01052% | 0.01093% | 0.01493% | 0.01107% | 0.01223% |  | 7869 | 0.01052% | 0.01093% | 7869 | 877 | 0.009907% | 7153 | 0.009778% | 0.009842% |  | 7869 | 0.01107% | 0.01223% | 0.01165% |  | 7869 | 8607 | 0.009842% | 0.0111%
| Nov | 24 | 21 | 7870 | 470.1044 | 514.2017 | 547.1622 | 0.01003% | 0.01047% | 0.01088% | 0.009969% | 3323 | 0.009827% | 0.009898% |  | 13.6639 | 22.0653 | 24.4633 |  | 7870 | 456.4405 | 492.1364 | 522.6989 |  | 7870 | 0.009936% | 0.01045% | 0.01082% | 0.01493% | 0.01107% | 0.01223% |  | 7870 | 0.01045% | 0.01082% | 7870 | 674 | 0.009906% | 8509 | 0.009777% | 0.009842% |  | 7870 | 0.01107% | 0.01223% | 0.01165% |  | 7870 | 3323 | 0.009842% | 0.0119%
| Nov | 24 | 22 | 7871 | 465.8503 | 509.9007 | 533.6215 | 0.009943% | 0.01038% | 0.01061% | 0.009969% | 6389 | 0.009826% | 0.009897% |  | 13.6668 | 22.0632 | 24.463 |  | 7871 | 452.1835 | 487.8375 | 509.1584 |  | 7871 | 0.009843% | 0.01035% | 0.01054% | 0.01494% | 0.01107% | 0.01223% |  | 7871 | 0.01035% | 0.01054% | 7871 | 3049 | 0.009906% | 2528 | 0.009777% | 0.009842% |  | 7871 | 0.01107% | 0.01223% | 0.01165% |  | 7871 | 6389 | 0.009842% | 0.01203%
| Nov | 24 | 23 | 7872 | 464.6396 | 508.5322 | 530.7427 | 0.009917% | 0.01036% | 0.01055% | 0.009967% | 2411 | 0.009825% | 0.009896% |  | 13.6696 | 22.0612 | 24.4628 |  | 7872 | 450.97 | 486.471 | 506.2799 |  | 7872 | 0.009817% | 0.01033% | 0.01048% | 0.01494% | 0.01107% | 0.01223% |  | 7872 | 0.01033% | 0.01048% | 7872 | 2309 | 0.009906% | 2189 | 0.009775% | 0.00984% |  | 7872 | 0.01107% | 0.01223% | 0.01165% |  | 7872 | 2411 | 0.00984% | 0.01091%
| Nov | 25 | 0 | 7873 | 462.6288 | 511.7998 | 525.5383 | 0.009874% | 0.01042% | 0.01045% | 0.009967% | 7671 | 0.009825% | 0.009896% |  | 13.6725 | 22.0591 | 24.4625 |  | 7873 | 448.9563 | 489.7408 | 501.0758 |  | 7873 | 0.009773% | 0.01039% | 0.01038% | 0.01494% | 0.01107% | 0.01223% |  | 7873 | 0.01039% | 0.01038% | 7873 | 2643 | 0.009905% | 2576 | 0.009774% | 0.00984% |  | 7873 | 0.01107% | 0.01223% | 0.01165% |  | 7873 | 7671 | 0.00984% | 0.01175%
| Nov | 25 | 1 | 7874 | 464.1718 | 515.9612 | 529.2892 | 0.009907% | 0.01051% | 0.01052% | 0.009966% | 2393 | 0.009825% | 0.009896% |  | 13.6753 | 22.057 | 24.4622 |  | 7874 | 450.4965 | 493.9042 | 504.8269 |  | 7874 | 0.009806% | 0.01048% | 0.01045% | 0.01495% | 0.01107% | 0.01223% |  | 7874 | 0.01048% | 0.01045% | 7874 | 1653 | 0.009905% | 6382 | 0.009773% | 0.009839% |  | 7874 | 0.01107% | 0.01223% | 0.01165% |  | 7874 | 2393 | 0.009839% | 0.0109%
| Nov | 25 | 2 | 7875 | 467.7149 | 523.3995 | 530.7708 | 0.009982% | 0.01066% | 0.01055% | 0.009966% | 3321 | 0.009824% | 0.009895% |  | 13.6782 | 22.0549 | 24.462 |  | 7875 | 454.0367 | 501.3446 | 506.3088 |  | 7875 | 0.009883% | 0.01064% | 0.01048% | 0.01495% | 0.01107% | 0.01223% |  | 7875 | 0.01064% | 0.01048% | 7875 | 8714 | 0.009905% | 6696 | 0.009772% | 0.009838% |  | 7875 | 0.01107% | 0.01223% | 0.01165% |  | 7875 | 3321 | 0.009838% | 0.0119%
| Nov | 25 | 3 | 7876 | 473.2423 | 527.4957 | 537.1004 | 0.0101% | 0.01074% | 0.01068% | 0.009966% | 2394 | 0.009824% | 0.009895% |  | 13.681 | 22.0528 | 24.4617 |  | 7876 | 459.5613 | 505.4429 | 512.6387 |  | 7876 | 0.01% | 0.01073% | 0.01062% | 0.01495% | 0.01107% | 0.01223% |  | 7876 | 0.01073% | 0.01062% | 7876 | 2848 | 0.009905% | 1996 | 0.009772% | 0.009838% |  | 7876 | 0.01107% | 0.01223% | 0.01165% |  | 7876 | 2394 | 0.009838% | 0.0109%
| Nov | 25 | 4 | 7877 | 476.6361 | 535.4181 | 546.5058 | 0.01017% | 0.0109% | 0.01087% | 0.009965% | 3325 | 0.009823% | 0.009894% |  | 13.6839 | 22.0507 | 24.4615 |  | 7877 | 462.9522 | 513.3674 | 522.0443 |  | 7877 | 0.01008% | 0.0109% | 0.01081% | 0.01496% | 0.01106% | 0.01223% |  | 7877 | 0.0109% | 0.01081% | 7877 | 7362 | 0.009904% | 2262 | 0.009772% | 0.009838% |  | 7877 | 0.01106% | 0.01223% | 0.01165% |  | 7877 | 3325 | 0.009838% | 0.0119%
| Nov | 25 | 5 | 7878 | 490.6304 | 544.3366 | 561.5 | 0.01047% | 0.01108% | 0.01117% | 0.009964% | 7432 | 0.009821% | 0.009893% |  | 13.6867 | 22.0486 | 24.4612 |  | 7878 | 476.9436 | 522.288 | 537.0388 |  | 7878 | 0.01038% | 0.01109% | 0.01112% | 0.01496% | 0.01106% | 0.01223% |  | 7878 | 0.01109% | 0.01112% | 7878 | 6533 | 0.009904% | 1823 | 0.009771% | 0.009838% |  | 7878 | 0.01106% | 0.01223% | 0.01164% |  | 7878 | 7432 | 0.009838% | 0.01184%
| Nov | 25 | 6 | 7879 | 504.9392 | 557.4258 | 581.0985 | 0.01078% | 0.01135% | 0.01155% | 0.009964% | 2264 | 0.00982% | 0.009892% |  | 13.6896 | 22.0465 | 24.461 |  | 7879 | 491.2496 | 535.3793 | 556.6375 |  | 7879 | 0.01069% | 0.01136% | 0.01153% | 0.01496% | 0.01106% | 0.01223% |  | 7879 | 0.01136% | 0.01153% | 7879 | 1654 | 0.009903% | 2371 | 0.009771% | 0.009837% |  | 7879 | 0.01106% | 0.01223% | 0.01164% |  | 7879 | 2264 | 0.009837% | 0.01077%
| Nov | 25 | 7 | 7880 | 513.5708 | 565.3668 | 588.0564 | 0.01096% | 0.01151% | 0.01169% | 0.009964% | 7151 | 0.00982% | 0.009892% |  | 13.6924 | 22.0444 | 24.4607 |  | 7880 | 499.8784 | 543.3224 | 563.5957 |  | 7880 | 0.01088% | 0.01153% | 0.01167% | 0.01497% | 0.01106% | 0.01223% |  | 7880 | 0.01153% | 0.01167% | 7880 | 910 | 0.009902% | 2080 | 0.00977% | 0.009836% |  | 7880 | 0.01106% | 0.01223% | 0.01164% |  | 7880 | 7151 | 0.009836% | 0.01191%
| Nov | 25 | 8 | 7881 | 513.6857 | 558.4777 | 581.0609 | 0.01096% | 0.01137% | 0.01155% | 0.009964% | 6506 | 0.009817% | 0.009891% |  | 13.6953 | 22.0423 | 24.4604 |  | 7881 | 499.9904 | 536.4354 | 556.6005 |  | 7881 | 0.01088% | 0.01139% | 0.01153% | 0.01497% | 0.01106% | 0.01223% |  | 7881 | 0.01139% | 0.01153% | 7881 | 1525 | 0.009901% | 7684 | 0.009769% | 0.009835% |  | 7881 | 0.01106% | 0.01223% | 0.01164% |  | 7881 | 6506 | 0.009835% | 0.01201%
| Nov | 25 | 9 | 7882 | 504.6404 | 537.3638 | 561.0312 | 0.01077% | 0.01094% | 0.01116% | 0.009963% | 1848 | 0.009815% | 0.009889% |  | 13.6982 | 22.0402 | 24.4602 |  | 7882 | 490.9422 | 515.3236 | 536.571 |  | 7882 | 0.01069% | 0.01094% | 0.01111% | 0.01497% | 0.01106% | 0.01223% |  | 7882 | 0.01094% | 0.01111% | 7882 | 934 | 0.009901% | 6346 | 0.009769% | 0.009835% |  | 7882 | 0.01106% | 0.01223% | 0.01164% |  | 7882 | 1848 | 0.009835% | 0.01039%
| Nov | 25 | 10 | 7883 | 497.9601 | 519.3126 | 548.7188 | 0.01063% | 0.01058% | 0.01091% | 0.009962% | 3510 | 0.009814% | 0.009888% |  | 13.701 | 22.0381 | 24.4599 |  | 7883 | 484.2591 | 497.2745 | 524.2589 |  | 7883 | 0.01054% | 0.01055% | 0.01086% | 0.01498% | 0.01106% | 0.01223% |  | 7883 | 0.01055% | 0.01086% | 7883 | 3360 | 0.0099% | 3322 | 0.009768% | 0.009834% |  | 7883 | 0.01106% | 0.01223% | 0.01164% |  | 7883 | 3510 | 0.009834% | 0.01209%
| Nov | 25 | 11 | 7884 | 489.8821 | 503.2072 | 530.5364 | 0.01046% | 0.01025% | 0.01055% | 0.009962% | 2215 | 0.009814% | 0.009888% |  | 13.7039 | 22.036 | 24.4597 |  | 7884 | 476.1782 | 481.1712 | 506.0767 |  | 7884 | 0.01037% | 0.01021% | 0.01048% | 0.01498% | 0.01106% | 0.01223% |  | 7884 | 0.01021% | 0.01048% | 7884 | 7415 | 0.009898% | 6347 | 0.009768% | 0.009833% |  | 7884 | 0.01106% | 0.01223% | 0.01164% |  | 7884 | 2215 | 0.009833% | 0.01072%
| Nov | 25 | 12 | 7885 | 479.5984 | 493.8976 | 525.4258 | 0.01024% | 0.01006% | 0.01045% | 0.009961% | 5353 | 0.009813% | 0.009887% |  | 13.7068 | 22.0339 | 24.4594 |  | 7885 | 465.8916 | 471.8638 | 500.9663 |  | 7885 | 0.01014% | 0.01002% | 0.01037% | 0.01498% | 0.01106% | 0.01223% |  | 7885 | 0.01002% | 0.01037% | 7885 | 865 | 0.009898% | 3334 | 0.009765% | 0.009832% |  | 7885 | 0.01106% | 0.01223% | 0.01164% |  | 7885 | 5353 | 0.009832% | 0.0125%
| Nov | 25 | 13 | 7886 | 478.0805 | 485.3608 | 528.2296 | 0.0102% | 0.009884% | 0.0105% | 0.009961% | 2483 | 0.009813% | 0.009887% |  | 13.7096 | 22.0317 | 24.4592 |  | 7886 | 464.3708 | 463.3291 | 503.7704 |  | 7886 | 0.01011% | 0.009834% | 0.01043% | 0.01498% | 0.01105% | 0.01222% |  | 7886 | 0.009834% | 0.01043% | 7886 | 2844 | 0.009897% | 2716 | 0.009765% | 0.009831% |  | 7886 | 0.01105% | 0.01222% | 0.01164% |  | 7886 | 2483 | 0.009831% | 0.01099%
| Nov | 25 | 14 | 7887 | 480.7734 | 483.2755 | 536.8097 | 0.01026% | 0.009841% | 0.01067% | 0.009961% | 7431 | 0.009811% | 0.009886% |  | 13.7125 | 22.0296 | 24.4589 |  | 7887 | 467.0609 | 461.2459 | 512.3508 |  | 7887 | 0.01017% | 0.00979% | 0.01061% | 0.01499% | 0.01105% | 0.01222% |  | 7887 | 0.00979% | 0.01061% | 7887 | 6716 | 0.009896% | 2242 | 0.009765% | 0.00983% |  | 7887 | 0.01105% | 0.01222% | 0.01164% |  | 7887 | 7431 | 0.00983% | 0.01184%
| Nov | 25 | 15 | 7888 | 486.92 | 495.4523 | 547.406 | 0.01039% | 0.01009% | 0.01088% | 0.009961% | 2216 | 0.00981% | 0.009885% |  | 13.7154 | 22.0275 | 24.4587 |  | 7888 | 473.2046 | 473.4248 | 522.9474 |  | 7888 | 0.0103% | 0.01005% | 0.01083% | 0.01499% | 0.01105% | 0.01222% |  | 7888 | 0.01005% | 0.01083% | 7888 | 1661 | 0.009895% | 1846 | 0.009765% | 0.00983% |  | 7888 | 0.01105% | 0.01222% | 0.01164% |  | 7888 | 2216 | 0.00983% | 0.01072%
| Nov | 25 | 16 | 7889 | 497.8224 | 517.6555 | 560.6561 | 0.01062% | 0.01054% | 0.01115% | 0.00996% | 3293 | 0.009808% | 0.009884% |  | 13.7183 | 22.0254 | 24.4584 |  | 7889 | 484.1041 | 495.6302 | 536.1977 |  | 7889 | 0.01054% | 0.01052% | 0.0111% | 0.01499% | 0.01105% | 0.01222% |  | 7889 | 0.01052% | 0.0111% | 7889 | 3052 | 0.009895% | 6671 | 0.009763% | 0.009829% |  | 7889 | 0.01105% | 0.01222% | 0.01164% |  | 7889 | 3293 | 0.009829% | 0.01187%
| Nov | 25 | 17 | 7890 | 499.2684 | 532.467 | 569.5644 | 0.01066% | 0.01084% | 0.01133% | 0.009959% | 2470 | 0.009807% | 0.009883% |  | 13.7211 | 22.0232 | 24.4582 |  | 7890 | 485.5473 | 510.4437 | 545.1063 |  | 7890 | 0.01057% | 0.01083% | 0.01129% | 0.015% | 0.01105% | 0.01222% |  | 7890 | 0.01083% | 0.01129% | 7890 | 7388 | 0.009895% | 2681 | 0.009762% | 0.009828% |  | 7890 | 0.01105% | 0.01222% | 0.01164% |  | 7890 | 2470 | 0.009828% | 0.01098%
| Nov | 25 | 18 | 7891 | 496.0167 | 537.5872 | 570.7085 | 0.01059% | 0.01095% | 0.01135% | 0.009959% | 3324 | 0.009807% | 0.009883% |  | 13.724 | 22.0211 | 24.4579 |  | 7891 | 482.2927 | 515.5661 | 546.2506 |  | 7891 | 0.0105% | 0.01094% | 0.01131% | 0.015% | 0.01105% | 0.01222% |  | 7891 | 0.01094% | 0.01131% | 7891 | 7363 | 0.009894% | 1952 | 0.009762% | 0.009828% |  | 7891 | 0.01105% | 0.01222% | 0.01164% |  | 7891 | 3324 | 0.009828% | 0.0119%
| Nov | 25 | 19 | 7892 | 493.7543 | 540.4359 | 572.3682 | 0.01054% | 0.01101% | 0.01138% | 0.009959% | 6190 | 0.009807% | 0.009883% |  | 13.7269 | 22.019 | 24.4577 |  | 7892 | 480.0274 | 518.4169 | 547.9106 |  | 7892 | 0.01045% | 0.011% | 0.01135% | 0.015% | 0.01105% | 0.01222% |  | 7892 | 0.011% | 0.01135% | 7892 | 3003 | 0.009893% | 7682 | 0.009761% | 0.009827% |  | 7892 | 0.01105% | 0.01222% | 0.01164% |  | 7892 | 6190 | 0.009827% | 0.01209%
| Nov | 25 | 20 | 7893 | 487.9273 | 540.5662 | 569.1894 | 0.01041% | 0.01101% | 0.01132% | 0.009959% | 1820 | 0.009805% | 0.009882% |  | 13.7298 | 22.0168 | 24.4574 |  | 7893 | 474.1975 | 518.5494 | 544.732 |  | 7893 | 0.01032% | 0.01101% | 0.01128% | 0.01501% | 0.01105% | 0.01222% |  | 7893 | 0.01101% | 0.01128% | 7893 | 7119 | 0.009892% | 2438 | 0.00976% | 0.009826% |  | 7893 | 0.01105% | 0.01222% | 0.01164% |  | 7893 | 1820 | 0.009826% | 0.01037%
| Nov | 25 | 21 | 7894 | 479.7399 | 537.0752 | 560.9093 | 0.01024% | 0.01094% | 0.01115% | 0.009958% | 2398 | 0.009803% | 0.009881% |  | 13.7327 | 22.0147 | 24.4572 |  | 7894 | 466.0072 | 515.0605 | 536.4521 |  | 7894 | 0.01014% | 0.01093% | 0.01111% | 0.01501% | 0.01105% | 0.01222% |  | 7894 | 0.01093% | 0.01111% | 7894 | 2076 | 0.009892% | 2068 | 0.009759% | 0.009826% |  | 7894 | 0.01105% | 0.01222% | 0.01164% |  | 7894 | 2398 | 0.009826% | 0.0109%
| Nov | 25 | 22 | 7895 | 470.7209 | 529.9906 | 549.9191 | 0.01005% | 0.01079% | 0.01093% | 0.009958% | 2452 | 0.0098% | 0.009879% |  | 13.7356 | 22.0126 | 24.4569 |  | 7895 | 456.9854 | 507.9781 | 525.4622 |  | 7895 | 0.009948% | 0.01078% | 0.01088% | 0.01501% | 0.01105% | 0.01222% |  | 7895 | 0.01078% | 0.01088% | 7895 | 6528 | 0.009892% | 7430 | 0.009759% | 0.009825% |  | 7895 | 0.01105% | 0.01222% | 0.01163% |  | 7895 | 2452 | 0.009825% | 0.01096%
| Nov | 25 | 23 | 7896 | 464.7253 | 527.9891 | 547.6592 | 0.009919% | 0.01075% | 0.01089% | 0.009957% | 2445 | 0.009799% | 0.009878% |  | 13.7385 | 22.0104 | 24.4567 |  | 7896 | 450.9868 | 505.9787 | 523.2026 |  | 7896 | 0.009817% | 0.01074% | 0.01083% | 0.01502% | 0.01104% | 0.01222% |  | 7896 | 0.01074% | 0.01083% | 7896 | 3288 | 0.009892% | 2313 | 0.009759% | 0.009825% |  | 7896 | 0.01104% | 0.01222% | 0.01163% |  | 7896 | 2445 | 0.009825% | 0.01095%
| Nov | 26 | 0 | 7897 | 465.9561 | 529.6648 | 548.1468 | 0.009945% | 0.01079% | 0.0109% | 0.009957% | 6672 | 0.009798% | 0.009878% |  | 13.7414 | 22.0083 | 24.4564 |  | 7897 | 452.2147 | 507.6565 | 523.6904 |  | 7897 | 0.009844% | 0.01077% | 0.01084% | 0.01502% | 0.01104% | 0.01222% |  | 7897 | 0.01077% | 0.01084% | 7897 | 2860 | 0.009892% | 8495 | 0.009758% | 0.009825% |  | 7897 | 0.01104% | 0.01222% | 0.01163% |  | 7897 | 6672 | 0.009825% | 0.01197%
| Nov | 26 | 1 | 7898 | 464.0797 | 527.3653 | 551.8508 | 0.009905% | 0.01074% | 0.01097% | 0.009957% | 1721 | 0.009798% | 0.009877% |  | 13.7442 | 22.0061 | 24.4562 |  | 7898 | 450.3354 | 505.3592 | 527.3947 |  | 7898 | 0.009803% | 0.01073% | 0.01092% | 0.01502% | 0.01104% | 0.01222% |  | 7898 | 0.01073% | 0.01092% | 7898 | 6662 | 0.009891% | 8525 | 0.009757% | 0.009824% |  | 7898 | 0.01104% | 0.01222% | 0.01163% |  | 7898 | 1721 | 0.009824% | 0.01029%
| Nov | 26 | 2 | 7899 | 465.2638 | 525.3917 | 556.8583 | 0.00993% | 0.0107% | 0.01107% | 0.009957% | 7728 | 0.009798% | 0.009877% |  | 13.7471 | 22.004 | 24.4559 |  | 7899 | 451.5167 | 503.3877 | 532.4024 |  | 7899 | 0.009829% | 0.01068% | 0.01103% | 0.01503% | 0.01104% | 0.01222% |  | 7899 | 0.01068% | 0.01103% | 7899 | 6683 | 0.009891% | 2477 | 0.009756% | 0.009823% |  | 7899 | 0.01104% | 0.01222% | 0.01163% |  | 7899 | 7728 | 0.009823% | 0.01173%
| Nov | 26 | 3 | 7900 | 465.3758 | 530.1861 | 566.6856 | 0.009932% | 0.0108% | 0.01127% | 0.009957% | 7334 | 0.009797% | 0.009877% |  | 13.75 | 22.0018 | 24.4557 |  | 7900 | 451.6257 | 508.1843 | 542.23 |  | 7900 | 0.009831% | 0.01079% | 0.01123% | 0.01503% | 0.01104% | 0.01222% |  | 7900 | 0.01079% | 0.01123% | 7900 | 2356 | 0.00989% | 7767 | 0.009755% | 0.009823% |  | 7900 | 0.01104% | 0.01222% | 0.01163% |  | 7900 | 7334 | 0.009823% | 0.01187%
| Nov | 26 | 4 | 7901 | 469.8532 | 547.9394 | 584.9244 | 0.01003% | 0.01116% | 0.01163% | 0.009957% | 1874 | 0.009797% | 0.009877% |  | 13.7529 | 21.9997 | 24.4554 |  | 7901 | 456.1003 | 525.9397 | 560.469 |  | 7901 | 0.009928% | 0.01116% | 0.01161% | 0.01503% | 0.01104% | 0.01222% |  | 7901 | 0.01116% | 0.01161% | 7901 | 2545 | 0.00989% | 3323 | 0.009753% | 0.009821% |  | 7901 | 0.01104% | 0.01222% | 0.01163% |  | 7901 | 1874 | 0.009821% | 0.01041%
| Nov | 26 | 5 | 7902 | 476.5083 | 566.0743 | 609.0426 | 0.01017% | 0.01153% | 0.01211% | 0.009956% | 2716 | 0.009796% | 0.009876% |  | 13.7559 | 21.9975 | 24.4552 |  | 7902 | 462.7525 | 544.0768 | 584.5875 |  | 7902 | 0.01007% | 0.01155% | 0.01211% | 0.01504% | 0.01104% | 0.01222% |  | 7902 | 0.01155% | 0.01211% | 7902 | 7260 | 0.00989% | 7683 | 0.009751% | 0.009821% |  | 7902 | 0.01104% | 0.01222% | 0.01163% |  | 7902 | 2716 | 0.009821% | 0.01124%
| Nov | 26 | 6 | 7903 | 483.8878 | 587.8493 | 631.745 | 0.01033% | 0.01197% | 0.01256% | 0.009956% | 2285 | 0.009796% | 0.009876% |  | 13.7588 | 21.9954 | 24.4549 |  | 7903 | 470.129 | 565.8539 | 607.29 |  | 7903 | 0.01023% | 0.01201% | 0.01258% | 0.01504% | 0.01104% | 0.01222% |  | 7903 | 0.01201% | 0.01258% | 7903 | 6197 | 0.009889% | 2392 | 0.009751% | 0.00982% |  | 7903 | 0.01104% | 0.01222% | 0.01163% |  | 7903 | 2285 | 0.00982% | 0.01079%
| Nov | 26 | 7 | 7904 | 492.0744 | 592.9695 | 635.4771 | 0.0105% | 0.01207% | 0.01264% | 0.009956% | 6673 | 0.009795% | 0.009875% |  | 13.7617 | 21.9932 | 24.4547 |  | 7904 | 478.3127 | 570.9763 | 611.0224 |  | 7904 | 0.01041% | 0.01212% | 0.01265% | 0.01504% | 0.01104% | 0.01222% |  | 7904 | 0.01212% | 0.01265% | 7904 | 2881 | 0.009888% | 2099 | 0.00975% | 0.009819% |  | 7904 | 0.01104% | 0.01222% | 0.01163% |  | 7904 | 6673 | 0.009819% | 0.01197%
| Nov | 26 | 8 | 7905 | 496.459 | 590.4839 | 615.4848 | 0.0106% | 0.01202% | 0.01224% | 0.009955% | 6312 | 0.009794% | 0.009875% |  | 13.7646 | 21.9911 | 24.4544 |  | 7905 | 482.6944 | 568.4928 | 591.0304 |  | 7905 | 0.01051% | 0.01207% | 0.01224% | 0.01504% | 0.01103% | 0.01222% |  | 7905 | 0.01207% | 0.01224% | 7905 | 3364 | 0.009888% | 6357 | 0.00975% | 0.009819% |  | 7905 | 0.01103% | 0.01222% | 0.01163% |  | 7905 | 6312 | 0.009819% | 0.01205%
| Nov | 26 | 9 | 7906 | 492.3452 | 570.878 | 593.9453 | 0.01051% | 0.01163% | 0.01181% | 0.009955% | 2576 | 0.009794% | 0.009875% |  | 13.7675 | 21.9889 | 24.4542 |  | 7906 | 478.5777 | 548.8891 | 569.4911 |  | 7906 | 0.01042% | 0.01165% | 0.01179% | 0.01505% | 0.01103% | 0.01222% |  | 7906 | 0.01165% | 0.01179% | 7906 | 1992 | 0.009888% | 3321 | 0.00975% | 0.009819% |  | 7906 | 0.01103% | 0.01222% | 0.01163% |  | 7906 | 2576 | 0.009819% | 0.01109%
| Nov | 26 | 10 | 7907 | 482.029 | 567.3404 | 580.7327 | 0.01029% | 0.01155% | 0.01155% | 0.009954% | 2528 | 0.009794% | 0.009874% |  | 13.7704 | 21.9867 | 24.4539 |  | 7907 | 468.2586 | 545.3537 | 556.2788 |  | 7907 | 0.01019% | 0.01158% | 0.01152% | 0.01505% | 0.01103% | 0.01222% |  | 7907 | 0.01158% | 0.01152% | 7907 | 1549 | 0.009887% | 6217 | 0.009749% | 0.009818% |  | 7907 | 0.01103% | 0.01222% | 0.01163% |  | 7907 | 2528 | 0.009818% | 0.01104%
| Nov | 26 | 11 | 7908 | 472.8058 | 558.8687 | 569.1331 | 0.01009% | 0.01138% | 0.01132% | 0.009954% | 1930 | 0.009794% | 0.009874% |  | 13.7733 | 21.9846 | 24.4537 |  | 7908 | 459.0325 | 536.8842 | 544.6794 |  | 7908 | 0.009992% | 0.0114% | 0.01128% | 0.01505% | 0.01103% | 0.01222% |  | 7908 | 0.0114% | 0.01128% | 7908 | 2362 | 0.009887% | 3325 | 0.009748% | 0.009817% |  | 7908 | 0.01103% | 0.01222% | 0.01163% |  | 7908 | 1930 | 0.009817% | 0.01046%
| Nov | 26 | 12 | 7909 | 472.7029 | 556.1783 | 565.1947 | 0.01009% | 0.01133% | 0.01124% | 0.009953% | 8501 | 0.009794% | 0.009873% |  | 13.7762 | 21.9824 | 24.4534 |  | 7909 | 458.9267 | 534.1959 | 540.7412 |  | 7909 | 0.00999% | 0.01134% | 0.0112% | 0.01506% | 0.01103% | 0.01222% |  | 7909 | 0.01134% | 0.0112% | 7909 | 6531 | 0.009885% | 2079 | 0.009748% | 0.009816% |  | 7909 | 0.01103% | 0.01222% | 0.01163% |  | 7909 | 8501 | 0.009816% | 0.01119%
| Nov | 26 | 13 | 7910 | 471.0227 | 554.7167 | 562.0627 | 0.01005% | 0.0113% | 0.01118% | 0.009953% | 1766 | 0.009792% | 0.009873% |  | 13.7792 | 21.9802 | 24.4532 |  | 7910 | 457.2435 | 532.7365 | 537.6095 |  | 7910 | 0.009953% | 0.01131% | 0.01113% | 0.01506% | 0.01103% | 0.01222% |  | 7910 | 0.01131% | 0.01113% | 7910 | 939 | 0.009884% | 6674 | 0.009746% | 0.009815% |  | 7910 | 0.01103% | 0.01222% | 0.01163% |  | 7910 | 1766 | 0.009815% | 0.01032%
| Nov | 26 | 14 | 7911 | 470.0966 | 558.6081 | 568.0828 | 0.01003% | 0.01138% | 0.0113% | 0.009951% | 2681 | 0.00979% | 0.009871% |  | 13.7821 | 21.978 | 24.453 |  | 7911 | 456.3145 | 536.63 | 543.6299 |  | 7911 | 0.009933% | 0.01139% | 0.01126% | 0.01506% | 0.01103% | 0.01222% |  | 7911 | 0.01139% | 0.01126% | 7911 | 7235 | 0.009884% | 7680 | 0.009746% | 0.009815% |  | 7911 | 0.01103% | 0.01222% | 0.01162% |  | 7911 | 2681 | 0.009815% | 0.0112%
| Nov | 26 | 15 | 7912 | 469.7055 | 565.944 | 574.5719 | 0.01002% | 0.01152% | 0.01143% | 0.009951% | 1822 | 0.00979% | 0.00987% |  | 13.785 | 21.9759 | 24.4527 |  | 7912 | 455.9205 | 543.9681 | 550.1192 |  | 7912 | 0.009924% | 0.01155% | 0.01139% | 0.01507% | 0.01103% | 0.01222% |  | 7912 | 0.01155% | 0.01139% | 7912 | 2544 | 0.009883% | 2467 | 0.009746% | 0.009814% |  | 7912 | 0.01103% | 0.01222% | 0.01162% |  | 7912 | 1822 | 0.009814% | 0.01037%
| Nov | 26 | 16 | 7913 | 480.459 | 576.0634 | 596.2896 | 0.01025% | 0.01173% | 0.01186% | 0.00995% | 3503 | 0.00979% | 0.00987% |  | 13.7879 | 21.9737 | 24.4525 |  | 7913 | 466.6711 | 554.0897 | 571.8371 |  | 7913 | 0.01016% | 0.01176% | 0.01184% | 0.01507% | 0.01103% | 0.01222% |  | 7913 | 0.01176% | 0.01184% | 7913 | 2125 | 0.009883% | 5352 | 0.009745% | 0.009814% |  | 7913 | 0.01103% | 0.01222% | 0.01162% |  | 7913 | 3503 | 0.009814% | 0.01208%
| Nov | 26 | 17 | 7914 | 489.5483 | 572.7585 | 604.8229 | 0.01045% | 0.01166% | 0.01203% | 0.00995% | 2025 | 0.00979% | 0.00987% |  | 13.7909 | 21.9715 | 24.4522 |  | 7914 | 475.7575 | 550.787 | 580.3707 |  | 7914 | 0.01036% | 0.01169% | 0.01202% | 0.01507% | 0.01102% | 0.01222% |  | 7914 | 0.01169% | 0.01202% | 7914 | 2081 | 0.009883% | 2443 | 0.009742% | 0.009812% |  | 7914 | 0.01102% | 0.01222% | 0.01162% |  | 7914 | 2025 | 0.009812% | 0.01054%
| Nov | 26 | 18 | 7915 | 487.9707 | 571.66 | 605.1698 | 0.01041% | 0.01164% | 0.01203% | 0.00995% | 2386 | 0.009789% | 0.00987% |  | 13.7938 | 21.9693 | 24.452 |  | 7915 | 474.1769 | 549.6907 | 580.7179 |  | 7915 | 0.01032% | 0.01167% | 0.01203% | 0.01508% | 0.01102% | 0.01222% |  | 7915 | 0.01167% | 0.01203% | 7915 | 711 | 0.009882% | 2465 | 0.009742% | 0.009812% |  | 7915 | 0.01102% | 0.01222% | 0.01162% |  | 7915 | 2386 | 0.009812% | 0.01089%
| Nov | 26 | 19 | 7916 | 486.4663 | 568.3365 | 600.5937 | 0.01038% | 0.01157% | 0.01194% | 0.00995% | 2043 | 0.009788% | 0.009869% |  | 13.7967 | 21.9671 | 24.4517 |  | 7916 | 472.6695 | 546.3694 | 576.142 |  | 7916 | 0.01029% | 0.0116% | 0.01193% | 0.01508% | 0.01102% | 0.01222% |  | 7916 | 0.0116% | 0.01193% | 7916 | 1883 | 0.009882% | 2092 | 0.009742% | 0.009812% |  | 7916 | 0.01102% | 0.01222% | 0.01162% |  | 7916 | 2043 | 0.009812% | 0.01056%
| Nov | 26 | 20 | 7917 | 483.5603 | 563.7004 | 593.0544 | 0.01032% | 0.01148% | 0.01179% | 0.009949% | 2312 | 0.009786% | 0.009868% |  | 13.7997 | 21.9649 | 24.4515 |  | 7917 | 469.7606 | 541.7354 | 568.6029 |  | 7917 | 0.01023% | 0.0115% | 0.01177% | 0.01508% | 0.01102% | 0.01222% |  | 7917 | 0.0115% | 0.01177% | 7917 | 2426 | 0.009882% | 2374 | 0.009742% | 0.009812% |  | 7917 | 0.01102% | 0.01222% | 0.01162% |  | 7917 | 2312 | 0.009812% | 0.01081%
| Nov | 26 | 21 | 7918 | 478.4971 | 549.6803 | 587.7938 | 0.01021% | 0.01119% | 0.01169% | 0.009949% | 8510 | 0.009786% | 0.009868% |  | 13.8026 | 21.9627 | 24.4513 |  | 7918 | 464.6945 | 527.7175 | 563.3426 |  | 7918 | 0.01012% | 0.0112% | 0.01167% | 0.01509% | 0.01102% | 0.01222% |  | 7918 | 0.0112% | 0.01167% | 7918 | 1893 | 0.009882% | 7190 | 0.009741% | 0.009812% |  | 7918 | 0.01102% | 0.01222% | 0.01162% |  | 7918 | 8510 | 0.009812% | 0.01118%
| Nov | 26 | 22 | 7919 | 470.7752 | 539.4956 | 572.8465 | 0.01005% | 0.01099% | 0.01139% | 0.009948% | 8524 | 0.009786% | 0.009867% |  | 13.8055 | 21.9605 | 24.451 |  | 7919 | 456.9697 | 517.5351 | 548.3955 |  | 7919 | 0.009947% | 0.01098% | 0.01136% | 0.01509% | 0.01102% | 0.01222% |  | 7919 | 0.01098% | 0.01136% | 7919 | 837 | 0.009882% | 7730 | 0.009741% | 0.009811% |  | 7919 | 0.01102% | 0.01222% | 0.01162% |  | 7919 | 8524 | 0.009811% | 0.01117%
| Nov | 26 | 23 | 7920 | 466.4223 | 532.8673 | 565.7292 | 0.009955% | 0.01085% | 0.01125% | 0.009948% | 7528 | 0.009784% | 0.009866% |  | 13.8085 | 21.9583 | 24.4508 |  | 7920 | 452.6138 | 510.9089 | 541.2784 |  | 7920 | 0.009852% | 0.01084% | 0.01121% | 0.01509% | 0.01102% | 0.01222% |  | 7920 | 0.01084% | 0.01121% | 7920 | 1912 | 0.009881% | 7152 | 0.009741% | 0.009811% |  | 7920 | 0.01102% | 0.01222% | 0.01162% |  | 7920 | 7528 | 0.009811% | 0.01181%
| Nov | 27 | 0 | 7921 | 466.0055 | 523.6043 | 558.3024 | 0.009946% | 0.01066% | 0.0111% | 0.009948% | 2340 | 0.009783% | 0.009866% |  | 13.8114 | 21.9561 | 24.4505 |  | 7921 | 452.1941 | 501.6482 | 533.8518 |  | 7921 | 0.009843% | 0.01065% | 0.01106% | 0.0151% | 0.01102% | 0.01222% |  | 7921 | 0.01065% | 0.01106% | 7921 | 1529 | 0.00988% | 2357 | 0.00974% | 0.00981% |  | 7921 | 0.01102% | 0.01222% | 0.01162% |  | 7921 | 2340 | 0.00981% | 0.01084%
| Nov | 27 | 1 | 7922 | 472.151 | 521.0069 | 560.8999 | 0.01008% | 0.01061% | 0.01115% | 0.009947% | 3341 | 0.009782% | 0.009865% |  | 13.8144 | 21.9539 | 24.4503 |  | 7922 | 458.3366 | 499.053 | 536.4496 |  | 7922 | 0.009977% | 0.01059% | 0.01111% | 0.0151% | 0.01102% | 0.01222% |  | 7922 | 0.01059% | 0.01111% | 7922 | 2334 | 0.00988% | 7681 | 0.009739% | 0.00981% |  | 7922 | 0.01102% | 0.01222% | 0.01162% |  | 7922 | 3341 | 0.00981% | 0.01192%
| Nov | 27 | 2 | 7923 | 477.1049 | 521.4631 | 562.8222 | 0.01018% | 0.01062% | 0.01119% | 0.009945% | 2371 | 0.009778% | 0.009861% |  | 13.8173 | 21.9517 | 24.4501 |  | 7923 | 463.2876 | 499.5114 | 538.3721 |  | 7923 | 0.01008% | 0.0106% | 0.01115% | 0.0151% | 0.01101% | 0.01222% |  | 7923 | 0.0106% | 0.01115% | 7923 | 2149 | 0.00988% | 1789 | 0.009739% | 0.009809% |  | 7923 | 0.01101% | 0.01222% | 0.01162% |  | 7923 | 2371 | 0.009809% | 0.01087%
| Nov | 27 | 3 | 7924 | 484.6314 | 532.1318 | 563.5724 | 0.01034% | 0.01084% | 0.01121% | 0.009945% | 8520 | 0.009777% | 0.009861% |  | 13.8203 | 21.9495 | 24.4498 |  | 7924 | 470.8111 | 510.1823 | 539.1226 |  | 7924 | 0.01025% | 0.01083% | 0.01116% | 0.01511% | 0.01101% | 0.01222% |  | 7924 | 0.01083% | 0.01116% | 7924 | 3336 | 0.009879% | 8608 | 0.009738% | 0.009809% |  | 7924 | 0.01101% | 0.01222% | 0.01162% |  | 7924 | 8520 | 0.009809% | 0.01117%
| Nov | 27 | 4 | 7925 | 494.7041 | 542.0651 | 571.8806 | 0.01056% | 0.01104% | 0.01137% | 0.009944% | 1951 | 0.009777% | 0.009861% |  | 13.8232 | 21.9473 | 24.4496 |  | 7925 | 480.8809 | 520.1177 | 547.431 |  | 7925 | 0.01047% | 0.01104% | 0.01134% | 0.01511% | 0.01101% | 0.01222% |  | 7925 | 0.01104% | 0.01134% | 7925 | 2054 | 0.009879% | 8197 | 0.009737% | 0.009808% |  | 7925 | 0.01101% | 0.01222% | 0.01162% |  | 7925 | 1951 | 0.009808% | 0.01048%
| Nov | 27 | 5 | 7926 | 515.1242 | 561.4195 | 590.5976 | 0.01099% | 0.01143% | 0.01174% | 0.009944% | 7360 | 0.009775% | 0.00986% |  | 13.8262 | 21.9451 | 24.4493 |  | 7926 | 501.298 | 539.4744 | 566.1483 |  | 7926 | 0.01091% | 0.01145% | 0.01172% | 0.01511% | 0.01101% | 0.01222% |  | 7926 | 0.01145% | 0.01172% | 7926 | 1611 | 0.009878% | 2265 | 0.009737% | 0.009808% |  | 7926 | 0.01101% | 0.01222% | 0.01162% |  | 7926 | 7360 | 0.009808% | 0.01186%
| Nov | 27 | 6 | 7927 | 544.5217 | 581.6864 | 609.9241 | 0.01162% | 0.01185% | 0.01213% | 0.009944% | 1843 | 0.009772% | 0.009858% |  | 13.8291 | 21.9429 | 24.4491 |  | 7927 | 530.6926 | 559.7435 | 585.475 |  | 7927 | 0.01155% | 0.01188% | 0.01212% | 0.01512% | 0.01101% | 0.01222% |  | 7927 | 0.01188% | 0.01212% | 7927 | 5884 | 0.009878% | 1924 | 0.009736% | 0.009807% |  | 7927 | 0.01101% | 0.01222% | 0.01162% |  | 7927 | 1843 | 0.009807% | 0.01039%
| Nov | 27 | 7 | 7928 | 554.7854 | 586.0339 | 612.9248 | 0.01184% | 0.01193% | 0.01219% | 0.009943% | 8596 | 0.009772% | 0.009857% |  | 13.8321 | 21.9407 | 24.4489 |  | 7928 | 540.9533 | 564.0932 | 588.476 |  | 7928 | 0.01178% | 0.01197% | 0.01219% | 0.01512% | 0.01101% | 0.01222% |  | 7928 | 0.01197% | 0.01219% | 7928 | 6678 | 0.009877% | 2416 | 0.009736% | 0.009806% |  | 7928 | 0.01101% | 0.01222% | 0.01161% |  | 7928 | 8596 | 0.009806% | 0.01111%
| Nov | 27 | 8 | 7929 | 536.5485 | 574.667 | 601.297 | 0.01145% | 0.0117% | 0.01196% | 0.009942% | 2262 | 0.009772% | 0.009857% |  | 13.835 | 21.9385 | 24.4486 |  | 7929 | 522.7135 | 552.7285 | 576.8484 |  | 7929 | 0.01138% | 0.01173% | 0.01195% | 0.01512% | 0.01101% | 0.01222% |  | 7929 | 0.01173% | 0.01195% | 7929 | 1358 | 0.009876% | 3293 | 0.009735% | 0.009806% |  | 7929 | 0.01101% | 0.01222% | 0.01161% |  | 7929 | 2262 | 0.009806% | 0.01076%
| Nov | 27 | 9 | 7930 | 518.0638 | 569.2861 | 595.2862 | 0.01106% | 0.01159% | 0.01184% | 0.009942% | 2438 | 0.009772% | 0.009857% |  | 13.838 | 21.9362 | 24.4484 |  | 7930 | 504.2258 | 547.3498 | 570.8378 |  | 7930 | 0.01098% | 0.01162% | 0.01182% | 0.01513% | 0.01101% | 0.01222% |  | 7930 | 0.01162% | 0.01182% | 7930 | 6217 | 0.009876% | 1978 | 0.009735% | 0.009806% |  | 7930 | 0.01101% | 0.01222% | 0.01161% |  | 7930 | 2438 | 0.009806% | 0.01094%
| Nov | 27 | 10 | 7931 | 499.934 | 557.221 | 597.6774 | 0.01067% | 0.01135% | 0.01188% | 0.009942% | 7729 | 0.009771% | 0.009857% |  | 13.8409 | 21.934 | 24.4482 |  | 7931 | 486.0931 | 535.2869 | 573.2293 |  | 7931 | 0.01058% | 0.01136% | 0.01187% | 0.01513% | 0.01101% | 0.01222% |  | 7931 | 0.01136% | 0.01187% | 7931 | 3050 | 0.009876% | 2078 | 0.009734% | 0.009805% |  | 7931 | 0.01101% | 0.01222% | 0.01161% |  | 7931 | 7729 | 0.009805% | 0.01173%
| Nov | 27 | 11 | 7932 | 484.0086 | 539.8215 | 595.4175 | 0.01033% | 0.01099% | 0.01184% | 0.009942% | 1768 | 0.009771% | 0.009856% |  | 13.8439 | 21.9318 | 24.4479 |  | 7932 | 470.1647 | 517.8897 | 570.9696 |  | 7932 | 0.01023% | 0.01099% | 0.01182% | 0.01513% | 0.011% | 0.01222% |  | 7932 | 0.01099% | 0.01182% | 7932 | 6576 | 0.009876% | 2194 | 0.009734% | 0.009805% |  | 7932 | 0.011% | 0.01222% | 0.01161% |  | 7932 | 1768 | 0.009805% | 0.01032%
| Nov | 27 | 12 | 7933 | 474.8027 | 530.7912 | 594.9111 | 0.01013% | 0.01081% | 0.01183% | 0.009942% | 2189 | 0.00977% | 0.009856% |  | 13.8469 | 21.9296 | 24.4477 |  | 7933 | 460.9558 | 508.8617 | 570.4634 |  | 7933 | 0.01003% | 0.0108% | 0.01181% | 0.01513% | 0.011% | 0.01222% |  | 7933 | 0.0108% | 0.01181% | 7933 | 3194 | 0.009876% | 1847 | 0.009733% | 0.009804% |  | 7933 | 0.011% | 0.01222% | 0.01161% |  | 7933 | 2189 | 0.009804% | 0.01069%
| Nov | 27 | 13 | 7934 | 472.5576 | 519.3499 | 591.1227 | 0.01009% | 0.01058% | 0.01175% | 0.009941% | 2477 | 0.00977% | 0.009855% |  | 13.8498 | 21.9273 | 24.4475 |  | 7934 | 458.7077 | 497.4225 | 566.6753 |  | 7934 | 0.009985% | 0.01056% | 0.01173% | 0.01514% | 0.011% | 0.01222% |  | 7934 | 0.01056% | 0.01173% | 7934 | 1798 | 0.009875% | 3324 | 0.009732% | 0.009803% |  | 7934 | 0.011% | 0.01222% | 0.01161% |  | 7934 | 2477 | 0.009803% | 0.01098%
| Nov | 27 | 14 | 7935 | 470.3279 | 518.4003 | 591.601 | 0.01004% | 0.01056% | 0.01176% | 0.00994% | 8512 | 0.009768% | 0.009854% |  | 13.8528 | 21.9251 | 24.4472 |  | 7935 | 456.4751 | 496.4752 | 567.1537 |  | 7935 | 0.009937% | 0.01054% | 0.01174% | 0.01514% | 0.011% | 0.01222% |  | 7935 | 0.01054% | 0.01174% | 7935 | 2830 | 0.009875% | 2417 | 0.009731% | 0.009803% |  | 7935 | 0.011% | 0.01222% | 0.01161% |  | 7935 | 8512 | 0.009803% | 0.01118%
| Nov | 27 | 15 | 7936 | 479.8362 | 519.6943 | 593.1201 | 0.01024% | 0.01058% | 0.01179% | 0.00994% | 2242 | 0.009764% | 0.009852% |  | 13.8558 | 21.9229 | 24.447 |  | 7936 | 465.9804 | 497.7714 | 568.6731 |  | 7936 | 0.01014% | 0.01057% | 0.01178% | 0.01514% | 0.011% | 0.01222% |  | 7936 | 0.01057% | 0.01178% | 7936 | 1361 | 0.009875% | 5336 | 0.009731% | 0.009803% |  | 7936 | 0.011% | 0.01222% | 0.01161% |  | 7936 | 2242 | 0.009803% | 0.01074%
| Nov | 27 | 16 | 7937 | 508.1458 | 549.3637 | 603.4163 | 0.01085% | 0.01119% | 0.012% | 0.009939% | 1900 | 0.009764% | 0.009852% |  | 13.8588 | 21.9206 | 24.4468 |  | 7937 | 494.2871 | 527.4431 | 578.9695 |  | 7937 | 0.01076% | 0.01119% | 0.01199% | 0.01515% | 0.011% | 0.01222% |  | 7937 | 0.01119% | 0.01199% | 7937 | 829 | 0.009872% | 8607 | 0.00973% | 0.009801% |  | 7937 | 0.011% | 0.01222% | 0.01161% |  | 7937 | 1900 | 0.009801% | 0.01043%
| Nov | 27 | 17 | 7938 | 520.3447 | 556.8113 | 603.3038 | 0.01111% | 0.01134% | 0.012% | 0.009939% | 8591 | 0.009763% | 0.009851% |  | 13.8617 | 21.9184 | 24.4465 |  | 7938 | 506.483 | 534.8929 | 578.8572 |  | 7938 | 0.01103% | 0.01135% | 0.01199% | 0.01515% | 0.011% | 0.01222% |  | 7938 | 0.01135% | 0.01199% | 7938 | 2525 | 0.009872% | 6318 | 0.00973% | 0.009801% |  | 7938 | 0.011% | 0.01222% | 0.01161% |  | 7938 | 8591 | 0.009801% | 0.01111%
| Nov | 27 | 18 | 7939 | 520.6031 | 561.8385 | 602.5255 | 0.01111% | 0.01144% | 0.01198% | 0.009938% | 2313 | 0.009762% | 0.00985% |  | 13.8647 | 21.9162 | 24.4463 |  | 7939 | 506.7383 | 539.9223 | 578.0792 |  | 7939 | 0.01103% | 0.01146% | 0.01197% | 0.01515% | 0.011% | 0.01222% |  | 7939 | 0.01146% | 0.01197% | 7939 | 6532 | 0.009872% | 2347 | 0.009729% | 0.0098% |  | 7939 | 0.011% | 0.01222% | 0.01161% |  | 7939 | 2313 | 0.0098% | 0.01081%
| Nov | 27 | 19 | 7940 | 520.1455 | 560.1535 | 597.4524 | 0.0111% | 0.01141% | 0.01188% | 0.009938% | 1906 | 0.009762% | 0.00985% |  | 13.8677 | 21.9139 | 24.4461 |  | 7940 | 506.2777 | 538.2395 | 573.0063 |  | 7940 | 0.01102% | 0.01142% | 0.01187% | 0.01516% | 0.011% | 0.01222% |  | 7940 | 0.01142% | 0.01187% | 7940 | 7387 | 0.009872% | 3510 | 0.009726% | 0.009799% |  | 7940 | 0.011% | 0.01222% | 0.01161% |  | 7940 | 1906 | 0.009799% | 0.01044%
| Nov | 27 | 20 | 7941 | 516.5411 | 557.6678 | 593.2514 | 0.01102% | 0.01136% | 0.0118% | 0.009936% | 7192 | 0.009761% | 0.009849% |  | 13.8707 | 21.9117 | 24.4458 |  | 7941 | 502.6705 | 535.7562 | 568.8055 |  | 7941 | 0.01094% | 0.01137% | 0.01178% | 0.01516% | 0.01099% | 0.01222% |  | 7941 | 0.01137% | 0.01178% | 7941 | 7355 | 0.009872% | 7671 | 0.009725% | 0.009798% |  | 7941 | 0.01099% | 0.01222% | 0.01161% |  | 7941 | 7192 | 0.009798% | 0.0119%
| Nov | 27 | 21 | 7942 | 508.8595 | 549.5499 | 584.9525 | 0.01086% | 0.01119% | 0.01163% | 0.009935% | 6455 | 0.009761% | 0.009848% |  | 13.8737 | 21.9094 | 24.4456 |  | 7942 | 494.9858 | 527.6405 | 560.5069 |  | 7942 | 0.01077% | 0.0112% | 0.01161% | 0.01516% | 0.01099% | 0.01222% |  | 7942 | 0.0112% | 0.01161% | 7942 | 3004 | 0.009872% | 1811 | 0.009724% | 0.009798% |  | 7942 | 0.01099% | 0.01222% | 0.01161% |  | 7942 | 6455 | 0.009798% | 0.01202%
| Nov | 27 | 22 | 7943 | 496.7274 | 536.3863 | 576.4755 | 0.0106% | 0.01092% | 0.01146% | 0.009935% | 3288 | 0.00976% | 0.009848% |  | 13.8767 | 21.9072 | 24.4454 |  | 7943 | 482.8507 | 514.4791 | 552.0301 |  | 7943 | 0.01051% | 0.01092% | 0.01143% | 0.01517% | 0.01099% | 0.01222% |  | 7943 | 0.01092% | 0.01143% | 7943 | 7403 | 0.009872% | 5357 | 0.009724% | 0.009798% |  | 7943 | 0.01099% | 0.01222% | 0.01161% |  | 7943 | 3288 | 0.009798% | 0.01187%
| Nov | 27 | 23 | 7944 | 491.4824 | 523.4926 | 569.4707 | 0.01049% | 0.01066% | 0.01132% | 0.009935% | 2392 | 0.00976% | 0.009847% |  | 13.8796 | 21.9049 | 24.4451 |  | 7944 | 477.6028 | 501.5877 | 545.0255 |  | 7944 | 0.0104% | 0.01065% | 0.01129% | 0.01517% | 0.01099% | 0.01222% |  | 7944 | 0.01065% | 0.01129% | 7944 | 1898 | 0.009871% | 2081 | 0.009724% | 0.009798% |  | 7944 | 0.01099% | 0.01222% | 0.0116% |  | 7944 | 2392 | 0.009798% | 0.01089%
| Nov | 28 | 0 | 7945 | 488.812 | 519.5547 | 564.9227 | 0.01043% | 0.01058% | 0.01123% | 0.009934% | 2467 | 0.00976% | 0.009847% |  | 13.8826 | 21.9026 | 24.4449 |  | 7945 | 474.9294 | 497.652 | 540.4778 |  | 7945 | 0.01034% | 0.01056% | 0.01119% | 0.01517% | 0.01099% | 0.01222% |  | 7945 | 0.01056% | 0.01119% | 7945 | 6529 | 0.009871% | 2364 | 0.009724% | 0.009797% |  | 7945 | 0.01099% | 0.01222% | 0.0116% |  | 7945 | 2467 | 0.009797% | 0.01097%
| Nov | 28 | 1 | 7946 | 487.9501 | 516.7432 | 564.4538 | 0.01041% | 0.01052% | 0.01122% | 0.009934% | 2080 | 0.00976% | 0.009847% |  | 13.8856 | 21.9004 | 24.4447 |  | 7946 | 474.0644 | 494.8428 | 540.0092 |  | 7946 | 0.01032% | 0.0105% | 0.01118% | 0.01518% | 0.01099% | 0.01222% |  | 7946 | 0.0105% | 0.01118% | 7946 | 2014 | 0.00987% | 2214 | 0.009724% | 0.009797% |  | 7946 | 0.01099% | 0.01222% | 0.0116% |  | 7946 | 2080 | 0.009797% | 0.01059%
| Nov | 28 | 2 | 7947 | 490.2422 | 521.7145 | 567.2201 | 0.01046% | 0.01062% | 0.01128% | 0.009934% | 6317 | 0.00976% | 0.009847% |  | 13.8886 | 21.8981 | 24.4445 |  | 7947 | 476.3535 | 499.8163 | 542.7757 |  | 7947 | 0.01037% | 0.01061% | 0.01124% | 0.01518% | 0.01099% | 0.01222% |  | 7947 | 0.01061% | 0.01124% | 7947 | 2172 | 0.00987% | 1836 | 0.009723% | 0.009796% |  | 7947 | 0.01099% | 0.01222% | 0.0116% |  | 7947 | 6317 | 0.009796% | 0.01205%
| Nov | 28 | 3 | 7948 | 496.6621 | 524.4049 | 568.7392 | 0.0106% | 0.01068% | 0.01131% | 0.009934% | 1882 | 0.009758% | 0.009846% |  | 13.8916 | 21.8959 | 24.4442 |  | 7948 | 482.7704 | 502.5091 | 544.295 |  | 7948 | 0.01051% | 0.01067% | 0.01127% | 0.01518% | 0.01099% | 0.01222% |  | 7948 | 0.01067% | 0.01127% | 7948 | 2055 | 0.009869% | 6345 | 0.009721% | 0.009795% |  | 7948 | 0.01099% | 0.01222% | 0.0116% |  | 7948 | 1882 | 0.009795% | 0.01042%
| Nov | 28 | 4 | 7949 | 507.2149 | 531.6291 | 574.5813 | 0.01083% | 0.01083% | 0.01143% | 0.009933% | 1869 | 0.009757% | 0.009845% |  | 13.8946 | 21.8936 | 24.444 |  | 7949 | 493.3203 | 509.7355 | 550.1373 |  | 7949 | 0.01074% | 0.01082% | 0.01139% | 0.01519% | 0.01099% | 0.01222% |  | 7949 | 0.01082% | 0.01139% | 7949 | 2087 | 0.009869% | 2412 | 0.009721% | 0.009795% |  | 7949 | 0.01099% | 0.01222% | 0.0116% |  | 7949 | 1869 | 0.009795% | 0.01041%
| Nov | 28 | 5 | 7950 | 525.8929 | 554.3443 | 584.1836 | 0.01122% | 0.01129% | 0.01162% | 0.009933% | 1996 | 0.009757% | 0.009845% |  | 13.8976 | 21.8913 | 24.4438 |  | 7950 | 511.9953 | 532.453 | 559.7398 |  | 7950 | 0.01115% | 0.0113% | 0.01159% | 0.01519% | 0.01098% | 0.01222% |  | 7950 | 0.0113% | 0.01159% | 7950 | 8712 | 0.009868% | 2116 | 0.00972% | 0.009794% |  | 7950 | 0.01098% | 0.01222% | 0.0116% |  | 7950 | 1996 | 0.009794% | 0.01052%
| Nov | 28 | 6 | 7951 | 550.4413 | 578.307 | 589.7818 | 0.01175% | 0.01178% | 0.01173% | 0.009933% | 2465 | 0.009756% | 0.009844% |  | 13.9006 | 21.8891 | 24.4435 |  | 7951 | 536.5406 | 556.4179 | 565.3382 |  | 7951 | 0.01168% | 0.01181% | 0.01171% | 0.01519% | 0.01098% | 0.01222% |  | 7951 | 0.01181% | 0.01171% | 7951 | 888 | 0.009868% | 6389 | 0.009719% | 0.009794% |  | 7951 | 0.01098% | 0.01222% | 0.0116% |  | 7951 | 2465 | 0.009794% | 0.01097%
| Nov | 28 | 7 | 7952 | 554.7068 | 578.6328 | 593.0732 | 0.01184% | 0.01178% | 0.01179% | 0.009933% | 2443 | 0.009755% | 0.009844% |  | 13.9036 | 21.8868 | 24.4433 |  | 7952 | 540.8032 | 556.7461 | 568.6299 |  | 7952 | 0.01177% | 0.01182% | 0.01178% | 0.0152% | 0.01098% | 0.01222% |  | 7952 | 0.01182% | 0.01178% | 7952 | 7292 | 0.009868% | 7432 | 0.009719% | 0.009793% |  | 7952 | 0.01098% | 0.01222% | 0.0116% |  | 7952 | 2443 | 0.009793% | 0.01095%
| Nov | 28 | 8 | 7953 | 542.8929 | 567.0146 | 595.4644 | 0.01159% | 0.01155% | 0.01184% | 0.009932% | 7526 | 0.009754% | 0.009843% |  | 13.9066 | 21.8845 | 24.4431 |  | 7953 | 528.9863 | 545.1301 | 571.0213 |  | 7953 | 0.01151% | 0.01157% | 0.01182% | 0.0152% | 0.01098% | 0.01222% |  | 7953 | 0.01157% | 0.01182% | 7953 | 7157 | 0.009866% | 2404 | 0.009718% | 0.009792% |  | 7953 | 0.01098% | 0.01222% | 0.0116% |  | 7953 | 7526 | 0.009792% | 0.01181%
| Nov | 28 | 9 | 7954 | 531.8379 | 561.0285 | 592.745 | 0.01135% | 0.01142% | 0.01179% | 0.009932% | 4249 | 0.009751% | 0.009841% |  | 13.9097 | 21.8822 | 24.4429 |  | 7954 | 517.9282 | 539.1463 | 568.3021 |  | 7954 | 0.01127% | 0.01144% | 0.01177% | 0.0152% | 0.01098% | 0.01222% |  | 7954 | 0.01144% | 0.01177% | 7954 | 2471 | 0.009865% | 7151 | 0.009717% | 0.009791% |  | 7954 | 0.01098% | 0.01222% | 0.0116% |  | 7954 | 4249 | 0.009791% | 0.01262%
| Nov | 28 | 10 | 7955 | 522.8962 | 558.3753 | 588.8628 | 0.01116% | 0.01137% | 0.01171% | 0.00993% | 2374 | 0.00975% | 0.00984% |  | 13.9127 | 21.88 | 24.4426 |  | 7955 | 508.9835 | 536.4954 | 564.4202 |  | 7955 | 0.01108% | 0.01139% | 0.01169% | 0.01521% | 0.01098% | 0.01222% |  | 7955 | 0.01139% | 0.01169% | 7955 | 6216 | 0.009865% | 2341 | 0.009715% | 0.00979% |  | 7955 | 0.01098% | 0.01222% | 0.0116% |  | 7955 | 2374 | 0.00979% | 0.01088%
| Nov | 28 | 11 | 7956 | 515.3474 | 554.996 | 581.4267 | 0.011% | 0.0113% | 0.01156% | 0.00993% | 7359 | 0.009749% | 0.009839% |  | 13.9157 | 21.8777 | 24.4424 |  | 7956 | 501.4318 | 533.1183 | 556.9842 |  | 7956 | 0.01092% | 0.01132% | 0.01153% | 0.01521% | 0.01098% | 0.01222% |  | 7956 | 0.01132% | 0.01153% | 7956 | 3005 | 0.009865% | 2390 | 0.009714% | 0.009789% |  | 7956 | 0.01098% | 0.01222% | 0.0116% |  | 7956 | 7359 | 0.009789% | 0.01186%
| Nov | 28 | 12 | 7957 | 516.7981 | 553.8323 | 571.2805 | 0.01103% | 0.01128% | 0.01136% | 0.00993% | 1823 | 0.009749% | 0.009839% |  | 13.9187 | 21.8754 | 24.4422 |  | 7957 | 502.8794 | 531.9569 | 546.8383 |  | 7957 | 0.01095% | 0.01129% | 0.01132% | 0.01521% | 0.01098% | 0.01222% |  | 7957 | 0.01129% | 0.01132% | 7957 | 6195 | 0.009864% | 6506 | 0.009712% | 0.009788% |  | 7957 | 0.01098% | 0.01222% | 0.0116% |  | 7957 | 1823 | 0.009788% | 0.01037%
| Nov | 28 | 13 | 7958 | 513.1554 | 554.8377 | 560.5248 | 0.01095% | 0.0113% | 0.01115% | 0.009928% | 2068 | 0.009749% | 0.009839% |  | 13.9217 | 21.8731 | 24.442 |  | 7958 | 499.2337 | 532.9646 | 536.0828 |  | 7958 | 0.01087% | 0.01131% | 0.0111% | 0.01522% | 0.01098% | 0.01222% |  | 7958 | 0.01131% | 0.0111% | 7958 | 1869 | 0.009864% | 2679 | 0.009711% | 0.009788% |  | 7958 | 0.01098% | 0.01222% | 0.0116% |  | 7958 | 2068 | 0.009788% | 0.01058%
| Nov | 28 | 14 | 7959 | 512.2822 | 554.1488 | 550.6037 | 0.01093% | 0.01128% | 0.01095% | 0.009928% | 7670 | 0.009749% | 0.009839% |  | 13.9247 | 21.8708 | 24.4417 |  | 7959 | 498.3574 | 532.278 | 526.1619 |  | 7959 | 0.01085% | 0.0113% | 0.0109% | 0.01522% | 0.01097% | 0.01222% |  | 7959 | 0.0113% | 0.0109% | 7959 | 7332 | 0.009864% | 2466 | 0.009711% | 0.009787% |  | 7959 | 0.01097% | 0.01222% | 0.0116% |  | 7959 | 7670 | 0.009787% | 0.01175%
| Nov | 28 | 15 | 7960 | 523.4645 | 558.6639 | 547.1435 | 0.01117% | 0.01138% | 0.01088% | 0.009927% | 7191 | 0.009748% | 0.009838% |  | 13.9278 | 21.8685 | 24.4415 |  | 7960 | 509.5367 | 536.7954 | 522.7019 |  | 7960 | 0.01109% | 0.01139% | 0.01082% | 0.01522% | 0.01097% | 0.01222% |  | 7960 | 0.01139% | 0.01082% | 7960 | 2056 | 0.009862% | 7431 | 0.009709% | 0.009786% |  | 7960 | 0.01097% | 0.01222% | 0.01159% |  | 7960 | 7191 | 0.009786% | 0.0119%
| Nov | 28 | 16 | 7961 | 537.6584 | 568.6251 | 556.0331 | 0.01148% | 0.01158% | 0.01106% | 0.009927% | 2357 | 0.009747% | 0.009837% |  | 13.9308 | 21.8662 | 24.4413 |  | 7961 | 523.7276 | 546.7589 | 531.5918 |  | 7961 | 0.0114% | 0.0116% | 0.01101% | 0.01523% | 0.01097% | 0.01222% |  | 7961 | 0.0116% | 0.01101% | 7961 | 892 | 0.009862% | 1977 | 0.009708% | 0.009785% |  | 7961 | 0.01097% | 0.01222% | 0.01159% |  | 7961 | 2357 | 0.009785% | 0.01086%
| Nov | 28 | 17 | 7962 | 536.3175 | 567.3683 | 563.4786 | 0.01145% | 0.01155% | 0.0112% | 0.009926% | 2416 | 0.009747% | 0.009837% |  | 13.9338 | 21.8639 | 24.4411 |  | 7962 | 522.3837 | 545.5044 | 539.0375 |  | 7962 | 0.01137% | 0.01158% | 0.01116% | 0.01523% | 0.01097% | 0.01222% |  | 7962 | 0.01158% | 0.01116% | 7962 | 2062 | 0.009862% | 2004 | 0.009708% | 0.009785% |  | 7962 | 0.01097% | 0.01222% | 0.01159% |  | 7962 | 2416 | 0.009785% | 0.01092%
| Nov | 28 | 18 | 7963 | 534.2695 | 567.5545 | 565.3447 | 0.0114% | 0.01156% | 0.01124% | 0.009926% | 1952 | 0.009746% | 0.009836% |  | 13.9368 | 21.8616 | 24.4409 |  | 7963 | 520.3327 | 545.6929 | 540.9038 |  | 7963 | 0.01133% | 0.01158% | 0.0112% | 0.01523% | 0.01097% | 0.01222% |  | 7963 | 0.01158% | 0.0112% | 7963 | 2482 | 0.009862% | 2217 | 0.009706% | 0.009784% |  | 7963 | 0.01097% | 0.01222% | 0.01159% |  | 7963 | 1952 | 0.009784% | 0.01048%
| Nov | 28 | 19 | 7964 | 529.7519 | 561.7268 | 569.5269 | 0.01131% | 0.01144% | 0.01132% | 0.009926% | 6430 | 0.009745% | 0.009836% |  | 13.9399 | 21.8593 | 24.4406 |  | 7964 | 515.8121 | 539.8674 | 545.0863 |  | 7964 | 0.01123% | 0.01146% | 0.01129% | 0.01524% | 0.01097% | 0.01222% |  | 7964 | 0.01146% | 0.01129% | 7964 | 1500 | 0.009861% | 2446 | 0.009705% | 0.009783% |  | 7964 | 0.01097% | 0.01222% | 0.01159% |  | 7964 | 6430 | 0.009783% | 0.01202%
| Nov | 28 | 20 | 7965 | 528.32 | 554.7167 | 573.2872 | 0.01128% | 0.0113% | 0.0114% | 0.009925% | 3320 | 0.009744% | 0.009835% |  | 13.9429 | 21.857 | 24.4404 |  | 7965 | 514.3771 | 532.8597 | 548.8468 |  | 7965 | 0.0112% | 0.01131% | 0.01137% | 0.01524% | 0.01097% | 0.01222% |  | 7965 | 0.01131% | 0.01137% | 7965 | 8713 | 0.009861% | 3341 | 0.009705% | 0.009783% |  | 7965 | 0.01097% | 0.01222% | 0.01159% |  | 7965 | 3320 | 0.009783% | 0.0119%
| Nov | 28 | 21 | 7966 | 519.8589 | 542.0837 | 575.444 | 0.0111% | 0.01104% | 0.01144% | 0.009925% | 1846 | 0.009743% | 0.009834% |  | 13.9459 | 21.8547 | 24.4402 |  | 7966 | 505.913 | 520.229 | 551.0038 |  | 7966 | 0.01101% | 0.01104% | 0.01141% | 0.01524% | 0.01097% | 0.01222% |  | 7966 | 0.01104% | 0.01141% | 7966 | 712 | 0.00986% | 2422 | 0.009704% | 0.009782% |  | 7966 | 0.01097% | 0.01222% | 0.01159% |  | 7966 | 1846 | 0.009782% | 0.01039%
| Nov | 28 | 22 | 7967 | 510.6136 | 529.7765 | 572.7152 | 0.0109% | 0.01079% | 0.01139% | 0.009925% | 2099 | 0.009742% | 0.009833% |  | 13.949 | 21.8524 | 24.44 |  | 7967 | 496.6646 | 507.9241 | 548.2752 |  | 7967 | 0.01081% | 0.01078% | 0.01135% | 0.01525% | 0.01096% | 0.01222% |  | 7967 | 0.01078% | 0.01135% | 7967 | 7389 | 0.009859% | 3503 | 0.009702% | 0.009781% |  | 7967 | 0.01096% | 0.01222% | 0.01159% |  | 7967 | 2099 | 0.009781% | 0.01061%
| Nov | 28 | 23 | 7968 | 507.2063 | 520.7556 | 570.3709 | 0.01083% | 0.0106% | 0.01134% | 0.009923% | 2417 | 0.009742% | 0.009833% |  | 13.952 | 21.8501 | 24.4397 |  | 7968 | 493.2543 | 498.9055 | 545.9311 |  | 7968 | 0.01074% | 0.01059% | 0.01131% | 0.01525% | 0.01096% | 0.01222% |  | 7968 | 0.01059% | 0.01131% | 7968 | 2089 | 0.009859% | 1873 | 0.009701% | 0.00978% |  | 7968 | 0.01096% | 0.01222% | 0.01159% |  | 7968 | 2417 | 0.00978% | 0.01092%
| Nov | 29 | 0 | 7969 | 502.4194 | 514.7975 | 571.1867 | 0.01072% | 0.01048% | 0.01136% | 0.009922% | 2679 | 0.009742% | 0.009832% |  | 13.955 | 21.8478 | 24.4395 |  | 7969 | 488.4644 | 492.9497 | 546.7472 |  | 7969 | 0.01063% | 0.01046% | 0.01132% | 0.01525% | 0.01096% | 0.01222% |  | 7969 | 0.01046% | 0.01132% | 7969 | 7126 | 0.009859% | 1767 | 0.0097% | 0.009779% |  | 7969 | 0.01096% | 0.01222% | 0.01159% |  | 7969 | 2679 | 0.009779% | 0.0112%
| Nov | 29 | 1 | 7970 | 499.3825 | 511.9022 | 573.1466 | 0.01066% | 0.01042% | 0.0114% | 0.00992% | 6460 | 0.00974% | 0.00983% |  | 13.9581 | 21.8455 | 24.4393 |  | 7970 | 485.4244 | 490.0568 | 548.7072 |  | 7970 | 0.01057% | 0.0104% | 0.01136% | 0.01526% | 0.01096% | 0.01222% |  | 7970 | 0.0104% | 0.01136% | 7970 | 1483 | 0.009857% | 2442 | 0.009698% | 0.009778% |  | 7970 | 0.01096% | 0.01222% | 0.01159% |  | 7970 | 6460 | 0.009778% | 0.01202%
| Nov | 29 | 2 | 7971 | 504.3025 | 513.2335 | 578.9886 | 0.01076% | 0.01045% | 0.01151% | 0.00992% | 2079 | 0.009739% | 0.009829% |  | 13.9611 | 21.8432 | 24.4391 |  | 7971 | 490.3413 | 491.3903 | 554.5495 |  | 7971 | 0.01067% | 0.01043% | 0.01148% | 0.01526% | 0.01096% | 0.01221% |  | 7971 | 0.01043% | 0.01148% | 7971 | 2642 | 0.009857% | 2391 | 0.009698% | 0.009778% |  | 7971 | 0.01096% | 0.01221% | 0.01159% |  | 7971 | 2079 | 0.009778% | 0.01059%
| Nov | 29 | 3 | 7972 | 511.4003 | 514.3227 | 587.5406 | 0.01091% | 0.01047% | 0.01168% | 0.009919% | 2265 | 0.009738% | 0.009828% |  | 13.9642 | 21.8408 | 24.4389 |  | 7972 | 497.4361 | 492.4819 | 563.1018 |  | 7972 | 0.01083% | 0.01045% | 0.01166% | 0.01526% | 0.01096% | 0.01221% |  | 7972 | 0.01045% | 0.01166% | 7972 | 2882 | 0.009857% | 2082 | 0.009698% | 0.009777% |  | 7972 | 0.01096% | 0.01221% | 0.01159% |  | 7972 | 2265 | 0.009777% | 0.01077%
| Nov | 29 | 4 | 7973 | 519.6526 | 525.0752 | 598.2682 | 0.01109% | 0.01069% | 0.0119% | 0.009918% | 2347 | 0.009736% | 0.009827% |  | 13.9672 | 21.8385 | 24.4387 |  | 7973 | 505.6853 | 503.2367 | 573.8295 |  | 7973 | 0.01101% | 0.01068% | 0.01188% | 0.01527% | 0.01096% | 0.01221% |  | 7973 | 0.01068% | 0.01188% | 7973 | 2281 | 0.009857% | 6190 | 0.009696% | 0.009776% |  | 7973 | 0.01096% | 0.01221% | 0.01159% |  | 7973 | 2347 | 0.009776% | 0.01085%
| Nov | 29 | 5 | 7974 | 536.6875 | 543.3405 | 611.4714 | 0.01145% | 0.01106% | 0.01216% | 0.009917% | 6168 | 0.009736% | 0.009826% |  | 13.9703 | 21.8362 | 24.4384 |  | 7974 | 522.7172 | 521.5043 | 587.0329 |  | 7974 | 0.01138% | 0.01107% | 0.01216% | 0.01527% | 0.01096% | 0.01221% |  | 7974 | 0.01107% | 0.01216% | 7974 | 3169 | 0.009856% | 7728 | 0.009696% | 0.009776% |  | 7974 | 0.01096% | 0.01221% | 0.01159% |  | 7974 | 6168 | 0.009776% | 0.01209%
| Nov | 29 | 6 | 7975 | 563.7346 | 565.2644 | 626.1655 | 0.01203% | 0.01151% | 0.01245% | 0.009917% | 2092 | 0.009734% | 0.009825% |  | 13.9733 | 21.8339 | 24.4382 |  | 7975 | 549.7613 | 543.4305 | 601.7273 |  | 7975 | 0.01197% | 0.01153% | 0.01246% | 0.01527% | 0.01096% | 0.01221% |  | 7975 | 0.01153% | 0.01246% | 7975 | 1360 | 0.009856% | 8501 | 0.009694% | 0.009775% |  | 7975 | 0.01096% | 0.01221% | 0.01159% |  | 7975 | 2092 | 0.009775% | 0.0106%
| Nov | 29 | 7 | 7976 | 564.7485 | 571.39 | 631.1167 | 0.01205% | 0.01164% | 0.01255% | 0.009917% | 6478 | 0.009733% | 0.009825% |  | 13.9764 | 21.8315 | 24.438 |  | 7976 | 550.7721 | 549.5585 | 606.6787 |  | 7976 | 0.01199% | 0.01166% | 0.01256% | 0.01528% | 0.01095% | 0.01221% |  | 7976 | 0.01166% | 0.01256% | 7976 | 1788 | 0.009856% | 7334 | 0.009694% | 0.009775% |  | 7976 | 0.01095% | 0.01221% | 0.01158% |  | 7976 | 6478 | 0.009775% | 0.01201%
| Nov | 29 | 8 | 7977 | 554.1108 | 561.4382 | 617.7072 | 0.01183% | 0.01143% | 0.01228% | 0.009916% | 6485 | 0.009733% | 0.009825% |  | 13.9794 | 21.8292 | 24.4378 |  | 7977 | 540.1314 | 539.609 | 593.2694 |  | 7977 | 0.01176% | 0.01145% | 0.01229% | 0.01528% | 0.01095% | 0.01221% |  | 7977 | 0.01145% | 0.01229% | 7977 | 3361 | 0.009856% | 6672 | 0.009693% | 0.009775% |  | 7977 | 0.01095% | 0.01221% | 0.01158% |  | 7977 | 6485 | 0.009775% | 0.01201%
| Nov | 29 | 9 | 7978 | 541.8673 | 552.7338 | 595.6894 | 0.01157% | 0.01126% | 0.01185% | 0.009916% | 2412 | 0.009732% | 0.009824% |  | 13.9825 | 21.8269 | 24.4376 |  | 7978 | 527.8848 | 530.9069 | 571.2519 |  | 7978 | 0.01149% | 0.01127% | 0.01183% | 0.01528% | 0.01095% | 0.01221% |  | 7978 | 0.01127% | 0.01183% | 7978 | 2101 | 0.009854% | 2428 | 0.009692% | 0.009773% |  | 7978 | 0.01095% | 0.01221% | 0.01158% |  | 7978 | 2412 | 0.009773% | 0.01092%
| Nov | 29 | 10 | 7979 | 532.3983 | 543.6756 | 578.7729 | 0.01136% | 0.01107% | 0.01151% | 0.009914% | 2364 | 0.009732% | 0.009823% |  | 13.9856 | 21.8245 | 24.4374 |  | 7979 | 518.4128 | 521.8511 | 554.3355 |  | 7979 | 0.01128% | 0.01108% | 0.01148% | 0.01529% | 0.01095% | 0.01221% |  | 7979 | 0.01108% | 0.01148% | 7979 | 7261 | 0.009854% | 2062 | 0.00969% | 0.009772% |  | 7979 | 0.01095% | 0.01221% | 0.01158% |  | 7979 | 2364 | 0.009772% | 0.01087%
| Nov | 29 | 11 | 7980 | 513.4946 | 530.3537 | 562.0251 | 0.01096% | 0.0108% | 0.01118% | 0.009914% | 2194 | 0.009731% | 0.009823% |  | 13.9886 | 21.8222 | 24.4371 |  | 7980 | 499.506 | 508.5315 | 537.588 |  | 7980 | 0.01087% | 0.01079% | 0.01113% | 0.01529% | 0.01095% | 0.01221% |  | 7980 | 0.01079% | 0.01113% | 7980 | 2425 | 0.009854% | 6673 | 0.00969% | 0.009772% |  | 7980 | 0.01095% | 0.01221% | 0.01158% |  | 7980 | 2194 | 0.009772% | 0.0107%
| Nov | 29 | 12 | 7981 | 496.3628 | 530.5306 | 545.5681 | 0.01059% | 0.0108% | 0.01085% | 0.009913% | 2404 | 0.009729% | 0.009821% |  | 13.9917 | 21.8199 | 24.4369 |  | 7981 | 482.3711 | 508.7107 | 521.1312 |  | 7981 | 0.0105% | 0.0108% | 0.01079% | 0.01529% | 0.01095% | 0.01221% |  | 7981 | 0.0108% | 0.01079% | 7981 | 2839 | 0.009853% | 1859 | 0.009688% | 0.00977% |  | 7981 | 0.01095% | 0.01221% | 0.01158% |  | 7981 | 2404 | 0.00977% | 0.01091%
| Nov | 29 | 13 | 7982 | 485.8215 | 530.633 | 532.4868 | 0.01037% | 0.01081% | 0.01059% | 0.009913% | 6313 | 0.009728% | 0.009821% |  | 13.9948 | 21.8175 | 24.4367 |  | 7982 | 471.8268 | 508.8155 | 508.0501 |  | 7982 | 0.01027% | 0.0108% | 0.01052% | 0.0153% | 0.01095% | 0.01221% |  | 7982 | 0.0108% | 0.01052% | 7982 | 2102 | 0.009852% | 1867 | 0.009687% | 0.00977% |  | 7982 | 0.01095% | 0.01221% | 0.01158% |  | 7982 | 6313 | 0.00977% | 0.01205%
| Nov | 29 | 14 | 7983 | 481.0021 | 516.706 | 526.0822 | 0.01027% | 0.01052% | 0.01046% | 0.009913% | 2466 | 0.009726% | 0.00982% |  | 13.9978 | 21.8152 | 24.4365 |  | 7983 | 467.0043 | 494.8908 | 501.6457 |  | 7983 | 0.01017% | 0.0105% | 0.01039% | 0.0153% | 0.01095% | 0.01221% |  | 7983 | 0.0105% | 0.01039% | 7983 | 7397 | 0.00985% | 8524 | 0.009687% | 0.009768% |  | 7983 | 0.01095% | 0.01221% | 0.01158% |  | 7983 | 2466 | 0.009768% | 0.01097%
| Nov | 29 | 15 | 7984 | 490.9133 | 536.9448 | 530.8177 | 0.01048% | 0.01093% | 0.01056% | 0.009913% | 2078 | 0.009726% | 0.009819% |  | 14.0009 | 21.8128 | 24.4363 |  | 7984 | 476.9124 | 515.132 | 506.3814 |  | 7984 | 0.01038% | 0.01093% | 0.01049% | 0.0153% | 0.01095% | 0.01221% |  | 7984 | 0.01093% | 0.01049% | 7984 | 7409 | 0.009849% | 8510 | 0.009687% | 0.009768% |  | 7984 | 0.01095% | 0.01221% | 0.01158% |  | 7984 | 2078 | 0.009768% | 0.01059%
| Nov | 29 | 16 | 7985 | 516.5646 | 549.2893 | 556.1737 | 0.01102% | 0.01119% | 0.01106% | 0.009912% | 2390 | 0.009725% | 0.009819% |  | 14.004 | 21.8105 | 24.4361 |  | 7985 | 502.5606 | 527.4788 | 531.7377 |  | 7985 | 0.01094% | 0.0112% | 0.01101% | 0.01531% | 0.01094% | 0.01221% |  | 7985 | 0.0112% | 0.01101% | 7985 | 904 | 0.009849% | 3288 | 0.009686% | 0.009767% |  | 7985 | 0.01094% | 0.01221% | 0.01158% |  | 7985 | 2390 | 0.009767% | 0.01089%
| Nov | 29 | 17 | 7986 | 531.7878 | 552.5383 | 572.7058 | 0.01135% | 0.01125% | 0.01139% | 0.009912% | 8594 | 0.009725% | 0.009818% |  | 14.007 | 21.8081 | 24.4359 |  | 7986 | 517.7807 | 530.7302 | 548.27 |  | 7986 | 0.01127% | 0.01126% | 0.01135% | 0.01531% | 0.01094% | 0.01221% |  | 7986 | 0.01126% | 0.01135% | 7986 | 710 | 0.009848% | 6312 | 0.009685% | 0.009767% |  | 7986 | 0.01094% | 0.01221% | 0.01158% |  | 7986 | 8594 | 0.009767% | 0.01111%
| Nov | 29 | 18 | 7987 | 538.8039 | 550.3785 | 579.148 | 0.0115% | 0.01121% | 0.01152% | 0.009911% | 2214 | 0.009723% | 0.009817% |  | 14.0101 | 21.8058 | 24.4356 |  | 7987 | 524.7938 | 528.5727 | 554.7123 |  | 7987 | 0.01142% | 0.01122% | 0.01149% | 0.01531% | 0.01094% | 0.01221% |  | 7987 | 0.01122% | 0.01149% | 7987 | 889 | 0.009847% | 2552 | 0.009682% | 0.009765% |  | 7987 | 0.01094% | 0.01221% | 0.01158% |  | 7987 | 2214 | 0.009765% | 0.01072%
| Nov | 29 | 19 | 7988 | 541.0119 | 553.3203 | 578.8761 | 0.01155% | 0.01127% | 0.01151% | 0.009911% | 2341 | 0.009723% | 0.009817% |  | 14.0132 | 21.8034 | 24.4354 |  | 7988 | 526.9987 | 531.5169 | 554.4406 |  | 7988 | 0.01147% | 0.01128% | 0.01148% | 0.01532% | 0.01094% | 0.01221% |  | 7988 | 0.01128% | 0.01148% | 7988 | 7236 | 0.009847% | 2100 | 0.009681% | 0.009764% |  | 7988 | 0.01094% | 0.01221% | 0.01158% |  | 7988 | 2341 | 0.009764% | 0.01084%
| Nov | 29 | 20 | 7989 | 539.4903 | 547.3994 | 579.1105 | 0.01151% | 0.01115% | 0.01152% | 0.009911% | 8595 | 0.009722% | 0.009816% |  | 14.0163 | 21.801 | 24.4352 |  | 7989 | 525.474 | 525.5984 | 554.6753 |  | 7989 | 0.01144% | 0.01116% | 0.01149% | 0.01532% | 0.01094% | 0.01221% |  | 7989 | 0.01116% | 0.01149% | 7989 | 1689 | 0.009846% | 7528 | 0.009681% | 0.009764% |  | 7989 | 0.01094% | 0.01221% | 0.01158% |  | 7989 | 8595 | 0.009764% | 0.01111%
| Nov | 29 | 21 | 7990 | 529.7186 | 537.5686 | 572.8184 | 0.01131% | 0.01095% | 0.01139% | 0.00991% | 1978 | 0.009721% | 0.009816% |  | 14.0194 | 21.7987 | 24.435 |  | 7990 | 515.6992 | 515.7699 | 548.3833 |  | 7990 | 0.01123% | 0.01095% | 0.01136% | 0.01532% | 0.01094% | 0.01221% |  | 7990 | 0.01095% | 0.01136% | 7990 | 923 | 0.009846% | 5353 | 0.00968% | 0.009763% |  | 7990 | 0.01094% | 0.01221% | 0.01158% |  | 7990 | 1978 | 0.009763% | 0.0105%
| Nov | 29 | 22 | 7991 | 517.3345 | 523.6322 | 564.6039 | 0.01104% | 0.01066% | 0.01123% | 0.00991% | 7697 | 0.009721% | 0.009815% |  | 14.0224 | 21.7963 | 24.4348 |  | 7991 | 503.312 | 501.8359 | 540.1691 |  | 7991 | 0.01096% | 0.01065% | 0.01119% | 0.01533% | 0.01094% | 0.01221% |  | 7991 | 0.01065% | 0.01119% | 7991 | 3022 | 0.009846% | 8520 | 0.009677% | 0.009762% |  | 7991 | 0.01094% | 0.01221% | 0.01157% |  | 7991 | 7697 | 0.009762% | 0.01174%
| Nov | 29 | 23 | 7992 | 509.0545 | 513.2614 | 558.1055 | 0.01086% | 0.01045% | 0.0111% | 0.00991% | 2446 | 0.00972% | 0.009815% |  | 14.0255 | 21.7939 | 24.4346 |  | 7992 | 495.0289 | 491.4675 | 533.6709 |  | 7992 | 0.01078% | 0.01043% | 0.01105% | 0.01533% | 0.01094% | 0.01221% |  | 7992 | 0.01043% | 0.01105% | 7992 | 2854 | 0.009845% | 2342 | 0.009676% | 0.009761% |  | 7992 | 0.01094% | 0.01221% | 0.01157% |  | 7992 | 2446 | 0.009761% | 0.01095%
| Nov | 30 | 0 | 7993 | 504.8607 | 510.4593 | 556.6145 | 0.01078% | 0.01039% | 0.01107% | 0.00991% | 1924 | 0.00972% | 0.009815% |  | 14.0286 | 21.7916 | 24.4344 |  | 7993 | 490.8321 | 488.6677 | 532.1801 |  | 7993 | 0.01068% | 0.01037% | 0.01102% | 0.01533% | 0.01093% | 0.01221% |  | 7993 | 0.01037% | 0.01102% | 7993 | 1601 | 0.009845% | 8596 | 0.009672% | 0.009758% |  | 7993 | 0.01093% | 0.01221% | 0.01157% |  | 7993 | 1924 | 0.009758% | 0.01045%
| Nov | 30 | 1 | 7994 | 505.3089 | 507.9364 | 558.0961 | 0.01078% | 0.01034% | 0.0111% | 0.00991% | 8521 | 0.009719% | 0.009814% |  | 14.0317 | 21.7892 | 24.4342 |  | 7994 | 491.2771 | 486.1472 | 533.6619 |  | 7994 | 0.01069% | 0.01032% | 0.01105% | 0.01534% | 0.01093% | 0.01221% |  | 7994 | 0.01032% | 0.01105% | 7994 | 2847 | 0.009845% | 7360 | 0.00967% | 0.009758% |  | 7994 | 0.01093% | 0.01221% | 0.01157% |  | 7994 | 8521 | 0.009758% | 0.01117%
| Nov | 30 | 2 | 7995 | 505.9938 | 508.0853 | 562.7284 | 0.0108% | 0.01035% | 0.01119% | 0.00991% | 8523 | 0.009717% | 0.009813% |  | 14.0348 | 21.7868 | 24.434 |  | 7995 | 491.959 | 486.2985 | 538.2945 |  | 7995 | 0.01071% | 0.01032% | 0.01115% | 0.01534% | 0.01093% | 0.01221% |  | 7995 | 0.01032% | 0.01115% | 7995 | 2016 | 0.009844% | 2680 | 0.009669% | 0.009756% |  | 7995 | 0.01093% | 0.01221% | 0.01157% |  | 7995 | 8523 | 0.009756% | 0.01117%
| Nov | 30 | 3 | 7996 | 509.5138 | 511.5764 | 570.7647 | 0.01087% | 0.01042% | 0.01135% | 0.009908% | 1789 | 0.009717% | 0.009813% |  | 14.0379 | 21.7845 | 24.4338 |  | 7996 | 495.4759 | 489.792 | 546.331 |  | 7996 | 0.01079% | 0.0104% | 0.01131% | 0.01534% | 0.01093% | 0.01221% |  | 7996 | 0.0104% | 0.01131% | 7996 | 931 | 0.009844% | 7729 | 0.009668% | 0.009756% |  | 7996 | 0.01093% | 0.01221% | 0.01157% |  | 7996 | 1789 | 0.009756% | 0.01034%
| Nov | 30 | 4 | 7997 | 518.1064 | 523.4274 | 583.0677 | 0.01106% | 0.01066% | 0.01159% | 0.009908% | 2422 | 0.009717% | 0.009812% |  | 14.041 | 21.7821 | 24.4335 |  | 7997 | 504.0655 | 501.6453 | 558.6341 |  | 7997 | 0.01097% | 0.01065% | 0.01157% | 0.01535% | 0.01093% | 0.01221% |  | 7997 | 0.01065% | 0.01157% | 7997 | 1456 | 0.009844% | 8512 | 0.009668% | 0.009756% |  | 7997 | 0.01093% | 0.01221% | 0.01157% |  | 7997 | 2422 | 0.009756% | 0.01093%
| Nov | 30 | 5 | 7998 | 537.7784 | 544.5693 | 598.1932 | 0.01148% | 0.01109% | 0.01189% | 0.009907% | 3509 | 0.009717% | 0.009812% |  | 14.0441 | 21.7797 | 24.4333 |  | 7998 | 523.7343 | 522.7896 | 573.7598 |  | 7998 | 0.0114% | 0.0111% | 0.01188% | 0.01535% | 0.01093% | 0.01221% |  | 7998 | 0.0111% | 0.01188% | 7998 | 6530 | 0.009843% | 3320 | 0.009666% | 0.009755% |  | 7998 | 0.01093% | 0.01221% | 0.01157% |  | 7998 | 3509 | 0.009755% | 0.01208%
| Nov | 30 | 6 | 7999 | 560.8101 | 567.2287 | 614.1251 | 0.01197% | 0.01155% | 0.01221% | 0.009907% | 2081 | 0.009716% | 0.009811% |  | 14.0472 | 21.7773 | 24.4331 |  | 7999 | 546.7629 | 545.4514 | 589.692 |  | 7999 | 0.0119% | 0.01158% | 0.01221% | 0.01535% | 0.01093% | 0.01221% |  | 7999 | 0.01158% | 0.01221% | 7999 | 1830 | 0.009843% | 1794 | 0.009665% | 0.009754% |  | 7999 | 0.01093% | 0.01221% | 0.01157% |  | 7999 | 2081 | 0.009754% | 0.01059%
| Nov | 30 | 7 | 8000 | 564.9171 | 572.5444 | 623.5305 | 0.01206% | 0.01166% | 0.0124% | 0.009906% | 2116 | 0.009714% | 0.00981% |  | 14.0503 | 21.7749 | 24.4329 |  | 8000 | 550.8669 | 550.7695 | 599.0976 |  | 8000 | 0.01199% | 0.01169% | 0.01241% | 0.01536% | 0.01093% | 0.01221% |  | 8000 | 0.01169% | 0.01241% | 8000 | 1608 | 0.009842% | 8591 | 0.009663% | 0.009752% |  | 8000 | 0.01093% | 0.01221% | 0.01157% |  | 8000 | 2116 | 0.009752% | 0.01063%
| Nov | 30 | 8 | 8001 | 551.4163 | 563.6538 | 618.1011 | 0.01177% | 0.01148% | 0.01229% | 0.009904% | 1847 | 0.009713% | 0.009809% |  | 14.0534 | 21.7725 | 24.4327 |  | 8001 | 537.3629 | 541.8813 | 593.6683 |  | 8001 | 0.0117% | 0.0115% | 0.01229% | 0.01536% | 0.01092% | 0.01221% |  | 8001 | 0.0115% | 0.01229% | 8001 | 2846 | 0.009842% | 2266 | 0.00966% | 0.009751% |  | 8001 | 0.01092% | 0.01221% | 0.01157% |  | 8001 | 1847 | 0.009751% | 0.01039%
| Nov | 30 | 9 | 8002 | 540.0772 | 555.2567 | 598.4464 | 0.01153% | 0.01131% | 0.0119% | 0.009904% | 2442 | 0.009713% | 0.009808% |  | 14.0565 | 21.7701 | 24.4325 |  | 8002 | 526.0207 | 533.4865 | 574.0138 |  | 8002 | 0.01145% | 0.01132% | 0.01189% | 0.01536% | 0.01092% | 0.01221% |  | 8002 | 0.01132% | 0.01189% | 8002 | 7170 | 0.009842% | 2036 | 0.00966% | 0.009751% |  | 8002 | 0.01092% | 0.01221% | 0.01157% |  | 8002 | 2442 | 0.009751% | 0.01095%
| Nov | 30 | 10 | 8003 | 534.5316 | 549.9502 | 580.2264 | 0.01141% | 0.0112% | 0.01154% | 0.009904% | 2391 | 0.009709% | 0.009807% |  | 14.0596 | 21.7678 | 24.4323 |  | 8003 | 520.472 | 528.1825 | 555.7941 |  | 8003 | 0.01133% | 0.01121% | 0.01151% | 0.01537% | 0.01092% | 0.01221% |  | 8003 | 0.01121% | 0.01151% | 8003 | 2845 | 0.009842% | 2345 | 0.009658% | 0.00975% |  | 8003 | 0.01092% | 0.01221% | 0.01157% |  | 8003 | 2391 | 0.00975% | 0.01089%
| Nov | 30 | 11 | 8004 | 530.2059 | 541.5996 | 560.778 | 0.01132% | 0.01103% | 0.01115% | 0.009904% | 5356 | 0.009709% | 0.009806% |  | 14.0627 | 21.7654 | 24.4321 |  | 8004 | 516.1431 | 519.8342 | 536.3459 |  | 8004 | 0.01124% | 0.01103% | 0.01111% | 0.01537% | 0.01092% | 0.01221% |  | 8004 | 0.01103% | 0.01111% | 8004 | 7361 | 0.009842% | 1872 | 0.009657% | 0.00975% |  | 8004 | 0.01092% | 0.01221% | 0.01157% |  | 8004 | 5356 | 0.00975% | 0.0125%
| Nov | 30 | 12 | 8005 | 531.8845 | 526.2296 | 546.8153 | 0.01135% | 0.01072% | 0.01087% | 0.009903% | 7336 | 0.009707% | 0.009805% |  | 14.0658 | 21.763 | 24.4319 |  | 8005 | 517.8186 | 504.4666 | 522.3834 |  | 8005 | 0.01127% | 0.01071% | 0.01082% | 0.01537% | 0.01092% | 0.01221% |  | 8005 | 0.01071% | 0.01082% | 8005 | 2088 | 0.009842% | 7192 | 0.009656% | 0.009749% |  | 8005 | 0.01092% | 0.01221% | 0.01157% |  | 8005 | 7336 | 0.009749% | 0.01187%
| Nov | 30 | 13 | 8006 | 531.3758 | 524.5353 | 532.093 | 0.01134% | 0.01068% | 0.01058% | 0.009902% | 2217 | 0.009706% | 0.009804% |  | 14.069 | 21.7606 | 24.4317 |  | 8006 | 517.3069 | 502.7747 | 507.6613 |  | 8006 | 0.01126% | 0.01067% | 0.01051% | 0.01538% | 0.01092% | 0.01221% |  | 8006 | 0.01067% | 0.01051% | 8006 | 2317 | 0.009842% | 1979 | 0.009655% | 0.009748% |  | 8006 | 0.01092% | 0.01221% | 0.01157% |  | 8006 | 2217 | 0.009748% | 0.01072%
| Nov | 30 | 14 | 8007 | 529.7119 | 521.3514 | 526.7948 | 0.01131% | 0.01062% | 0.01048% | 0.009902% | 2428 | 0.009706% | 0.009804% |  | 14.0721 | 21.7582 | 24.4315 |  | 8007 | 515.6398 | 499.5932 | 502.3633 |  | 8007 | 0.01122% | 0.0106% | 0.0104% | 0.01538% | 0.01092% | 0.01221% |  | 8007 | 0.0106% | 0.0104% | 8007 | 1911 | 0.00984% | 2344 | 0.009654% | 0.009747% |  | 8007 | 0.01092% | 0.01221% | 0.01156% |  | 8007 | 2428 | 0.009747% | 0.01093%
| Nov | 30 | 15 | 8008 | 531.5685 | 526.3134 | 536.3409 | 0.01135% | 0.01072% | 0.01066% | 0.009902% | 8496 | 0.009705% | 0.009804% |  | 14.0752 | 21.7558 | 24.4313 |  | 8008 | 517.4934 | 504.5576 | 511.9096 |  | 8008 | 0.01126% | 0.01071% | 0.0106% | 0.01538% | 0.01092% | 0.01221% |  | 8008 | 0.01071% | 0.0106% | 8008 | 7351 | 0.00984% | 2005 | 0.009653% | 0.009746% |  | 8008 | 0.01092% | 0.01221% | 0.01156% |  | 8008 | 8496 | 0.009746% | 0.01119%
| Nov | 30 | 16 | 8009 | 547.0519 | 547.5204 | 565.476 | 0.01168% | 0.01115% | 0.01124% | 0.009902% | 3310 | 0.009705% | 0.009803% |  | 14.0783 | 21.7533 | 24.4311 |  | 8009 | 532.9735 | 525.7671 | 541.0449 |  | 8009 | 0.0116% | 0.01116% | 0.0112% | 0.01539% | 0.01092% | 0.01221% |  | 8009 | 0.01116% | 0.0112% | 8009 | 1804 | 0.009839% | 6455 | 0.009653% | 0.009746% |  | 8009 | 0.01092% | 0.01221% | 0.01156% |  | 8009 | 3310 | 0.009746% | 0.01189%
| Nov | 30 | 17 | 8010 | 550.3031 | 558.9805 | 581.9424 | 0.01175% | 0.01138% | 0.01157% | 0.009901% | 2552 | 0.009705% | 0.009803% |  | 14.0814 | 21.7509 | 24.4309 |  | 8010 | 536.2217 | 537.2295 | 557.5115 |  | 8010 | 0.01167% | 0.0114% | 0.01155% | 0.01539% | 0.01091% | 0.01221% |  | 8010 | 0.0114% | 0.01155% | 8010 | 7270 | 0.009838% | 2042 | 0.009651% | 0.009744% |  | 8010 | 0.01091% | 0.01221% | 0.01156% |  | 8010 | 2552 | 0.009744% | 0.01106%
| Nov | 30 | 18 | 8011 | 548.1577 | 558.8687 | 590.682 | 0.0117% | 0.01138% | 0.01175% | 0.0099% | 1811 | 0.009703% | 0.009802% |  | 14.0846 | 21.7485 | 24.4307 |  | 8011 | 534.0731 | 537.1202 | 566.2513 |  | 8011 | 0.01163% | 0.0114% | 0.01173% | 0.01539% | 0.01091% | 0.01221% |  | 8011 | 0.0114% | 0.01173% | 8011 | 6196 | 0.009838% | 2122 | 0.00965% | 0.009744% |  | 8011 | 0.01091% | 0.01221% | 0.01156% |  | 8011 | 1811 | 0.009744% | 0.01036%
| Nov | 30 | 19 | 8012 | 547.3048 | 558.0961 | 597.2086 | 0.01168% | 0.01136% | 0.01188% | 0.0099% | 1836 | 0.009703% | 0.009801% |  | 14.0877 | 21.7461 | 24.4305 |  | 8012 | 533.2171 | 536.3499 | 572.7781 |  | 8012 | 0.01161% | 0.01138% | 0.01186% | 0.0154% | 0.01091% | 0.01221% |  | 8012 | 0.01138% | 0.01186% | 8012 | 7283 | 0.009838% | 7526 | 0.009649% | 0.009743% |  | 8012 | 0.01091% | 0.01221% | 0.01156% |  | 8012 | 1836 | 0.009743% | 0.01038%
| Nov | 30 | 20 | 8013 | 540.16 | 556.5041 | 593.2139 | 0.01153% | 0.01133% | 0.0118% | 0.0099% | 3292 | 0.009702% | 0.009801% |  | 14.0908 | 21.7437 | 24.4303 |  | 8013 | 526.0691 | 534.7604 | 568.7836 |  | 8013 | 0.01145% | 0.01135% | 0.01178% | 0.0154% | 0.01091% | 0.01221% |  | 8013 | 0.01135% | 0.01178% | 8013 | 1620 | 0.009837% | 6317 | 0.009649% | 0.009743% |  | 8013 | 0.01091% | 0.01221% | 0.01156% |  | 8013 | 3292 | 0.009743% | 0.01187%
| Nov | 30 | 21 | 8014 | 527.3505 | 551.328 | 589.7818 | 0.01126% | 0.01123% | 0.01173% | 0.009899% | 2680 | 0.009701% | 0.0098% |  | 14.094 | 21.7413 | 24.4301 |  | 8014 | 513.2566 | 529.5868 | 565.3517 |  | 8014 | 0.01117% | 0.01124% | 0.01171% | 0.0154% | 0.01091% | 0.01221% |  | 8014 | 0.01124% | 0.01171% | 8014 | 853 | 0.009837% | 2013 | 0.009647% | 0.009742% |  | 8014 | 0.01091% | 0.01221% | 0.01156% |  | 8014 | 2680 | 0.009742% | 0.0112%
| Nov | 30 | 22 | 8015 | 515.0537 | 541.6834 | 585.3276 | 0.01099% | 0.01103% | 0.01164% | 0.009899% | 8198 | 0.009701% | 0.0098% |  | 14.0971 | 21.7389 | 24.4299 |  | 8015 | 500.9566 | 519.9445 | 560.8977 |  | 8015 | 0.0109% | 0.01104% | 0.01162% | 0.01541% | 0.01091% | 0.01221% |  | 8015 | 0.01104% | 0.01162% | 8015 | 6580 | 0.009837% | 1987 | 0.009645% | 0.009741% |  | 8015 | 0.01091% | 0.01221% | 0.01156% |  | 8015 | 8198 | 0.009741% | 0.01143%
| Nov | 30 | 23 | 8016 | 505.4394 | 532.7742 | 580.8171 | 0.01079% | 0.01085% | 0.01155% | 0.009898% | 8759 | 0.009701% | 0.009799% |  | 14.1002 | 21.7364 | 24.4297 |  | 8016 | 491.3392 | 511.0377 | 556.3875 |  | 8016 | 0.0107% | 0.01085% | 0.01152% | 0.01541% | 0.01091% | 0.01221% |  | 8016 | 0.01085% | 0.01152% | 8016 | 7163 | 0.009835% | 2026 | 0.009645% | 0.00974% |  | 8016 | 0.01091% | 0.01221% | 0.01156% |  | 8016 | 8759 | 0.00974% | 0.01098%
| Dec | 1 | 0 | 8017 | 499.8704 | 524.4887 | 579.4949 | 0.01067% | 0.01068% | 0.01152% | 0.009898% | 8592 | 0.009699% | 0.009799% |  | 14.1034 | 21.734 | 24.4295 |  | 8017 | 485.767 | 502.7547 | 555.0655 |  | 8017 | 0.01057% | 0.01067% | 0.01149% | 0.01542% | 0.01091% | 0.01221% |  | 8017 | 0.01067% | 0.01149% | 8017 | 7208 | 0.009835% | 7670 | 0.009645% | 0.00974% |  | 8017 | 0.01091% | 0.01221% | 0.01156% |  | 8017 | 8592 | 0.00974% | 0.01111%
| Dec | 1 | 1 | 8018 | 499.1671 | 519.1078 | 576.513 | 0.01065% | 0.01057% | 0.01146% | 0.009898% | 2004 | 0.009696% | 0.009797% |  | 14.1065 | 21.7316 | 24.4293 |  | 8018 | 485.0606 | 497.3762 | 552.0837 |  | 8018 | 0.01056% | 0.01056% | 0.01143% | 0.01542% | 0.0109% | 0.01221% |  | 8018 | 0.01056% | 0.01143% | 8018 | 7429 | 0.009835% | 2086 | 0.009645% | 0.00974% |  | 8018 | 0.0109% | 0.01221% | 0.01156% |  | 8018 | 2004 | 0.00974% | 0.01052%
| Dec | 1 | 2 | 8019 | 499.0895 | 521.2862 | 578.2947 | 0.01065% | 0.01062% | 0.0115% | 0.009897% | 5354 | 0.009696% | 0.009796% |  | 14.1096 | 21.7291 | 24.4291 |  | 8019 | 484.9798 | 499.5571 | 553.8656 |  | 8019 | 0.01056% | 0.0106% | 0.01147% | 0.01542% | 0.0109% | 0.01221% |  | 8019 | 0.0106% | 0.01147% | 8019 | 2134 | 0.009834% | 7359 | 0.009644% | 0.009739% |  | 8019 | 0.0109% | 0.01221% | 0.01156% |  | 8019 | 5354 | 0.009739% | 0.0125%
| Dec | 1 | 3 | 8020 | 501.1798 | 521.2583 | 576.8787 | 0.0107% | 0.01061% | 0.01147% | 0.009893% | 8593 | 0.009696% | 0.009794% |  | 14.1128 | 21.7267 | 24.4289 |  | 8020 | 487.067 | 499.5316 | 552.4498 |  | 8020 | 0.0106% | 0.0106% | 0.01144% | 0.01543% | 0.0109% | 0.01221% |  | 8020 | 0.0106% | 0.01144% | 8020 | 7432 | 0.009834% | 7191 | 0.009642% | 0.009738% |  | 8020 | 0.0109% | 0.01221% | 0.01156% |  | 8020 | 8593 | 0.009738% | 0.01111%
| Dec | 1 | 4 | 8021 | 509.942 | 526.7509 | 578.1071 | 0.01088% | 0.01073% | 0.0115% | 0.00989% | 6314 | 0.009695% | 0.009793% |  | 14.1159 | 21.7243 | 24.4287 |  | 8021 | 495.8261 | 505.0266 | 553.6784 |  | 8021 | 0.01079% | 0.01072% | 0.01147% | 0.01543% | 0.0109% | 0.01221% |  | 8021 | 0.01072% | 0.01147% | 8021 | 905 | 0.009834% | 2550 | 0.009642% | 0.009738% |  | 8021 | 0.0109% | 0.01221% | 0.01156% |  | 8021 | 6314 | 0.009738% | 0.01205%
| Dec | 1 | 5 | 8022 | 529.2789 | 536.8145 | 581.8205 | 0.0113% | 0.01093% | 0.01157% | 0.00989% | 1977 | 0.009695% | 0.009793% |  | 14.1191 | 21.7218 | 24.4285 |  | 8022 | 515.1598 | 515.0927 | 557.392 |  | 8022 | 0.01121% | 0.01093% | 0.01154% | 0.01543% | 0.0109% | 0.01221% |  | 8022 | 0.01093% | 0.01154% | 8022 | 7886 | 0.009834% | 1988 | 0.009641% | 0.009738% |  | 8022 | 0.0109% | 0.01221% | 0.01155% |  | 8022 | 1977 | 0.009738% | 0.0105%
| Dec | 1 | 6 | 8023 | 553.7159 | 550.0806 | 589.4348 | 0.01182% | 0.0112% | 0.01172% | 0.00989% | 6196 | 0.009691% | 0.00979% |  | 14.1222 | 21.7194 | 24.4283 |  | 8023 | 539.5937 | 528.3612 | 565.0065 |  | 8023 | 0.01175% | 0.01121% | 0.0117% | 0.01544% | 0.0109% | 0.01221% |  | 8023 | 0.01121% | 0.0117% | 8023 | 2395 | 0.009834% | 2020 | 0.00964% | 0.009737% |  | 8023 | 0.0109% | 0.01221% | 0.01155% |  | 8023 | 6196 | 0.009737% | 0.01209%
| Dec | 1 | 7 | 8024 | 557.0896 | 554.1116 | 592.1355 | 0.01189% | 0.01128% | 0.01177% | 0.00989% | 2082 | 0.009691% | 0.00979% |  | 14.1254 | 21.717 | 24.4281 |  | 8024 | 542.9642 | 532.3946 | 567.7074 |  | 8024 | 0.01182% | 0.0113% | 0.01176% | 0.01544% | 0.0109% | 0.01221% |  | 8024 | 0.0113% | 0.01176% | 8024 | 1712 | 0.009833% | 2389 | 0.009639% | 0.009736% |  | 8024 | 0.0109% | 0.01221% | 0.01155% |  | 8024 | 2082 | 0.009736% | 0.01059%
| Dec | 1 | 8 | 8025 | 549.141 | 555.4615 | 595.5394 | 0.01172% | 0.01131% | 0.01184% | 0.00989% | 8500 | 0.00969% | 0.00979% |  | 14.1285 | 21.7145 | 24.4279 |  | 8025 | 535.0124 | 533.7469 | 571.1115 |  | 8025 | 0.01165% | 0.01133% | 0.01183% | 0.01544% | 0.0109% | 0.01221% |  | 8025 | 0.01133% | 0.01183% | 8025 | 2372 | 0.009833% | 2346 | 0.009639% | 0.009736% |  | 8025 | 0.0109% | 0.01221% | 0.01155% |  | 8025 | 8500 | 0.009736% | 0.01119%
| Dec | 1 | 9 | 8026 | 541.0478 | 555.0425 | 591.751 | 0.01155% | 0.0113% | 0.01177% | 0.00989% | 2342 | 0.009685% | 0.009787% |  | 14.1317 | 21.7121 | 24.4277 |  | 8026 | 526.9161 | 533.3305 | 567.3233 |  | 8026 | 0.01147% | 0.01132% | 0.01175% | 0.01545% | 0.01089% | 0.01221% |  | 8026 | 0.01132% | 0.01175% | 8026 | 5883 | 0.00983% | 2293 | 0.009638% | 0.009734% |  | 8026 | 0.01089% | 0.01221% | 0.01155% |  | 8026 | 2342 | 0.009734% | 0.01084%
| Dec | 1 | 10 | 8027 | 537.2467 | 553.6554 | 585.2526 | 0.01147% | 0.01127% | 0.01164% | 0.00989% | 7335 | 0.009684% | 0.009787% |  | 14.1349 | 21.7096 | 24.4275 |  | 8027 | 523.1118 | 531.9458 | 560.8251 |  | 8027 | 0.01139% | 0.01129% | 0.01161% | 0.01545% | 0.01089% | 0.01221% |  | 8027 | 0.01129% | 0.01161% | 8027 | 1763 | 0.009829% | 2492 | 0.009637% | 0.009733% |  | 8027 | 0.01089% | 0.01221% | 0.01155% |  | 8027 | 7335 | 0.009733% | 0.01187%
| Dec | 1 | 11 | 8028 | 532.393 | 549.1589 | 576.6443 | 0.01136% | 0.01118% | 0.01147% | 0.00989% | 1873 | 0.009683% | 0.009786% |  | 14.138 | 21.7072 | 24.4273 |  | 8028 | 518.255 | 527.4518 | 552.217 |  | 8028 | 0.01128% | 0.0112% | 0.01144% | 0.01545% | 0.01089% | 0.01221% |  | 8028 | 0.0112% | 0.01144% | 8028 | 1610 | 0.009827% | 6430 | 0.009635% | 0.009731% |  | 8028 | 0.01089% | 0.01221% | 0.01155% |  | 8028 | 1873 | 0.009731% | 0.01041%
| Dec | 1 | 12 | 8029 | 523.3855 | 543.1729 | 572.6589 | 0.01117% | 0.01106% | 0.01139% | 0.009888% | 2062 | 0.009682% | 0.009785% |  | 14.1412 | 21.7047 | 24.4271 |  | 8029 | 509.2443 | 521.4682 | 548.2318 |  | 8029 | 0.01109% | 0.01107% | 0.01135% | 0.01546% | 0.01089% | 0.01221% |  | 8029 | 0.01107% | 0.01135% | 8029 | 2155 | 0.009826% | 2441 | 0.009635% | 0.009731% |  | 8029 | 0.01089% | 0.01221% | 0.01155% |  | 8029 | 2062 | 0.009731% | 0.01058%
| Dec | 1 | 13 | 8030 | 521.8057 | 540.0542 | 570.6241 | 0.01114% | 0.011% | 0.01135% | 0.009888% | 8511 | 0.009681% | 0.009785% |  | 14.1443 | 21.7023 | 24.4269 |  | 8030 | 507.6614 | 518.352 | 546.1972 |  | 8030 | 0.01105% | 0.011% | 0.01131% | 0.01546% | 0.01089% | 0.01221% |  | 8030 | 0.011% | 0.01131% | 8030 | 2082 | 0.009826% | 2343 | 0.009635% | 0.00973% |  | 8030 | 0.01089% | 0.01221% | 0.01155% |  | 8030 | 8511 | 0.00973% | 0.01118%
| Dec | 1 | 14 | 8031 | 518.0726 | 535.2598 | 568.8705 | 0.01106% | 0.0109% | 0.01131% | 0.009887% | 6191 | 0.009679% | 0.009783% |  | 14.1475 | 21.6998 | 24.4267 |  | 8031 | 503.9251 | 513.56 | 544.4438 |  | 8031 | 0.01097% | 0.0109% | 0.01127% | 0.01546% | 0.01089% | 0.01221% |  | 8031 | 0.0109% | 0.01127% | 8031 | 7364 | 0.009825% | 2365 | 0.009633% | 0.009729% |  | 8031 | 0.01089% | 0.01221% | 0.01155% |  | 8031 | 6191 | 0.009729% | 0.01209%
| Dec | 1 | 15 | 8032 | 524.7831 | 538.1737 | 571.0367 | 0.0112% | 0.01096% | 0.01135% | 0.009886% | 1767 | 0.009678% | 0.009782% |  | 14.1507 | 21.6973 | 24.4265 |  | 8032 | 510.6324 | 516.4764 | 546.6101 |  | 8032 | 0.01112% | 0.01096% | 0.01132% | 0.01547% | 0.01089% | 0.01221% |  | 8032 | 0.01096% | 0.01132% | 8032 | 1335 | 0.009824% | 2387 | 0.009633% | 0.009729% |  | 8032 | 0.01089% | 0.01221% | 0.01155% |  | 8032 | 1767 | 0.009729% | 0.01032%
| Dec | 1 | 16 | 8033 | 538.6541 | 548.1256 | 581.7455 | 0.0115% | 0.01116% | 0.01157% | 0.009885% | 8522 | 0.009678% | 0.009781% |  | 14.1538 | 21.6949 | 24.4263 |  | 8033 | 524.5002 | 526.4307 | 557.3191 |  | 8033 | 0.01142% | 0.01117% | 0.01154% | 0.01547% | 0.01089% | 0.01221% |  | 8033 | 0.01117% | 0.01154% | 8033 | 2066 | 0.009824% | 1950 | 0.009633% | 0.009728% |  | 8033 | 0.01089% | 0.01221% | 0.01155% |  | 8033 | 8522 | 0.009728% | 0.01117%
| Dec | 1 | 17 | 8034 | 539.7686 | 548.4328 | 582.9083 | 0.01152% | 0.01117% | 0.01159% | 0.009885% | 3508 | 0.009677% | 0.009781% |  | 14.157 | 21.6924 | 24.4261 |  | 8034 | 525.6116 | 526.7404 | 558.4821 |  | 8034 | 0.01144% | 0.01118% | 0.01157% | 0.01547% | 0.01088% | 0.01221% |  | 8034 | 0.01118% | 0.01157% | 8034 | 975 | 0.009823% | 2440 | 0.009632% | 0.009728% |  | 8034 | 0.01088% | 0.01221% | 0.01155% |  | 8034 | 3508 | 0.009728% | 0.01208%
| Dec | 1 | 18 | 8035 | 533.3652 | 544.5228 | 580.4327 | 0.01138% | 0.01109% | 0.01154% | 0.009884% | 2100 | 0.009676% | 0.00978% |  | 14.1602 | 21.6899 | 24.426 |  | 8035 | 519.205 | 522.8328 | 556.0067 |  | 8035 | 0.0113% | 0.0111% | 0.01151% | 0.01548% | 0.01088% | 0.01221% |  | 8035 | 0.0111% | 0.01151% | 8035 | 7246 | 0.009823% | 6460 | 0.00963% | 0.009727% |  | 8035 | 0.01088% | 0.01221% | 0.01155% |  | 8035 | 2100 | 0.009727% | 0.01061%
| Dec | 1 | 19 | 8036 | 528.145 | 542.2233 | 577.1788 | 0.01127% | 0.01104% | 0.01148% | 0.009884% | 6316 | 0.009674% | 0.009779% |  | 14.1634 | 21.6875 | 24.4258 |  | 8036 | 513.9817 | 520.5359 | 552.753 |  | 8036 | 0.01119% | 0.01105% | 0.01145% | 0.01548% | 0.01088% | 0.01221% |  | 8036 | 0.01105% | 0.01145% | 8036 | 7318 | 0.009822% | 2711 | 0.009629% | 0.009726% |  | 8036 | 0.01088% | 0.01221% | 0.01155% |  | 8036 | 6316 | 0.009726% | 0.01205%
| Dec | 1 | 20 | 8037 | 524.7182 | 539.7842 | 571.7587 | 0.0112% | 0.01099% | 0.01137% | 0.009884% | 6175 | 0.009673% | 0.009778% |  | 14.1665 | 21.685 | 24.4256 |  | 8037 | 510.5516 | 518.0992 | 547.3332 |  | 8037 | 0.01111% | 0.011% | 0.01133% | 0.01548% | 0.01088% | 0.01221% |  | 8037 | 0.011% | 0.01133% | 8037 | 1910 | 0.009822% | 2451 | 0.009627% | 0.009725% |  | 8037 | 0.01088% | 0.01221% | 0.01154% |  | 8037 | 6175 | 0.009725% | 0.01209%
| Dec | 1 | 21 | 8038 | 518.9496 | 535.7905 | 562.3533 | 0.01108% | 0.01091% | 0.01118% | 0.009882% | 7693 | 0.009671% | 0.009777% |  | 14.1697 | 21.6825 | 24.4254 |  | 8038 | 504.7799 | 514.1079 | 537.928 |  | 8038 | 0.01099% | 0.01091% | 0.01114% | 0.01549% | 0.01088% | 0.01221% |  | 8038 | 0.01091% | 0.01114% | 8038 | 3343 | 0.009821% | 2333 | 0.009627% | 0.009724% |  | 8038 | 0.01088% | 0.01221% | 0.01154% |  | 8038 | 7693 | 0.009724% | 0.01174%
| Dec | 1 | 22 | 8039 | 505.1614 | 527.5515 | 549.5722 | 0.01078% | 0.01074% | 0.01093% | 0.009882% | 6344 | 0.00967% | 0.009776% |  | 14.1729 | 21.68 | 24.4252 |  | 8039 | 490.9885 | 505.8715 | 525.147 |  | 8039 | 0.01069% | 0.01074% | 0.01087% | 0.01549% | 0.01088% | 0.01221% |  | 8039 | 0.01074% | 0.01087% | 8039 | 1749 | 0.009819% | 3310 | 0.009626% | 0.009723% |  | 8039 | 0.01088% | 0.01221% | 0.01154% |  | 8039 | 6344 | 0.009723% | 0.01204%
| Dec | 1 | 23 | 8040 | 496.4429 | 520.3646 | 546.0369 | 0.0106% | 0.0106% | 0.01086% | 0.009881% | 1859 | 0.00967% | 0.009775% |  | 14.1761 | 21.6776 | 24.425 |  | 8040 | 482.2668 | 498.687 | 521.6119 |  | 8040 | 0.0105% | 0.01058% | 0.0108% | 0.01549% | 0.01088% | 0.01221% |  | 8040 | 0.01058% | 0.0108% | 8040 | 3029 | 0.009819% | 3509 | 0.009625% | 0.009722% |  | 8040 | 0.01088% | 0.01221% | 0.01154% |  | 8040 | 1859 | 0.009722% | 0.0104%
| Dec | 2 | 0 | 8041 | 491.3736 | 517.9255 | 544.0771 | 0.01049% | 0.01055% | 0.01082% | 0.009881% | 1867 | 0.00967% | 0.009775% |  | 14.1793 | 21.6751 | 24.4248 |  | 8041 | 477.1943 | 496.2504 | 519.6523 |  | 8041 | 0.01039% | 0.01053% | 0.01076% | 0.0155% | 0.01088% | 0.01221% |  | 8041 | 0.01053% | 0.01076% | 8041 | 890 | 0.009818% | 3292 | 0.009624% | 0.009721% |  | 8041 | 0.01088% | 0.01221% | 0.01154% |  | 8041 | 1867 | 0.009721% | 0.01041%
| Dec | 2 | 1 | 8042 | 487.6325 | 519.6478 | 549.244 | 0.01041% | 0.01058% | 0.01092% | 0.009881% | 2345 | 0.009668% | 0.009774% |  | 14.1825 | 21.6726 | 24.4246 |  | 8042 | 473.4501 | 497.9752 | 524.8193 |  | 8042 | 0.01031% | 0.01057% | 0.01087% | 0.0155% | 0.01087% | 0.01221% |  | 8042 | 0.01057% | 0.01087% | 8042 | 7455 | 0.009818% | 2169 | 0.009624% | 0.009721% |  | 8042 | 0.01087% | 0.01221% | 0.01154% |  | 8042 | 2345 | 0.009721% | 0.01085%
| Dec | 2 | 2 | 8043 | 489.3782 | 521.8541 | 555.7799 | 0.01044% | 0.01063% | 0.01105% | 0.009879% | 6459 | 0.009666% | 0.009773% |  | 14.1857 | 21.6701 | 24.4244 |  | 8043 | 475.1925 | 500.184 | 531.3555 |  | 8043 | 0.01034% | 0.01062% | 0.011% | 0.01551% | 0.01087% | 0.01221% |  | 8043 | 0.01062% | 0.011% | 8043 | 1359 | 0.009818% | 2484 | 0.009624% | 0.009721% |  | 8043 | 0.01087% | 0.01221% | 0.01154% |  | 8043 | 6459 | 0.009721% | 0.01202%
| Dec | 2 | 3 | 8044 | 491.348 | 526.2948 | 568.3548 | 0.01049% | 0.01072% | 0.0113% | 0.009879% | 2550 | 0.009666% | 0.009772% |  | 14.1889 | 21.6676 | 24.4242 |  | 8044 | 477.1592 | 504.6271 | 543.9305 |  | 8044 | 0.01039% | 0.01071% | 0.01126% | 0.01551% | 0.01087% | 0.01221% |  | 8044 | 0.01071% | 0.01126% | 8044 | 7150 | 0.009817% | 6485 | 0.009624% | 0.00972% |  | 8044 | 0.01087% | 0.01221% | 0.01154% |  | 8044 | 2550 | 0.00972% | 0.01106%
| Dec | 2 | 4 | 8045 | 495.7627 | 534.5988 | 583.3959 | 0.01058% | 0.01089% | 0.0116% | 0.009879% | 2266 | 0.009665% | 0.009772% |  | 14.192 | 21.6651 | 24.4241 |  | 8045 | 481.5707 | 512.9337 | 558.9718 |  | 8045 | 0.01048% | 0.01089% | 0.01158% | 0.01551% | 0.01087% | 0.01221% |  | 8045 | 0.01089% | 0.01158% | 8045 | 7420 | 0.009817% | 6478 | 0.009624% | 0.00972% |  | 8045 | 0.01087% | 0.01221% | 0.01154% |  | 8045 | 2266 | 0.00972% | 0.01077%
| Dec | 2 | 5 | 8046 | 505.256 | 545.2675 | 608.7238 | 0.01078% | 0.0111% | 0.0121% | 0.009879% | 2711 | 0.009665% | 0.009772% |  | 14.1952 | 21.6626 | 24.4239 |  | 8046 | 491.0608 | 523.6049 | 584.3 |  | 8046 | 0.01069% | 0.01111% | 0.0121% | 0.01552% | 0.01087% | 0.01221% |  | 8046 | 0.01111% | 0.0121% | 8046 | 709 | 0.009815% | 8594 | 0.009623% | 0.009719% |  | 8046 | 0.01087% | 0.01221% | 0.01154% |  | 8046 | 2711 | 0.009719% | 0.01124%
| Dec | 2 | 6 | 8047 | 519.8775 | 555.9735 | 627.844 | 0.0111% | 0.01132% | 0.01248% | 0.009878% | 2344 | 0.009664% | 0.009771% |  | 14.1984 | 21.6601 | 24.4237 |  | 8047 | 505.6791 | 534.3133 | 603.4203 |  | 8047 | 0.01101% | 0.01134% | 0.0125% | 0.01552% | 0.01087% | 0.01221% |  | 8047 | 0.01134% | 0.0125% | 8047 | 7325 | 0.009815% | 2388 | 0.009623% | 0.009719% |  | 8047 | 0.01087% | 0.01221% | 0.01154% |  | 8047 | 2344 | 0.009719% | 0.01085%
| Dec | 2 | 7 | 8048 | 525.8146 | 563.3839 | 633.6579 | 0.01122% | 0.01147% | 0.0126% | 0.009877% | 3504 | 0.00966% | 0.009768% |  | 14.2016 | 21.6576 | 24.4235 |  | 8048 | 511.6129 | 541.7262 | 609.2344 |  | 8048 | 0.01114% | 0.0115% | 0.01262% | 0.01552% | 0.01087% | 0.01221% |  | 8048 | 0.0115% | 0.01262% | 8048 | 879 | 0.009814% | 2010 | 0.009622% | 0.009718% |  | 8048 | 0.01087% | 0.01221% | 0.01154% |  | 8048 | 3504 | 0.009718% | 0.01208%
| Dec | 2 | 8 | 8049 | 529.0839 | 558.394 | 629.5225 | 0.01129% | 0.01137% | 0.01252% | 0.009876% | 8200 | 0.009659% | 0.009768% |  | 14.2048 | 21.6551 | 24.4233 |  | 8049 | 514.879 | 536.7388 | 605.0992 |  | 8049 | 0.01121% | 0.01139% | 0.01253% | 0.01553% | 0.01087% | 0.01221% |  | 8049 | 0.01139% | 0.01253% | 8049 | 2126 | 0.009814% | 4249 | 0.009622% | 0.009718% |  | 8049 | 0.01087% | 0.01221% | 0.01154% |  | 8049 | 8200 | 0.009718% | 0.01143%
| Dec | 2 | 9 | 8050 | 527.9126 | 542.1768 | 618.3542 | 0.01127% | 0.01104% | 0.0123% | 0.009876% | 3289 | 0.009658% | 0.009767% |  | 14.2081 | 21.6526 | 24.4231 |  | 8050 | 513.7045 | 520.5242 | 593.9311 |  | 8050 | 0.01118% | 0.01105% | 0.0123% | 0.01553% | 0.01086% | 0.01221% |  | 8050 | 0.01105% | 0.0123% | 8050 | 6552 | 0.009814% | 6168 | 0.009622% | 0.009718% |  | 8050 | 0.01086% | 0.01221% | 0.01154% |  | 8050 | 3289 | 0.009718% | 0.01187%
| Dec | 2 | 10 | 8051 | 521.7791 | 531.9829 | 612.9623 | 0.01114% | 0.01083% | 0.01219% | 0.009876% | 6406 | 0.009658% | 0.009767% |  | 14.2113 | 21.6501 | 24.4229 |  | 8051 | 507.5678 | 510.3327 | 588.5394 |  | 8051 | 0.01105% | 0.01083% | 0.01219% | 0.01553% | 0.01086% | 0.01221% |  | 8051 | 0.01083% | 0.01219% | 8051 | 1621 | 0.009813% | 8595 | 0.00962% | 0.009716% |  | 8051 | 0.01086% | 0.01221% | 0.01154% |  | 8051 | 6406 | 0.009716% | 0.01203%
| Dec | 2 | 11 | 8052 | 515.5121 | 518.5679 | 604.129 | 0.011% | 0.01056% | 0.01201% | 0.009876% | 2492 | 0.009658% | 0.009767% |  | 14.2145 | 21.6476 | 24.4227 |  | 8052 | 501.2976 | 496.9202 | 579.7062 |  | 8052 | 0.01091% | 0.01055% | 0.012% | 0.01554% | 0.01086% | 0.01221% |  | 8052 | 0.01055% | 0.012% | 8052 | 1336 | 0.009812% | 8521 | 0.009617% | 0.009715% |  | 8052 | 0.01086% | 0.01221% | 0.01153% |  | 8052 | 2492 | 0.009715% | 0.011%
| Dec | 2 | 12 | 8053 | 510.5813 | 509.0349 | 601.3533 | 0.0109% | 0.01037% | 0.01196% | 0.009876% | 5355 | 0.009654% | 0.009765% |  | 14.2177 | 21.6451 | 24.4226 |  | 8053 | 496.3637 | 487.3898 | 576.9307 |  | 8053 | 0.0108% | 0.01034% | 0.01195% | 0.01554% | 0.01086% | 0.01221% |  | 8053 | 0.01034% | 0.01195% | 8053 | 1550 | 0.009812% | 6313 | 0.009617% | 0.009714% |  | 8053 | 0.01086% | 0.01221% | 0.01153% |  | 8053 | 5355 | 0.009714% | 0.0125%
| Dec | 2 | 13 | 8054 | 505.7249 | 501.4756 | 602.2254 | 0.01079% | 0.01021% | 0.01197% | 0.009875% | 6366 | 0.009653% | 0.009764% |  | 14.2209 | 21.6426 | 24.4224 |  | 8054 | 491.504 | 479.833 | 577.803 |  | 8054 | 0.0107% | 0.01018% | 0.01197% | 0.01554% | 0.01086% | 0.01221% |  | 8054 | 0.01018% | 0.01197% | 8054 | 6702 | 0.009811% | 7697 | 0.009616% | 0.009714% |  | 8054 | 0.01086% | 0.01221% | 0.01153% |  | 8054 | 6366 | 0.009714% | 0.01204%
| Dec | 2 | 14 | 8055 | 503.2629 | 499.0551 | 601.494 | 0.01074% | 0.01016% | 0.01196% | 0.009874% | 2036 | 0.009652% | 0.009763% |  | 14.2241 | 21.6401 | 24.4222 |  | 8055 | 489.0388 | 477.415 | 577.0718 |  | 8055 | 0.01065% | 0.01013% | 0.01195% | 0.01555% | 0.01086% | 0.01221% |  | 8055 | 0.01013% | 0.01195% | 8055 | 7220 | 0.009811% | 8523 | 0.009615% | 0.009713% |  | 8055 | 0.01086% | 0.01221% | 0.01153% |  | 8055 | 2036 | 0.009713% | 0.01055%
| Dec | 2 | 15 | 8056 | 506.6297 | 508.0853 | 603.7257 | 0.01081% | 0.01035% | 0.012% | 0.009874% | 2389 | 0.009652% | 0.009763% |  | 14.2273 | 21.6376 | 24.422 |  | 8056 | 492.4024 | 486.4478 | 579.3037 |  | 8056 | 0.01072% | 0.01032% | 0.012% | 0.01555% | 0.01086% | 0.01221% |  | 8056 | 0.01032% | 0.012% | 8056 | 5882 | 0.00981% | 1790 | 0.009611% | 0.009711% |  | 8056 | 0.01086% | 0.01221% | 0.01153% |  | 8056 | 2389 | 0.009711% | 0.01089%
| Dec | 2 | 16 | 8057 | 516.1957 | 524.7959 | 610.9931 | 0.01102% | 0.01069% | 0.01215% | 0.009874% | 2441 | 0.009652% | 0.009763% |  | 14.2305 | 21.635 | 24.4218 |  | 8057 | 501.9652 | 503.1609 | 586.5713 |  | 8057 | 0.01093% | 0.01068% | 0.01215% | 0.01555% | 0.01086% | 0.01221% |  | 8057 | 0.01068% | 0.01215% | 8057 | 3051 | 0.00981% | 2379 | 0.009606% | 0.009708% |  | 8057 | 0.01086% | 0.01221% | 0.01153% |  | 8057 | 2441 | 0.009708% | 0.01095%
| Dec | 2 | 17 | 8058 | 517.3803 | 536.3863 | 609.7366 | 0.01104% | 0.01092% | 0.01212% | 0.009873% | 4248 | 0.009651% | 0.009762% |  | 14.2338 | 21.6325 | 24.4216 |  | 8058 | 503.1466 | 514.7537 | 585.3149 |  | 8058 | 0.01095% | 0.01093% | 0.01212% | 0.01556% | 0.01085% | 0.01221% |  | 8058 | 0.01093% | 0.01212% | 8058 | 1891 | 0.009809% | 2403 | 0.009604% | 0.009707% |  | 8058 | 0.01085% | 0.01221% | 0.01153% |  | 8058 | 4248 | 0.009707% | 0.01262%
| Dec | 2 | 18 | 8059 | 515.2886 | 537.2614 | 606.7171 | 0.011% | 0.01094% | 0.01206% | 0.009873% | 6315 | 0.009651% | 0.009762% |  | 14.237 | 21.63 | 24.4215 |  | 8059 | 501.0516 | 515.6314 | 582.2956 |  | 8059 | 0.01091% | 0.01094% | 0.01206% | 0.01556% | 0.01085% | 0.01221% |  | 8059 | 0.01094% | 0.01206% | 8059 | 7132 | 0.009809% | 1837 | 0.009603% | 0.009706% |  | 8059 | 0.01085% | 0.01221% | 0.01153% |  | 8059 | 6315 | 0.009706% | 0.01205%
| Dec | 2 | 19 | 8060 | 514.0813 | 538.8719 | 598.1838 | 0.01097% | 0.01097% | 0.01189% | 0.009872% | 6383 | 0.009651% | 0.009761% |  | 14.2402 | 21.6275 | 24.4213 |  | 8060 | 499.8411 | 517.2444 | 573.7625 |  | 8060 | 0.01088% | 0.01098% | 0.01188% | 0.01556% | 0.01085% | 0.01221% |  | 8060 | 0.01098% | 0.01188% | 8060 | 7171 | 0.009809% | 8496 | 0.009603% | 0.009706% |  | 8060 | 0.01085% | 0.01221% | 0.01153% |  | 8060 | 6383 | 0.009706% | 0.01203%
| Dec | 2 | 20 | 8061 | 511.8407 | 538.1644 | 594.3673 | 0.01092% | 0.01096% | 0.01182% | 0.009872% | 2346 | 0.009649% | 0.00976% |  | 14.2434 | 21.6249 | 24.4211 |  | 8061 | 497.5972 | 516.5394 | 569.9462 |  | 8061 | 0.01083% | 0.01096% | 0.0118% | 0.01557% | 0.01085% | 0.01221% |  | 8061 | 0.01096% | 0.0118% | 8061 | 7219 | 0.009808% | 7336 | 0.0096% | 0.009704% |  | 8061 | 0.01085% | 0.01221% | 0.01153% |  | 8061 | 2346 | 0.009704% | 0.01085%
| Dec | 2 | 21 | 8062 | 505.2687 | 531.0519 | 581.933 | 0.01078% | 0.01081% | 0.01157% | 0.009871% | 2440 | 0.009649% | 0.00976% |  | 14.2467 | 21.6224 | 24.4209 |  | 8062 | 491.0221 | 509.4295 | 557.5121 |  | 8062 | 0.01069% | 0.01081% | 0.01155% | 0.01557% | 0.01085% | 0.01221% |  | 8062 | 0.01081% | 0.01155% | 8062 | 3174 | 0.009807% | 2366 | 0.0096% | 0.009703% |  | 8062 | 0.01085% | 0.01221% | 0.01153% |  | 8062 | 2440 | 0.009703% | 0.01094%
| Dec | 2 | 22 | 8063 | 494.6835 | 519.2102 | 567.117 | 0.01056% | 0.01057% | 0.01128% | 0.009871% | 6437 | 0.009647% | 0.009759% |  | 14.2499 | 21.6199 | 24.4207 |  | 8063 | 480.4336 | 497.5903 | 542.6962 |  | 8063 | 0.01046% | 0.01056% | 0.01124% | 0.01558% | 0.01085% | 0.01221% |  | 8063 | 0.01056% | 0.01124% | 8063 | 1733 | 0.009806% | 8759 | 0.009598% | 0.009702% |  | 8063 | 0.01085% | 0.01221% | 0.01153% |  | 8063 | 6437 | 0.009702% | 0.01202%
| Dec | 2 | 23 | 8064 | 488.2124 | 514.6765 | 558.2836 | 0.01042% | 0.01048% | 0.0111% | 0.009871% | 2122 | 0.009647% | 0.009759% |  | 14.2531 | 21.6173 | 24.4206 |  | 8064 | 473.9593 | 493.0591 | 533.8631 |  | 8064 | 0.01032% | 0.01047% | 0.01106% | 0.01558% | 0.01085% | 0.01221% |  | 8064 | 0.01047% | 0.01106% | 8064 | 891 | 0.009806% | 8198 | 0.009597% | 0.009702% |  | 8064 | 0.01085% | 0.01221% | 0.01153% |  | 8064 | 2122 | 0.009702% | 0.01063%
| Dec | 3 | 0 | 8065 | 485.2534 | 513.2894 | 555.0672 | 0.01036% | 0.01045% | 0.01104% | 0.00987% | 2387 | 0.009647% | 0.009759% |  | 14.2564 | 21.6148 | 24.4204 |  | 8065 | 470.9971 | 491.6746 | 530.6468 |  | 8065 | 0.01025% | 0.01044% | 0.01099% | 0.01558% | 0.01085% | 0.01221% |  | 8065 | 0.01044% | 0.01099% | 8065 | 1747 | 0.009806% | 1871 | 0.009597% | 0.009702% |  | 8065 | 0.01085% | 0.01221% | 0.01153% |  | 8065 | 2387 | 0.009702% | 0.01089%
| Dec | 3 | 1 | 8066 | 487.2654 | 512.8053 | 555.5455 | 0.0104% | 0.01044% | 0.01105% | 0.00987% | 7527 | 0.009646% | 0.009758% |  | 14.2596 | 21.6123 | 24.4202 |  | 8066 | 473.0058 | 491.193 | 531.1253 |  | 8066 | 0.0103% | 0.01043% | 0.011% | 0.01559% | 0.01084% | 0.01221% |  | 8066 | 0.01043% | 0.011% | 8066 | 1851 | 0.009806% | 2439 | 0.009597% | 0.009701% |  | 8066 | 0.01084% | 0.01221% | 0.01152% |  | 8066 | 7527 | 0.009701% | 0.01181%
| Dec | 3 | 2 | 8067 | 488.2984 | 516.9666 | 557.3084 | 0.01042% | 0.01053% | 0.01108% | 0.00987% | 2365 | 0.009646% | 0.009758% |  | 14.2628 | 21.6097 | 24.42 |  | 8067 | 474.0356 | 495.3569 | 532.8884 |  | 8067 | 0.01032% | 0.01051% | 0.01104% | 0.01559% | 0.01084% | 0.01221% |  | 8067 | 0.01051% | 0.01104% | 8067 | 1609 | 0.009805% | 8592 | 0.009596% | 0.009701% |  | 8067 | 0.01084% | 0.01221% | 0.01152% |  | 8067 | 2365 | 0.009701% | 0.01087%
| Dec | 3 | 3 | 8068 | 487.0017 | 522.7571 | 565.1384 | 0.01039% | 0.01065% | 0.01124% | 0.009869% | 1794 | 0.009645% | 0.009757% |  | 14.2661 | 21.6072 | 24.4198 |  | 8068 | 472.7356 | 501.15 | 540.7185 |  | 8068 | 0.01029% | 0.01064% | 0.0112% | 0.01559% | 0.01084% | 0.01221% |  | 8068 | 0.01064% | 0.0112% | 8068 | 7264 | 0.009802% | 1976 | 0.009596% | 0.009699% |  | 8068 | 0.01084% | 0.01221% | 0.01152% |  | 8068 | 1794 | 0.009699% | 0.01035%
| Dec | 3 | 4 | 8069 | 492.8338 | 531.6757 | 575.7722 | 0.01052% | 0.01083% | 0.01145% | 0.009869% | 2343 | 0.009645% | 0.009757% |  | 14.2693 | 21.6046 | 24.4197 |  | 8069 | 478.5645 | 510.071 | 551.3525 |  | 8069 | 0.01042% | 0.01083% | 0.01142% | 0.0156% | 0.01084% | 0.01221% |  | 8069 | 0.01083% | 0.01142% | 8069 | 2080 | 0.009801% | 2349 | 0.009595% | 0.009698% |  | 8069 | 0.01084% | 0.01221% | 0.01152% |  | 8069 | 2343 | 0.009698% | 0.01084%
| Dec | 3 | 5 | 8070 | 503.0727 | 542.9867 | 594.7517 | 0.01074% | 0.01106% | 0.01183% | 0.009869% | 2451 | 0.009645% | 0.009757% |  | 14.2726 | 21.6021 | 24.4195 |  | 8070 | 488.8001 | 521.3846 | 570.3322 |  | 8070 | 0.01064% | 0.01107% | 0.01181% | 0.0156% | 0.01084% | 0.01221% |  | 8070 | 0.01107% | 0.01181% | 8070 | 1652 | 0.009801% | 2678 | 0.009593% | 0.009697% |  | 8070 | 0.01084% | 0.01221% | 0.01152% |  | 8070 | 2451 | 0.009697% | 0.01096%
| Dec | 3 | 6 | 8071 | 517.4208 | 565.0223 | 617.0039 | 0.01104% | 0.01151% | 0.01227% | 0.009868% | 8497 | 0.009645% | 0.009757% |  | 14.2758 | 21.5995 | 24.4193 |  | 8071 | 503.145 | 543.4228 | 592.5846 |  | 8071 | 0.01095% | 0.01153% | 0.01227% | 0.0156% | 0.01084% | 0.01221% |  | 8071 | 0.01153% | 0.01227% | 8071 | 7431 | 0.0098% | 8593 | 0.009592% | 0.009696% |  | 8071 | 0.01084% | 0.01221% | 0.01152% |  | 8071 | 8497 | 0.009696% | 0.01119%
| Dec | 3 | 7 | 8072 | 528.2236 | 571.2969 | 623.8306 | 0.01127% | 0.01163% | 0.0124% | 0.009867% | 2293 | 0.009645% | 0.009756% |  | 14.2791 | 21.597 | 24.4191 |  | 8072 | 513.9445 | 549.7 | 599.4114 |  | 8072 | 0.01119% | 0.01167% | 0.01241% | 0.01561% | 0.01084% | 0.0122% |  | 8072 | 0.01167% | 0.01241% | 8072 | 2390 | 0.009797% | 1870 | 0.00959% | 0.009693% |  | 8072 | 0.01084% | 0.0122% | 0.01152% |  | 8072 | 2293 | 0.009693% | 0.01079%
| Dec | 3 | 8 | 8073 | 531.1174 | 588.0541 | 620.9236 | 0.01134% | 0.01197% | 0.01235% | 0.009867% | 1979 | 0.009644% | 0.009756% |  | 14.2823 | 21.5944 | 24.419 |  | 8073 | 516.8351 | 566.4597 | 596.5047 |  | 8073 | 0.01125% | 0.01202% | 0.01235% | 0.01561% | 0.01084% | 0.0122% |  | 8073 | 0.01202% | 0.01235% | 8073 | 6557 | 0.009796% | 2311 | 0.009589% | 0.009693% |  | 8073 | 0.01084% | 0.0122% | 0.01152% |  | 8073 | 1979 | 0.009693% | 0.0105%
| Dec | 3 | 9 | 8074 | 512.7998 | 550.8626 | 614.9878 | 0.01094% | 0.01122% | 0.01223% | 0.009866% | 2484 | 0.009644% | 0.009755% |  | 14.2856 | 21.5918 | 24.4188 |  | 8074 | 498.5142 | 529.2707 | 590.569 |  | 8074 | 0.01085% | 0.01123% | 0.01223% | 0.01561% | 0.01083% | 0.0122% |  | 8074 | 0.01123% | 0.01223% | 8074 | 2838 | 0.009795% | 8500 | 0.009586% | 0.009691% |  | 8074 | 0.01083% | 0.0122% | 0.01152% |  | 8074 | 2484 | 0.009691% | 0.01099%
| Dec | 3 | 10 | 8075 | 493.9733 | 538.6299 | 609.7741 | 0.01054% | 0.01097% | 0.01213% | 0.009865% | 2005 | 0.009644% | 0.009754% |  | 14.2888 | 21.5893 | 24.4186 |  | 8075 | 479.6845 | 517.0406 | 585.3555 |  | 8075 | 0.01044% | 0.01097% | 0.01212% | 0.01562% | 0.01083% | 0.0122% |  | 8075 | 0.01097% | 0.01212% | 8075 | 7169 | 0.009795% | 2141 | 0.009586% | 0.009691% |  | 8075 | 0.01083% | 0.0122% | 0.01152% |  | 8075 | 2005 | 0.009691% | 0.01053%
| Dec | 3 | 11 | 8076 | 479.0605 | 533.9006 | 606.5295 | 0.01022% | 0.01087% | 0.01206% | 0.009865% | 2042 | 0.009643% | 0.009754% |  | 14.2921 | 21.5867 | 24.4184 |  | 8076 | 464.7684 | 512.3139 | 582.1111 |  | 8076 | 0.01012% | 0.01087% | 0.01205% | 0.01562% | 0.01083% | 0.0122% |  | 8076 | 0.01087% | 0.01205% | 8076 | 2398 | 0.009794% | 3508 | 0.009584% | 0.009689% |  | 8076 | 0.01083% | 0.0122% | 0.01152% |  | 8076 | 2042 | 0.009689% | 0.01056%
| Dec | 3 | 12 | 8077 | 468.7052 | 527.9612 | 602.9849 | 0.01% | 0.01075% | 0.01199% | 0.009864% | 8498 | 0.009642% | 0.009753% |  | 14.2954 | 21.5841 | 24.4183 |  | 8077 | 454.4098 | 506.377 | 578.5667 |  | 8077 | 0.009892% | 0.01075% | 0.01198% | 0.01562% | 0.01083% | 0.0122% |  | 8077 | 0.01075% | 0.01198% | 8077 | 2348 | 0.009793% | 6314 | 0.009582% | 0.009688% |  | 8077 | 0.01083% | 0.0122% | 0.01152% |  | 8077 | 8498 | 0.009688% | 0.01119%
| Dec | 3 | 13 | 8078 | 461.7811 | 515.8495 | 601.9066 | 0.009856% | 0.0105% | 0.01197% | 0.009864% | 1872 | 0.009642% | 0.009753% |  | 14.2986 | 21.5816 | 24.4181 |  | 8078 | 447.4825 | 494.2679 | 577.4885 |  | 8078 | 0.009741% | 0.01049% | 0.01196% | 0.01563% | 0.01083% | 0.0122% |  | 8078 | 0.01049% | 0.01196% | 8078 | 7416 | 0.009793% | 2368 | 0.009581% | 0.009687% |  | 8078 | 0.01083% | 0.0122% | 0.01152% |  | 8078 | 1872 | 0.009687% | 0.01041%
| Dec | 3 | 14 | 8079 | 461.6334 | 513.1404 | 600.5187 | 0.009853% | 0.01045% | 0.01194% | 0.009864% | 2086 | 0.00964% | 0.009752% |  | 14.3019 | 21.579 | 24.4179 |  | 8079 | 447.3315 | 491.5614 | 576.1008 |  | 8079 | 0.009737% | 0.01043% | 0.01193% | 0.01563% | 0.01083% | 0.0122% |  | 8079 | 0.01043% | 0.01193% | 8079 | 1764 | 0.009793% | 2370 | 0.00958% | 0.009686% |  | 8079 | 0.01083% | 0.0122% | 0.01152% |  | 8079 | 2086 | 0.009686% | 0.0106%
| Dec | 3 | 15 | 8080 | 472.3467 | 522.5151 | 605.4512 | 0.01008% | 0.01064% | 0.01204% | 0.009862% | 2013 | 0.009639% | 0.009751% |  | 14.3051 | 21.5764 | 24.4177 |  | 8080 | 458.0416 | 500.9387 | 581.0334 |  | 8080 | 0.009971% | 0.01063% | 0.01203% | 0.01564% | 0.01083% | 0.0122% |  | 8080 | 0.01063% | 0.01203% | 8080 | 2404 | 0.009793% | 2237 | 0.009579% | 0.009686% |  | 8080 | 0.01083% | 0.0122% | 0.01152% |  | 8080 | 2013 | 0.009686% | 0.01053%
| Dec | 3 | 16 | 8081 | 496.4119 | 548.9262 | 613.2905 | 0.01059% | 0.01118% | 0.0122% | 0.009862% | 2026 | 0.009637% | 0.00975% |  | 14.3084 | 21.5738 | 24.4176 |  | 8081 | 482.1035 | 527.3523 | 588.873 |  | 8081 | 0.01049% | 0.01119% | 0.01219% | 0.01564% | 0.01083% | 0.0122% |  | 8081 | 0.01119% | 0.01219% | 8081 | 2127 | 0.009792% | 3289 | 0.009579% | 0.009686% |  | 8081 | 0.01083% | 0.0122% | 0.01151% |  | 8081 | 2026 | 0.009686% | 0.01054%
| Dec | 3 | 17 | 8082 | 506.3783 | 559.8835 | 612.8404 | 0.01081% | 0.0114% | 0.01219% | 0.009862% | 2333 | 0.009637% | 0.009749% |  | 14.3117 | 21.5713 | 24.4174 |  | 8082 | 492.0666 | 538.3122 | 588.423 |  | 8082 | 0.01071% | 0.01143% | 0.01219% | 0.01564% | 0.01082% | 0.0122% |  | 8082 | 0.01143% | 0.01219% | 8082 | 8725 | 0.009792% | 2493 | 0.009579% | 0.009685% |  | 8082 | 0.01082% | 0.0122% | 0.01151% |  | 8082 | 2333 | 0.009685% | 0.01083%
| Dec | 3 | 18 | 8083 | 509.5391 | 565.8602 | 605.8919 | 0.01088% | 0.01152% | 0.01205% | 0.009861% | 2388 | 0.009637% | 0.009749% |  | 14.315 | 21.5687 | 24.4172 |  | 8083 | 495.2242 | 544.2915 | 581.4747 |  | 8083 | 0.01078% | 0.01155% | 0.01204% | 0.01565% | 0.01082% | 0.0122% |  | 8083 | 0.01155% | 0.01204% | 8083 | 7211 | 0.009791% | 1819 | 0.009578% | 0.009685% |  | 8083 | 0.01082% | 0.0122% | 0.01151% |  | 8083 | 2388 | 0.009685% | 0.01089%
| Dec | 3 | 19 | 8084 | 515.7368 | 570.4405 | 598.0338 | 0.01101% | 0.01162% | 0.01189% | 0.00986% | 1987 | 0.009636% | 0.009748% |  | 14.3182 | 21.5661 | 24.417 |  | 8084 | 501.4186 | 548.8744 | 573.6167 |  | 8084 | 0.01091% | 0.01165% | 0.01188% | 0.01565% | 0.01082% | 0.0122% |  | 8084 | 0.01165% | 0.01188% | 8084 | 7376 | 0.009791% | 2006 | 0.009578% | 0.009685% |  | 8084 | 0.01082% | 0.0122% | 0.01151% |  | 8084 | 1987 | 0.009685% | 0.01051%
| Dec | 3 | 20 | 8085 | 516.6127 | 576.4172 | 591.2259 | 0.01103% | 0.01174% | 0.01176% | 0.00986% | 6195 | 0.009634% | 0.009747% |  | 14.3215 | 21.5635 | 24.4169 |  | 8085 | 502.2912 | 554.8537 | 566.809 |  | 8085 | 0.01093% | 0.01178% | 0.01174% | 0.01565% | 0.01082% | 0.0122% |  | 8085 | 0.01178% | 0.01174% | 8085 | 6714 | 0.00979% | 2367 | 0.009578% | 0.009684% |  | 8085 | 0.01082% | 0.0122% | 0.01151% |  | 8085 | 6195 | 0.009684% | 0.01209%
| Dec | 3 | 21 | 8086 | 514.6141 | 569.1185 | 579.8232 | 0.01098% | 0.01159% | 0.01153% | 0.00986% | 2020 | 0.009632% | 0.009746% |  | 14.3248 | 21.5609 | 24.4167 |  | 8086 | 500.2894 | 547.5576 | 555.4065 |  | 8086 | 0.01089% | 0.01162% | 0.0115% | 0.01566% | 0.01082% | 0.0122% |  | 8086 | 0.01162% | 0.0115% | 8086 | 2392 | 0.00979% | 2145 | 0.009578% | 0.009684% |  | 8086 | 0.01082% | 0.0122% | 0.01151% |  | 8086 | 2020 | 0.009684% | 0.01054%
| Dec | 3 | 22 | 8087 | 507.1234 | 561.9036 | 563.7412 | 0.01082% | 0.01144% | 0.01121% | 0.00986% | 1988 | 0.009632% | 0.009746% |  | 14.3281 | 21.5583 | 24.4165 |  | 8087 | 492.7953 | 540.3453 | 539.3246 |  | 8087 | 0.01073% | 0.01147% | 0.01117% | 0.01566% | 0.01082% | 0.0122% |  | 8087 | 0.01147% | 0.01117% | 8087 | 2340 | 0.00979% | 8511 | 0.009578% | 0.009684% |  | 8087 | 0.01082% | 0.0122% | 0.01151% |  | 8087 | 1988 | 0.009684% | 0.01051%
| Dec | 3 | 23 | 8088 | 504.9605 | 558.003 | 554.514 | 0.01078% | 0.01136% | 0.01103% | 0.00986% | 3290 | 0.009632% | 0.009746% |  | 14.3313 | 21.5557 | 24.4164 |  | 8088 | 490.6291 | 536.4472 | 530.0976 |  | 8088 | 0.01068% | 0.01139% | 0.01098% | 0.01566% | 0.01082% | 0.0122% |  | 8088 | 0.01139% | 0.01098% | 8088 | 7887 | 0.00979% | 7335 | 0.009576% | 0.009683% |  | 8088 | 0.01082% | 0.0122% | 0.01151% |  | 8088 | 3290 | 0.009683% | 0.01187%
| Dec | 4 | 0 | 8089 | 506.1243 | 559.0363 | 551.8039 | 0.0108% | 0.01138% | 0.01097% | 0.009859% | 8499 | 0.009631% | 0.009745% |  | 14.3346 | 21.5531 | 24.4162 |  | 8089 | 491.7897 | 537.4832 | 527.3878 |  | 8089 | 0.01071% | 0.01141% | 0.01092% | 0.01567% | 0.01081% | 0.0122% |  | 8089 | 0.01141% | 0.01092% | 8089 | 3362 | 0.009788% | 6196 | 0.009575% | 0.009682% |  | 8089 | 0.01081% | 0.0122% | 0.01151% |  | 8089 | 8499 | 0.009682% | 0.01119%
| Dec | 4 | 1 | 8090 | 508.9828 | 559.6787 | 554.017 | 0.01086% | 0.0114% | 0.01102% | 0.009859% | 2678 | 0.009628% | 0.009743% |  | 14.3379 | 21.5506 | 24.416 |  | 8090 | 494.6449 | 538.1281 | 529.601 |  | 8090 | 0.01077% | 0.01142% | 0.01097% | 0.01567% | 0.01081% | 0.0122% |  | 8090 | 0.01142% | 0.01097% | 8090 | 2015 | 0.009787% | 2276 | 0.009575% | 0.009681% |  | 8090 | 0.01081% | 0.0122% | 0.01151% |  | 8090 | 2678 | 0.009681% | 0.0112%
| Dec | 4 | 2 | 8091 | 515.9842 | 563.5049 | 557.2334 | 0.01101% | 0.01147% | 0.01108% | 0.009858% | 2169 | 0.009625% | 0.009742% |  | 14.3412 | 21.548 | 24.4159 |  | 8091 | 501.643 | 541.9569 | 532.8175 |  | 8091 | 0.01092% | 0.0115% | 0.01103% | 0.01568% | 0.01081% | 0.0122% |  | 8091 | 0.0115% | 0.01103% | 8091 | 6677 | 0.009787% | 2375 | 0.009575% | 0.009681% |  | 8091 | 0.01081% | 0.0122% | 0.01151% |  | 8091 | 2169 | 0.009681% | 0.01067%
| Dec | 4 | 3 | 8092 | 526.9652 | 567.2659 | 563.2629 | 0.01125% | 0.01155% | 0.0112% | 0.009858% | 7428 | 0.009624% | 0.009741% |  | 14.3445 | 21.5453 | 24.4157 |  | 8092 | 512.6207 | 545.7206 | 538.8473 |  | 8092 | 0.01116% | 0.01158% | 0.01116% | 0.01568% | 0.01081% | 0.0122% |  | 8092 | 0.01158% | 0.01116% | 8092 | 6577 | 0.009785% | 2165 | 0.009574% | 0.009679% |  | 8092 | 0.01081% | 0.0122% | 0.01151% |  | 8092 | 7428 | 0.009679% | 0.01184%
| Dec | 4 | 4 | 8093 | 539.1519 | 589.525 | 577.0756 | 0.01151% | 0.012% | 0.01147% | 0.009857% | 1950 | 0.009622% | 0.00974% |  | 14.3478 | 21.5427 | 24.4155 |  | 8093 | 524.8041 | 567.9822 | 552.6601 |  | 8093 | 0.01142% | 0.01206% | 0.01144% | 0.01568% | 0.01081% | 0.0122% |  | 8093 | 0.01206% | 0.01144% | 8093 | 1333 | 0.009785% | 8522 | 0.009574% | 0.009679% |  | 8093 | 0.01081% | 0.0122% | 0.01151% |  | 8093 | 1950 | 0.009679% | 0.01048%
| Dec | 4 | 5 | 8094 | 561.5915 | 620.0881 | 596.8991 | 0.01199% | 0.01263% | 0.01187% | 0.009857% | 6169 | 0.009622% | 0.009739% |  | 14.3511 | 21.5401 | 24.4153 |  | 8094 | 547.2404 | 598.548 | 572.4838 |  | 8094 | 0.01191% | 0.0127% | 0.01186% | 0.01569% | 0.01081% | 0.0122% |  | 8094 | 0.0127% | 0.01186% | 8094 | 3363 | 0.009785% | 5356 | 0.009572% | 0.009678% |  | 8094 | 0.01081% | 0.0122% | 0.01151% |  | 8094 | 6169 | 0.009678% | 0.01209%
| Dec | 4 | 6 | 8095 | 590.2926 | 642.794 | 621.4112 | 0.0126% | 0.01309% | 0.01236% | 0.009856% | 2403 | 0.00962% | 0.009738% |  | 14.3544 | 21.5375 | 24.4152 |  | 8095 | 575.9382 | 621.2565 | 596.9961 |  | 8095 | 0.01254% | 0.01319% | 0.01236% | 0.01569% | 0.01081% | 0.0122% |  | 8095 | 0.01319% | 0.01236% | 8095 | 7430 | 0.009785% | 2577 | 0.009571% | 0.009678% |  | 8095 | 0.01081% | 0.0122% | 0.0115% |  | 8095 | 2403 | 0.009678% | 0.01091%
| Dec | 4 | 7 | 8096 | 595.9973 | 646.8902 | 626.4468 | 0.01272% | 0.01317% | 0.01246% | 0.009856% | 2379 | 0.00962% | 0.009738% |  | 14.3577 | 21.5349 | 24.415 |  | 8096 | 581.6396 | 625.3553 | 602.0318 |  | 8096 | 0.01266% | 0.01327% | 0.01247% | 0.01569% | 0.01081% | 0.0122% |  | 8096 | 0.01327% | 0.01247% | 8096 | 838 | 0.009785% | 2525 | 0.009568% | 0.009676% |  | 8096 | 0.01081% | 0.0122% | 0.0115% |  | 8096 | 2379 | 0.009676% | 0.01088%
| Dec | 4 | 8 | 8097 | 586.3038 | 627.2657 | 612.7373 | 0.01251% | 0.01277% | 0.01218% | 0.009854% | 4244 | 0.009619% | 0.009737% |  | 14.361 | 21.5323 | 24.4148 |  | 8097 | 571.9429 | 605.7334 | 588.3224 |  | 8097 | 0.01245% | 0.01286% | 0.01218% | 0.0157% | 0.0108% | 0.0122% |  | 8097 | 0.01286% | 0.01218% | 8097 | 1504 | 0.009785% | 3504 | 0.009567% | 0.009676% |  | 8097 | 0.0108% | 0.0122% | 0.0115% |  | 8097 | 4244 | 0.009676% | 0.01262%
| Dec | 4 | 9 | 8098 | 567.7465 | 611.9888 | 603.0787 | 0.01212% | 0.01246% | 0.01199% | 0.009854% | 6173 | 0.009617% | 0.009736% |  | 14.3643 | 21.5297 | 24.4147 |  | 8098 | 553.3822 | 590.4591 | 578.664 |  | 8098 | 0.01205% | 0.01253% | 0.01198% | 0.0157% | 0.0108% | 0.0122% |  | 8098 | 0.01253% | 0.01198% | 8098 | 2476 | 0.009783% | 2677 | 0.009564% | 0.009674% |  | 8098 | 0.0108% | 0.0122% | 0.0115% |  | 8098 | 6173 | 0.009674% | 0.01209%
| Dec | 4 | 10 | 8099 | 549.1579 | 605.0346 | 597.1617 | 0.01172% | 0.01232% | 0.01187% | 0.009854% | 6358 | 0.009616% | 0.009735% |  | 14.3676 | 21.5271 | 24.4145 |  | 8099 | 534.7903 | 583.5076 | 572.7472 |  | 8099 | 0.01164% | 0.01238% | 0.01186% | 0.0157% | 0.0108% | 0.0122% |  | 8099 | 0.01238% | 0.01186% | 8099 | 976 | 0.009783% | 7693 | 0.009564% | 0.009673% |  | 8099 | 0.0108% | 0.0122% | 0.0115% |  | 8099 | 6358 | 0.009673% | 0.01204%
| Dec | 4 | 11 | 8100 | 529.4028 | 596.172 | 590.5413 | 0.0113% | 0.01214% | 0.01174% | 0.009852% | 2439 | 0.009615% | 0.009734% |  | 14.3709 | 21.5244 | 24.4143 |  | 8100 | 515.0319 | 574.6475 | 566.127 |  | 8100 | 0.01121% | 0.0122% | 0.01172% | 0.01571% | 0.0108% | 0.0122% |  | 8100 | 0.0122% | 0.01172% | 8100 | 2393 | 0.009783% | 2115 | 0.009564% | 0.009673% |  | 8100 | 0.0108% | 0.0122% | 0.0115% |  | 8100 | 2439 | 0.009673% | 0.01094%
| Dec | 4 | 12 | 8101 | 521.1334 | 591.6662 | 578.6979 | 0.01112% | 0.01205% | 0.01151% | 0.009852% | 2010 | 0.009614% | 0.009733% |  | 14.3742 | 21.5218 | 24.4142 |  | 8101 | 506.7592 | 570.1443 | 554.2837 |  | 8101 | 0.01103% | 0.0121% | 0.01148% | 0.01571% | 0.0108% | 0.0122% |  | 8101 | 0.0121% | 0.01148% | 8101 | 2282 | 0.009782% | 6191 | 0.009563% | 0.009673% |  | 8101 | 0.0108% | 0.0122% | 0.0115% |  | 8101 | 2010 | 0.009673% | 0.01053%
| Dec | 4 | 13 | 8102 | 510.5337 | 586.667 | 570.4178 | 0.0109% | 0.01195% | 0.01134% | 0.009851% | 6335 | 0.009614% | 0.009732% |  | 14.3775 | 21.5192 | 24.414 |  | 8102 | 496.1562 | 565.1478 | 546.0038 |  | 8102 | 0.0108% | 0.012% | 0.01131% | 0.01571% | 0.0108% | 0.0122% |  | 8102 | 0.012% | 0.01131% | 8102 | 1528 | 0.009782% | 2504 | 0.009561% | 0.009671% |  | 8102 | 0.0108% | 0.0122% | 0.0115% |  | 8102 | 6335 | 0.009671% | 0.01204%
| Dec | 4 | 14 | 8103 | 503.9425 | 584.1068 | 571.7962 | 0.01076% | 0.01189% | 0.01137% | 0.00985% | 2366 | 0.009613% | 0.009732% |  | 14.3808 | 21.5166 | 24.4139 |  | 8103 | 489.5617 | 562.5903 | 547.3824 |  | 8103 | 0.01066% | 0.01194% | 0.01134% | 0.01572% | 0.0108% | 0.0122% |  | 8103 | 0.01194% | 0.01134% | 8103 | 3337 | 0.009782% | 6316 | 0.00956% | 0.009671% |  | 8103 | 0.0108% | 0.0122% | 0.0115% |  | 8103 | 2366 | 0.009671% | 0.01087%
| Dec | 4 | 15 | 8104 | 511.0542 | 590.9493 | 577.2913 | 0.01091% | 0.01203% | 0.01148% | 0.00985% | 3291 | 0.009612% | 0.009731% |  | 14.3841 | 21.5139 | 24.4137 |  | 8104 | 496.6701 | 569.4354 | 552.8776 |  | 8104 | 0.01081% | 0.01209% | 0.01145% | 0.01572% | 0.0108% | 0.0122% |  | 8104 | 0.01209% | 0.01145% | 8104 | 2130 | 0.009782% | 2243 | 0.009559% | 0.00967% |  | 8104 | 0.0108% | 0.0122% | 0.0115% |  | 8104 | 3291 | 0.00967% | 0.01187%
| Dec | 4 | 16 | 8105 | 543.0407 | 600.0354 | 590.8883 | 0.01159% | 0.01222% | 0.01175% | 0.009849% | 6194 | 0.009611% | 0.00973% |  | 14.3875 | 21.5113 | 24.4135 |  | 8105 | 528.6532 | 578.5241 | 566.4748 |  | 8105 | 0.01151% | 0.01228% | 0.01173% | 0.01573% | 0.01079% | 0.0122% |  | 8105 | 0.01228% | 0.01173% | 8105 | 6707 | 0.009781% | 5354 | 0.009558% | 0.00967% |  | 8105 | 0.01079% | 0.0122% | 0.0115% |  | 8105 | 6194 | 0.00967% | 0.01209%
| Dec | 4 | 17 | 8106 | 554.7756 | 605.5746 | 592.0792 | 0.01184% | 0.01233% | 0.01177% | 0.009849% | 2349 | 0.009608% | 0.009728% |  | 14.3908 | 21.5087 | 24.4134 |  | 8106 | 540.3849 | 584.0659 | 567.6658 |  | 8106 | 0.01176% | 0.0124% | 0.01176% | 0.01573% | 0.01079% | 0.0122% |  | 8106 | 0.0124% | 0.01176% | 8106 | 1924 | 0.009781% | 6344 | 0.009557% | 0.009669% |  | 8106 | 0.01079% | 0.0122% | 0.0115% |  | 8106 | 2349 | 0.009669% | 0.01085%
| Dec | 4 | 18 | 8107 | 556.4287 | 611.8864 | 589.4161 | 0.01188% | 0.01246% | 0.01172% | 0.009847% | 2493 | 0.009602% | 0.009724% |  | 14.3941 | 21.506 | 24.4132 |  | 8107 | 542.0346 | 590.3804 | 565.0029 |  | 8107 | 0.0118% | 0.01253% | 0.0117% | 0.01573% | 0.01079% | 0.0122% |  | 8107 | 0.01253% | 0.0117% | 8107 | 1755 | 0.009779% | 6175 | 0.009556% | 0.009668% |  | 8107 | 0.01079% | 0.0122% | 0.0115% |  | 8107 | 2493 | 0.009668% | 0.011%
| Dec | 4 | 19 | 8108 | 559.8981 | 609.4846 | 585.4214 | 0.01195% | 0.01241% | 0.01164% | 0.009845% | 2677 | 0.009601% | 0.009723% |  | 14.3974 | 21.5034 | 24.413 |  | 8108 | 545.5007 | 587.9812 | 561.0083 |  | 8108 | 0.01187% | 0.01248% | 0.01162% | 0.01574% | 0.01079% | 0.0122% |  | 8108 | 0.01248% | 0.01162% | 8108 | 880 | 0.009779% | 2450 | 0.009555% | 0.009667% |  | 8108 | 0.01079% | 0.0122% | 0.0115% |  | 8108 | 2677 | 0.009667% | 0.0112%
| Dec | 4 | 20 | 8109 | 559.0302 | 610.7693 | 577.3476 | 0.01193% | 0.01244% | 0.01148% | 0.009845% | 2311 | 0.0096% | 0.009722% |  | 14.4007 | 21.5007 | 24.4129 |  | 8109 | 544.6294 | 589.2685 | 552.9347 |  | 8109 | 0.01186% | 0.01251% | 0.01145% | 0.01574% | 0.01079% | 0.0122% |  | 8109 | 0.01251% | 0.01145% | 8109 | 2011 | 0.009779% | 8200 | 0.009554% | 0.009667% |  | 8109 | 0.01079% | 0.0122% | 0.0115% |  | 8109 | 2311 | 0.009667% | 0.01081%
| Dec | 4 | 21 | 8110 | 549.7602 | 595.2317 | 564.6508 | 0.01173% | 0.01212% | 0.01123% | 0.009844% | 2577 | 0.0096% | 0.009722% |  | 14.4041 | 21.4981 | 24.4127 |  | 8110 | 535.3561 | 573.7336 | 540.2381 |  | 8110 | 0.01165% | 0.01218% | 0.01119% | 0.01574% | 0.01079% | 0.0122% |  | 8110 | 0.01218% | 0.01119% | 8110 | 2128 | 0.009778% | 6459 | 0.009554% | 0.009666% |  | 8110 | 0.01079% | 0.0122% | 0.01149% |  | 8110 | 2577 | 0.009666% | 0.01109%
| Dec | 4 | 22 | 8111 | 534.0492 | 580.9137 | 551.9165 | 0.0114% | 0.01183% | 0.01097% | 0.009844% | 6192 | 0.009599% | 0.009721% |  | 14.4074 | 21.4955 | 24.4126 |  | 8111 | 519.6418 | 559.4182 | 527.5039 |  | 8111 | 0.01131% | 0.01187% | 0.01092% | 0.01575% | 0.01079% | 0.0122% |  | 8111 | 0.01187% | 0.01092% | 8111 | 1526 | 0.009778% | 2087 | 0.009553% | 0.009665% |  | 8111 | 0.01079% | 0.0122% | 0.01149% |  | 8111 | 6192 | 0.009665% | 0.01209%
| Dec | 4 | 23 | 8112 | 530.2243 | 568.4948 | 544.8273 | 0.01132% | 0.01158% | 0.01083% | 0.009843% | 3340 | 0.009598% | 0.009721% |  | 14.4107 | 21.4928 | 24.4124 |  | 8112 | 515.8136 | 547.002 | 520.4149 |  | 8112 | 0.01123% | 0.01161% | 0.01078% | 0.01575% | 0.01078% | 0.0122% |  | 8112 | 0.01161% | 0.01078% | 8112 | 6725 | 0.009778% | 2447 | 0.009552% | 0.009665% |  | 8112 | 0.01078% | 0.0122% | 0.01149% |  | 8112 | 3340 | 0.009665% | 0.01192%
| Dec | 5 | 0 | 8113 | 528.9206 | 574.1643 | 538.7039 | 0.01129% | 0.01169% | 0.01071% | 0.009843% | 6172 | 0.009598% | 0.009721% |  | 14.4141 | 21.4901 | 24.4122 |  | 8113 | 514.5065 | 552.6741 | 514.2917 |  | 8113 | 0.0112% | 0.01173% | 0.01065% | 0.01575% | 0.01078% | 0.0122% |  | 8113 | 0.01173% | 0.01065% | 8113 | 836 | 0.009778% | 3290 | 0.009551% | 0.009664% |  | 8113 | 0.01078% | 0.0122% | 0.01149% |  | 8113 | 6172 | 0.009664% | 0.01209%
| Dec | 5 | 1 | 8114 | 531.9352 | 572.5072 | 538.9477 | 0.01135% | 0.01166% | 0.01072% | 0.009843% | 2368 | 0.009595% | 0.009719% |  | 14.4174 | 21.4875 | 24.4121 |  | 8114 | 517.5178 | 551.0197 | 514.5357 |  | 8114 | 0.01127% | 0.0117% | 0.01066% | 0.01576% | 0.01078% | 0.0122% |  | 8114 | 0.0117% | 0.01066% | 8114 | 6671 | 0.009777% | 2423 | 0.009551% | 0.009664% |  | 8114 | 0.01078% | 0.0122% | 0.01149% |  | 8114 | 2368 | 0.009664% | 0.01087%
| Dec | 5 | 2 | 8115 | 537.3373 | 575.0207 | 544.6585 | 0.01147% | 0.01171% | 0.01083% | 0.009842% | 3335 | 0.009595% | 0.009719% |  | 14.4207 | 21.4848 | 24.4119 |  | 8115 | 522.9166 | 553.5359 | 520.2466 |  | 8115 | 0.01138% | 0.01175% | 0.01077% | 0.01576% | 0.01078% | 0.0122% |  | 8115 | 0.01175% | 0.01077% | 8115 | 7418 | 0.009776% | 2218 | 0.009551% | 0.009664% |  | 8115 | 0.01078% | 0.0122% | 0.01149% |  | 8115 | 3335 | 0.009664% | 0.01191%
| Dec | 5 | 3 | 8116 | 543.0932 | 578.6421 | 548.5876 | 0.01159% | 0.01178% | 0.01091% | 0.009842% | 2370 | 0.009594% | 0.009718% |  | 14.4241 | 21.4822 | 24.4118 |  | 8116 | 528.6692 | 557.16 | 524.1758 |  | 8116 | 0.01151% | 0.01183% | 0.01085% | 0.01577% | 0.01078% | 0.0122% |  | 8116 | 0.01183% | 0.01085% | 8116 | 1874 | 0.009776% | 2037 | 0.009548% | 0.009662% |  | 8116 | 0.01078% | 0.0122% | 0.01149% |  | 8116 | 2370 | 0.009662% | 0.01087%
| Dec | 5 | 4 | 8117 | 555.5563 | 586.7228 | 557.8148 | 0.01186% | 0.01195% | 0.01109% | 0.009841% | 6479 | 0.009594% | 0.009717% |  | 14.4274 | 21.4795 | 24.4116 |  | 8117 | 541.1289 | 565.2433 | 533.4032 |  | 8117 | 0.01178% | 0.012% | 0.01105% | 0.01577% | 0.01078% | 0.0122% |  | 8117 | 0.012% | 0.01105% | 8117 | 7365 | 0.009775% | 2378 | 0.009548% | 0.009661% |  | 8117 | 0.01078% | 0.0122% | 0.01149% |  | 8117 | 6479 | 0.009661% | 0.01201%
| Dec | 5 | 5 | 8118 | 580.6724 | 608.4512 | 576.2223 | 0.01239% | 0.01239% | 0.01146% | 0.009841% | 1790 | 0.009593% | 0.009717% |  | 14.4308 | 21.4769 | 24.4114 |  | 8118 | 566.2416 | 586.9744 | 551.8108 |  | 8118 | 0.01233% | 0.01246% | 0.01143% | 0.01577% | 0.01078% | 0.0122% |  | 8118 | 0.01246% | 0.01143% | 8118 | 3170 | 0.009775% | 6406 | 0.009545% | 0.00966% |  | 8118 | 0.01078% | 0.0122% | 0.01149% |  | 8118 | 1790 | 0.00966% | 0.01034%
| Dec | 5 | 6 | 8119 | 598.7992 | 630.403 | 597.9494 | 0.01278% | 0.01284% | 0.01189% | 0.00984% | 2525 | 0.009593% | 0.009717% |  | 14.4341 | 21.4742 | 24.4113 |  | 8119 | 584.3651 | 608.9289 | 573.5381 |  | 8119 | 0.01272% | 0.01292% | 0.01188% | 0.01578% | 0.01078% | 0.0122% |  | 8119 | 0.01292% | 0.01188% | 8119 | 2615 | 0.009773% | 2400 | 0.009544% | 0.009659% |  | 8119 | 0.01078% | 0.0122% | 0.01149% |  | 8119 | 2525 | 0.009659% | 0.01103%
| Dec | 5 | 7 | 8120 | 596.4463 | 630.5427 | 598.2119 | 0.01273% | 0.01284% | 0.0119% | 0.00984% | 2367 | 0.009592% | 0.009716% |  | 14.4375 | 21.4715 | 24.4111 |  | 8120 | 582.0088 | 609.0712 | 573.8008 |  | 8120 | 0.01267% | 0.01293% | 0.01188% | 0.01578% | 0.01077% | 0.0122% |  | 8120 | 0.01293% | 0.01188% | 8120 | 2617 | 0.009773% | 2041 | 0.009544% | 0.009658% |  | 8120 | 0.01077% | 0.0122% | 0.01149% |  | 8120 | 2367 | 0.009658% | 0.01087%
| Dec | 5 | 8 | 8121 | 574.2621 | 622.341 | 590.3444 | 0.01226% | 0.01267% | 0.01174% | 0.00984% | 6170 | 0.009592% | 0.009716% |  | 14.4408 | 21.4688 | 24.411 |  | 8121 | 559.8213 | 600.8722 | 565.9334 |  | 8121 | 0.01219% | 0.01275% | 0.01172% | 0.01578% | 0.01077% | 0.0122% |  | 8121 | 0.01275% | 0.01172% | 8121 | 7417 | 0.009773% | 1931 | 0.009543% | 0.009658% |  | 8121 | 0.01077% | 0.0122% | 0.01149% |  | 8121 | 6170 | 0.009658% | 0.01209%
| Dec | 5 | 9 | 8122 | 546.2572 | 607.241 | 576.7287 | 0.01166% | 0.01237% | 0.01147% | 0.009839% | 2375 | 0.00959% | 0.009714% |  | 14.4442 | 21.4662 | 24.4108 |  | 8122 | 531.813 | 585.7748 | 552.3178 |  | 8122 | 0.01158% | 0.01243% | 0.01144% | 0.01579% | 0.01077% | 0.0122% |  | 8122 | 0.01243% | 0.01144% | 8122 | 2129 | 0.009773% | 2369 | 0.009541% | 0.009657% |  | 8122 | 0.01077% | 0.0122% | 0.01149% |  | 8122 | 2375 | 0.009657% | 0.01088%
| Dec | 5 | 10 | 8123 | 525.3668 | 597.2426 | 569.4425 | 0.01121% | 0.01216% | 0.01132% | 0.009839% | 1837 | 0.009588% | 0.009713% |  | 14.4475 | 21.4635 | 24.4107 |  | 8123 | 510.9193 | 575.7791 | 545.0319 |  | 8123 | 0.01112% | 0.01222% | 0.01129% | 0.01579% | 0.01077% | 0.0122% |  | 8123 | 0.01222% | 0.01129% | 8123 | 1626 | 0.009773% | 8497 | 0.00954% | 0.009656% |  | 8123 | 0.01077% | 0.0122% | 0.01149% |  | 8123 | 1837 | 0.009656% | 0.01038%
| Dec | 5 | 11 | 8124 | 508.9623 | 584.1813 | 560.3841 | 0.01086% | 0.0119% | 0.01114% | 0.009838% | 1976 | 0.009587% | 0.009713% |  | 14.4509 | 21.4608 | 24.4105 |  | 8124 | 494.5114 | 562.7205 | 535.9736 |  | 8124 | 0.01076% | 0.01194% | 0.0111% | 0.01579% | 0.01077% | 0.0122% |  | 8124 | 0.01194% | 0.0111% | 8124 | 1803 | 0.009773% | 6366 | 0.009539% | 0.009656% |  | 8124 | 0.01077% | 0.0122% | 0.01148% |  | 8124 | 1976 | 0.009656% | 0.0105%
| Dec | 5 | 12 | 8125 | 475.1383 | 576.7896 | 556.2956 | 0.01014% | 0.01175% | 0.01106% | 0.009838% | 2141 | 0.009587% | 0.009712% |  | 14.4542 | 21.4581 | 24.4104 |  | 8125 | 460.6841 | 555.3314 | 531.8853 |  | 8125 | 0.01003% | 0.01179% | 0.01101% | 0.0158% | 0.01077% | 0.0122% |  | 8125 | 0.01179% | 0.01101% | 8125 | 6717 | 0.009772% | 2376 | 0.009538% | 0.009655% |  | 8125 | 0.01077% | 0.0122% | 0.01148% |  | 8125 | 2141 | 0.009655% | 0.01065%
| Dec | 5 | 13 | 8126 | 482.7938 | 574.8532 | 549.4878 | 0.0103% | 0.01171% | 0.01093% | 0.009838% | 6413 | 0.009587% | 0.009712% |  | 14.4576 | 21.4555 | 24.4102 |  | 8126 | 468.3362 | 553.3977 | 525.0776 |  | 8126 | 0.01019% | 0.01175% | 0.01087% | 0.0158% | 0.01077% | 0.0122% |  | 8126 | 0.01175% | 0.01087% | 8126 | 7250 | 0.00977% | 2314 | 0.009538% | 0.009654% |  | 8126 | 0.01077% | 0.0122% | 0.01148% |  | 8126 | 6413 | 0.009654% | 0.01203%
| Dec | 5 | 14 | 8127 | 477.8096 | 577.3202 | 546.4308 | 0.0102% | 0.01176% | 0.01087% | 0.009837% | 3505 | 0.009586% | 0.009712% |  | 14.4609 | 21.4528 | 24.41 |  | 8127 | 463.3486 | 555.8674 | 522.0207 |  | 8127 | 0.01009% | 0.0118% | 0.01081% | 0.01581% | 0.01076% | 0.0122% |  | 8127 | 0.0118% | 0.01081% | 8127 | 1982 | 0.00977% | 6383 | 0.009537% | 0.009653% |  | 8127 | 0.01076% | 0.0122% | 0.01148% |  | 8127 | 3505 | 0.009653% | 0.01208%
| Dec | 5 | 15 | 8128 | 503.5385 | 587.8586 | 551.7571 | 0.01075% | 0.01197% | 0.01097% | 0.009835% | 2237 | 0.009586% | 0.00971% |  | 14.4643 | 21.4501 | 24.4099 |  | 8128 | 489.0742 | 566.4085 | 527.3472 |  | 8128 | 0.01065% | 0.01202% | 0.01092% | 0.01581% | 0.01076% | 0.0122% |  | 8128 | 0.01202% | 0.01092% | 8128 | 2065 | 0.009767% | 7527 | 0.009537% | 0.009652% |  | 8128 | 0.01076% | 0.0122% | 0.01148% |  | 8128 | 2237 | 0.009652% | 0.01074%
| Dec | 5 | 16 | 8129 | 532.8177 | 602.3907 | 562.4096 | 0.01137% | 0.01227% | 0.01118% | 0.009834% | 2504 | 0.009585% | 0.009709% |  | 14.4677 | 21.4474 | 24.4097 |  | 8129 | 518.35 | 580.9433 | 537.9999 |  | 8129 | 0.01128% | 0.01233% | 0.01114% | 0.01581% | 0.01076% | 0.0122% |  | 8129 | 0.01233% | 0.01114% | 8129 | 878 | 0.009766% | 8498 | 0.009536% | 0.009651% |  | 8129 | 0.01076% | 0.0122% | 0.01148% |  | 8129 | 2504 | 0.009651% | 0.01101%
| Dec | 5 | 17 | 8130 | 550.8348 | 604.4109 | 566.8638 | 0.01176% | 0.01231% | 0.01127% | 0.009834% | 2276 | 0.009584% | 0.009709% |  | 14.471 | 21.4447 | 24.4096 |  | 8130 | 536.3638 | 582.9662 | 542.4542 |  | 8130 | 0.01168% | 0.01237% | 0.01123% | 0.01582% | 0.01076% | 0.0122% |  | 8130 | 0.01237% | 0.01123% | 8130 | 7293 | 0.009764% | 2399 | 0.009536% | 0.00965% |  | 8130 | 0.01076% | 0.0122% | 0.01148% |  | 8130 | 2276 | 0.00965% | 0.01078%
| Dec | 5 | 18 | 8131 | 555.444 | 606.31 | 563.6193 | 0.01185% | 0.01235% | 0.01121% | 0.009833% | 3507 | 0.009584% | 0.009708% |  | 14.4744 | 21.442 | 24.4094 |  | 8131 | 540.9696 | 584.868 | 539.2098 |  | 8131 | 0.01178% | 0.01241% | 0.01117% | 0.01582% | 0.01076% | 0.0122% |  | 8131 | 0.01241% | 0.01117% | 8131 | 7164 | 0.009764% | 6315 | 0.009536% | 0.00965% |  | 8131 | 0.01076% | 0.0122% | 0.01148% |  | 8131 | 3507 | 0.00965% | 0.01208%
| Dec | 5 | 19 | 8132 | 561.129 | 605.6863 | 563.6849 | 0.01198% | 0.01233% | 0.01121% | 0.009833% | 1871 | 0.009584% | 0.009708% |  | 14.4778 | 21.4393 | 24.4093 |  | 8132 | 546.6512 | 584.247 | 539.2756 |  | 8132 | 0.0119% | 0.0124% | 0.01117% | 0.01582% | 0.01076% | 0.0122% |  | 8132 | 0.0124% | 0.01117% | 8132 | 7390 | 0.009764% | 2413 | 0.009535% | 0.009649% |  | 8132 | 0.01076% | 0.0122% | 0.01148% |  | 8132 | 1871 | 0.009649% | 0.01041%
| Dec | 5 | 20 | 8133 | 560.5587 | 601.2736 | 559.4839 | 0.01196% | 0.01224% | 0.01113% | 0.009831% | 2145 | 0.009579% | 0.009705% |  | 14.4812 | 21.4366 | 24.4091 |  | 8133 | 546.0776 | 579.837 | 535.0748 |  | 8133 | 0.01189% | 0.01231% | 0.01108% | 0.01583% | 0.01076% | 0.0122% |  | 8133 | 0.01231% | 0.01108% | 8133 | 2110 | 0.009763% | 2693 | 0.009535% | 0.009649% |  | 8133 | 0.01076% | 0.0122% | 0.01148% |  | 8133 | 2145 | 0.009649% | 0.01065%
| Dec | 5 | 21 | 8134 | 552.9352 | 591.5451 | 553.0605 | 0.0118% | 0.01205% | 0.011% | 0.009831% | 6171 | 0.009578% | 0.009704% |  | 14.4845 | 21.4339 | 24.409 |  | 8134 | 538.4506 | 570.1112 | 528.6515 |  | 8134 | 0.01172% | 0.0121% | 0.01095% | 0.01583% | 0.01075% | 0.0122% |  | 8134 | 0.0121% | 0.01095% | 8134 | 1777 | 0.009762% | 2402 | 0.009534% | 0.009648% |  | 8134 | 0.01075% | 0.0122% | 0.01148% |  | 8134 | 6171 | 0.009648% | 0.01209%
| Dec | 5 | 22 | 8135 | 537.2104 | 579.992 | 540.4856 | 0.01147% | 0.01181% | 0.01075% | 0.009829% | 1870 | 0.009576% | 0.009703% |  | 14.4879 | 21.4312 | 24.4088 |  | 8135 | 522.7225 | 558.5608 | 516.0768 |  | 8135 | 0.01138% | 0.01186% | 0.01069% | 0.01584% | 0.01075% | 0.0122% |  | 8135 | 0.01186% | 0.01069% | 8135 | 640 | 0.009762% | 6437 | 0.009534% | 0.009648% |  | 8135 | 0.01075% | 0.0122% | 0.01148% |  | 8135 | 1870 | 0.009648% | 0.01041%
| Dec | 5 | 23 | 8136 | 531.4666 | 575.4583 | 534.1653 | 0.01134% | 0.01172% | 0.01062% | 0.009829% | 2165 | 0.009576% | 0.009702% |  | 14.4913 | 21.4285 | 24.4087 |  | 8136 | 516.9754 | 554.0298 | 509.7567 |  | 8136 | 0.01125% | 0.01176% | 0.01056% | 0.01584% | 0.01075% | 0.0122% |  | 8136 | 0.01176% | 0.01056% | 8136 | 2139 | 0.009762% | 1860 | 0.009533% | 0.009647% |  | 8136 | 0.01075% | 0.0122% | 0.01148% |  | 8136 | 2165 | 0.009647% | 0.01067%
| Dec | 6 | 0 | 8137 | 530.7064 | 575.5514 | 526.0165 | 0.01133% | 0.01172% | 0.01046% | 0.009829% | 2450 | 0.009575% | 0.009702% |  | 14.4947 | 21.4258 | 24.4085 |  | 8137 | 516.2117 | 554.1256 | 501.608 |  | 8137 | 0.01124% | 0.01176% | 0.01039% | 0.01584% | 0.01075% | 0.0122% |  | 8137 | 0.01176% | 0.01039% | 8137 | 2173 | 0.009761% | 3291 | 0.009531% | 0.009646% |  | 8137 | 0.01075% | 0.0122% | 0.01148% |  | 8137 | 2450 | 0.009646% | 0.01095%
| Dec | 6 | 1 | 8138 | 533.7139 | 581.2954 | 524.8444 | 0.01139% | 0.01184% | 0.01044% | 0.009827% | 6458 | 0.009574% | 0.009701% |  | 14.4981 | 21.4231 | 24.4084 |  | 8138 | 519.2158 | 559.8723 | 500.436 |  | 8138 | 0.0113% | 0.01188% | 0.01036% | 0.01585% | 0.01075% | 0.0122% |  | 8138 | 0.01188% | 0.01036% | 8138 | 1918 | 0.00976% | 2101 | 0.00953% | 0.009645% |  | 8138 | 0.01075% | 0.0122% | 0.01147% |  | 8138 | 6458 | 0.009645% | 0.01202%
| Dec | 6 | 2 | 8139 | 539.0422 | 591.1634 | 531.5866 | 0.0115% | 0.01204% | 0.01057% | 0.009826% | 4245 | 0.009574% | 0.0097% |  | 14.5014 | 21.4204 | 24.4082 |  | 8139 | 524.5407 | 569.7431 | 507.1784 |  | 8139 | 0.01142% | 0.01209% | 0.0105% | 0.01585% | 0.01075% | 0.0122% |  | 8139 | 0.01209% | 0.0105% | 8139 | 2616 | 0.009757% | 1986 | 0.009529% | 0.009643% |  | 8139 | 0.01075% | 0.0122% | 0.01147% |  | 8139 | 4245 | 0.009643% | 0.01262%
| Dec | 6 | 3 | 8140 | 549.6488 | 591.4893 | 538.4601 | 0.01173% | 0.01204% | 0.01071% | 0.009825% | 2693 | 0.009573% | 0.009699% |  | 14.5048 | 21.4177 | 24.4081 |  | 8140 | 535.144 | 570.0716 | 514.052 |  | 8140 | 0.01165% | 0.0121% | 0.01065% | 0.01585% | 0.01075% | 0.0122% |  | 8140 | 0.0121% | 0.01065% | 8140 | 7406 | 0.009756% | 2284 | 0.009529% | 0.009643% |  | 8140 | 0.01075% | 0.0122% | 0.01147% |  | 8140 | 2693 | 0.009643% | 0.01122%
| Dec | 6 | 4 | 8141 | 561.1633 | 606.6917 | 551.2507 | 0.01198% | 0.01235% | 0.01096% | 0.009825% | 8760 | 0.009573% | 0.009699% |  | 14.5082 | 21.4149 | 24.4079 |  | 8141 | 546.6551 | 585.2768 | 526.8428 |  | 8141 | 0.0119% | 0.01242% | 0.01091% | 0.01586% | 0.01075% | 0.0122% |  | 8141 | 0.01242% | 0.01091% | 8141 | 7187 | 0.009756% | 2108 | 0.009528% | 0.009642% |  | 8141 | 0.01075% | 0.0122% | 0.01147% |  | 8141 | 8760 | 0.009642% | 0.01097%
| Dec | 6 | 5 | 8142 | 582.4062 | 628.9601 | 568.3454 | 0.01243% | 0.01281% | 0.0113% | 0.009824% | 2447 | 0.009572% | 0.009698% |  | 14.5116 | 21.4122 | 24.4078 |  | 8142 | 567.8946 | 607.5479 | 543.9376 |  | 8142 | 0.01236% | 0.0129% | 0.01126% | 0.01586% | 0.01074% | 0.0122% |  | 8142 | 0.0129% | 0.01126% | 8142 | 1119 | 0.009756% | 1899 | 0.009527% | 0.009641% |  | 8142 | 0.01074% | 0.0122% | 0.01147% |  | 8142 | 2447 | 0.009641% | 0.01095%
| Dec | 6 | 6 | 8143 | 610.7286 | 660.631 | 590.2694 | 0.01303% | 0.01345% | 0.01174% | 0.009823% | 2006 | 0.009572% | 0.009698% |  | 14.515 | 21.4095 | 24.4076 |  | 8143 | 596.2136 | 639.2215 | 565.8618 |  | 8143 | 0.01298% | 0.01357% | 0.01172% | 0.01587% | 0.01074% | 0.0122% |  | 8143 | 0.01357% | 0.01172% | 8143 | 1789 | 0.009754% | 2476 | 0.009526% | 0.00964% |  | 8143 | 0.01074% | 0.0122% | 0.01147% |  | 8143 | 2006 | 0.00964% | 0.01053%
| Dec | 6 | 7 | 8144 | 609.9295 | 665.3137 | 592.9982 | 0.01302% | 0.01355% | 0.01179% | 0.009823% | 2423 | 0.00957% | 0.009697% |  | 14.5184 | 21.4068 | 24.4075 |  | 8144 | 595.4111 | 643.907 | 568.5907 |  | 8144 | 0.01296% | 0.01367% | 0.01177% | 0.01587% | 0.01074% | 0.0122% |  | 8144 | 0.01367% | 0.01177% | 8144 | 3171 | 0.009754% | 2066 | 0.009525% | 0.00964% |  | 8144 | 0.01074% | 0.0122% | 0.01147% |  | 8144 | 2423 | 0.00964% | 0.01093%
| Dec | 6 | 8 | 8145 | 586.8187 | 650.7816 | 582.1018 | 0.01252% | 0.01325% | 0.01157% | 0.009821% | 4247 | 0.009567% | 0.009694% |  | 14.5218 | 21.404 | 24.4073 |  | 8145 | 572.2969 | 629.3775 | 557.6945 |  | 8145 | 0.01246% | 0.01336% | 0.01155% | 0.01587% | 0.01074% | 0.0122% |  | 8145 | 0.01336% | 0.01155% | 8145 | 2394 | 0.009754% | 8499 | 0.009525% | 0.009639% |  | 8145 | 0.01074% | 0.0122% | 0.01147% |  | 8145 | 4247 | 0.009639% | 0.01262%
| Dec | 6 | 9 | 8146 | 563.8181 | 637.86 | 574.525 | 0.01203% | 0.01299% | 0.01142% | 0.00982% | 2243 | 0.009566% | 0.009693% |  | 14.5252 | 21.4013 | 24.4072 |  | 8146 | 549.2929 | 616.4587 | 550.1178 |  | 8146 | 0.01196% | 0.01308% | 0.01139% | 0.01588% | 0.01074% | 0.0122% |  | 8146 | 0.01308% | 0.01139% | 8146 | 911 | 0.009752% | 2377 | 0.009525% | 0.009638% |  | 8146 | 0.01074% | 0.0122% | 0.01147% |  | 8146 | 2243 | 0.009638% | 0.01075%
| Dec | 6 | 10 | 8147 | 543.5193 | 634.6389 | 567.7171 | 0.0116% | 0.01292% | 0.01129% | 0.00982% | 3506 | 0.009566% | 0.009693% |  | 14.5286 | 21.3986 | 24.4071 |  | 8147 | 528.9907 | 613.2403 | 543.3101 |  | 8147 | 0.01152% | 0.01302% | 0.01125% | 0.01588% | 0.01074% | 0.0122% |  | 8147 | 0.01302% | 0.01125% | 8147 | 2079 | 0.009751% | 2035 | 0.009524% | 0.009637% |  | 8147 | 0.01074% | 0.0122% | 0.01147% |  | 8147 | 3506 | 0.009637% | 0.01208%
| Dec | 6 | 11 | 8148 | 526.5654 | 626.5768 | 561.35 | 0.01124% | 0.01276% | 0.01116% | 0.00982% | 6388 | 0.009565% | 0.009693% |  | 14.532 | 21.3958 | 24.4069 |  | 8148 | 512.0334 | 605.181 | 536.9431 |  | 8148 | 0.01115% | 0.01284% | 0.01112% | 0.01588% | 0.01074% | 0.0122% |  | 8148 | 0.01284% | 0.01112% | 8148 | 7277 | 0.009751% | 2267 | 0.009524% | 0.009637% |  | 8148 | 0.01074% | 0.0122% | 0.01147% |  | 8148 | 6388 | 0.009637% | 0.01203%
| Dec | 6 | 12 | 8149 | 511.9186 | 625.8041 | 549.1314 | 0.01093% | 0.01274% | 0.01092% | 0.009817% | 2378 | 0.009564% | 0.009691% |  | 14.5354 | 21.3931 | 24.4068 |  | 8149 | 497.3832 | 604.411 | 524.7247 |  | 8149 | 0.01083% | 0.01283% | 0.01087% | 0.01589% | 0.01073% | 0.0122% |  | 8149 | 0.01283% | 0.01087% | 8149 | 2137 | 0.00975% | 2244 | 0.009523% | 0.009637% |  | 8149 | 0.01073% | 0.0122% | 0.01147% |  | 8149 | 2378 | 0.009637% | 0.01088%
| Dec | 6 | 13 | 8150 | 501.0281 | 625.1897 | 537.1848 | 0.01069% | 0.01273% | 0.01068% | 0.009815% | 2115 | 0.009564% | 0.009689% |  | 14.5388 | 21.3904 | 24.4066 |  | 8150 | 486.4893 | 603.7994 | 512.7782 |  | 8150 | 0.01059% | 0.01282% | 0.01062% | 0.01589% | 0.01073% | 0.0122% |  | 8150 | 0.01282% | 0.01062% | 8150 | 2504 | 0.009748% | 2196 | 0.009523% | 0.009636% |  | 8150 | 0.01073% | 0.0122% | 0.01147% |  | 8150 | 2115 | 0.009636% | 0.01062%
| Dec | 6 | 14 | 8151 | 499.0597 | 617.9283 | 534.728 | 0.01065% | 0.01258% | 0.01063% | 0.009815% | 1819 | 0.009563% | 0.009689% |  | 14.5422 | 21.3876 | 24.4065 |  | 8151 | 484.5175 | 596.5407 | 510.3215 |  | 8151 | 0.01055% | 0.01266% | 0.01057% | 0.01589% | 0.01073% | 0.0122% |  | 8151 | 0.01266% | 0.01057% | 8151 | 8727 | 0.009747% | 2063 | 0.009521% | 0.009634% |  | 8151 | 0.01073% | 0.0122% | 0.01147% |  | 8151 | 1819 | 0.009634% | 0.01037%
| Dec | 6 | 15 | 8152 | 505.2828 | 621.6707 | 544.9586 | 0.01078% | 0.01266% | 0.01084% | 0.009815% | 6174 | 0.009563% | 0.009689% |  | 14.5456 | 21.3849 | 24.4063 |  | 8152 | 490.7372 | 600.2858 | 520.5522 |  | 8152 | 0.01068% | 0.01274% | 0.01078% | 0.0159% | 0.01073% | 0.0122% |  | 8152 | 0.01274% | 0.01078% | 8152 | 2115 | 0.009746% | 2091 | 0.009521% | 0.009634% |  | 8152 | 0.01073% | 0.0122% | 0.01146% |  | 8152 | 6174 | 0.009634% | 0.01209%
| Dec | 6 | 16 | 8153 | 537.1851 | 639.7684 | 559.3433 | 0.01147% | 0.01303% | 0.01112% | 0.00981% | 2400 | 0.009562% | 0.009686% |  | 14.5491 | 21.3821 | 24.4062 |  | 8153 | 522.6361 | 618.3863 | 534.9371 |  | 8153 | 0.01138% | 0.01313% | 0.01108% | 0.0159% | 0.01073% | 0.0122% |  | 8153 | 0.01313% | 0.01108% | 8153 | 7172 | 0.009746% | 1995 | 0.00952% | 0.009633% |  | 8153 | 0.01073% | 0.0122% | 0.01146% |  | 8153 | 2400 | 0.009633% | 0.0109%
| Dec | 6 | 17 | 8154 | 554.5792 | 647.2253 | 565.6541 | 0.01184% | 0.01318% | 0.01125% | 0.009809% | 6193 | 0.00956% | 0.009684% |  | 14.5525 | 21.3794 | 24.406 |  | 8154 | 540.0267 | 625.846 | 541.2481 |  | 8154 | 0.01176% | 0.01328% | 0.01121% | 0.01591% | 0.01073% | 0.0122% |  | 8154 | 0.01328% | 0.01121% | 8154 | 638 | 0.009745% | 1953 | 0.009519% | 0.009632% |  | 8154 | 0.01073% | 0.0122% | 0.01146% |  | 8154 | 6193 | 0.009632% | 0.01209%
| Dec | 6 | 18 | 8155 | 558.6942 | 650.3813 | 561.9314 | 0.01192% | 0.01324% | 0.01117% | 0.009808% | 2218 | 0.009557% | 0.009683% |  | 14.5559 | 21.3766 | 24.4059 |  | 8155 | 544.1383 | 629.0046 | 537.5255 |  | 8155 | 0.01184% | 0.01335% | 0.01113% | 0.01591% | 0.01073% | 0.0122% |  | 8155 | 0.01335% | 0.01113% | 8155 | 7218 | 0.009745% | 4248 | 0.009518% | 0.009631% |  | 8155 | 0.01073% | 0.0122% | 0.01146% |  | 8155 | 2218 | 0.009631% | 0.01072%
| Dec | 6 | 19 | 8156 | 562.7304 | 649.2083 | 555.8362 | 0.01201% | 0.01322% | 0.01105% | 0.009808% | 6456 | 0.009557% | 0.009682% |  | 14.5593 | 21.3739 | 24.4058 |  | 8156 | 548.1711 | 627.8344 | 531.4304 |  | 8156 | 0.01193% | 0.01333% | 0.01101% | 0.01591% | 0.01072% | 0.0122% |  | 8156 | 0.01333% | 0.01101% | 8156 | 2391 | 0.00974% | 6195 | 0.009516% | 0.009628% |  | 8156 | 0.01072% | 0.0122% | 0.01146% |  | 8156 | 6456 | 0.009628% | 0.01202%
| Dec | 6 | 20 | 8157 | 559.2073 | 636.3146 | 551.7852 | 0.01194% | 0.01296% | 0.01097% | 0.009807% | 2369 | 0.009557% | 0.009682% |  | 14.5627 | 21.3711 | 24.4056 |  | 8157 | 544.6446 | 614.9435 | 527.3796 |  | 8157 | 0.01186% | 0.01305% | 0.01092% | 0.01592% | 0.01072% | 0.0122% |  | 8157 | 0.01305% | 0.01092% | 8157 | 2303 | 0.009738% | 5355 | 0.009514% | 0.009626% |  | 8157 | 0.01072% | 0.0122% | 0.01146% |  | 8157 | 2369 | 0.009626% | 0.01087%
| Dec | 6 | 21 | 8158 | 554.8967 | 626.1207 | 543.0081 | 0.01184% | 0.01275% | 0.0108% | 0.009806% | 2376 | 0.009555% | 0.00968% |  | 14.5662 | 21.3684 | 24.4055 |  | 8158 | 540.3305 | 604.7523 | 518.6026 |  | 8158 | 0.01176% | 0.01284% | 0.01074% | 0.01592% | 0.01072% | 0.0122% |  | 8158 | 0.01284% | 0.01074% | 8158 | 7165 | 0.009737% | 2676 | 0.009514% | 0.009625% |  | 8158 | 0.01072% | 0.0122% | 0.01146% |  | 8158 | 2376 | 0.009625% | 0.01088%
| Dec | 6 | 22 | 8159 | 542.0741 | 613.227 | 529.9643 | 0.01157% | 0.01249% | 0.01054% | 0.009806% | 2399 | 0.009554% | 0.00968% |  | 14.5696 | 21.3656 | 24.4053 |  | 8159 | 527.5045 | 591.8614 | 505.559 |  | 8159 | 0.01148% | 0.01256% | 0.01047% | 0.01592% | 0.01072% | 0.0122% |  | 8159 | 0.01256% | 0.01047% | 8159 | 2363 | 0.009737% | 7428 | 0.009514% | 0.009625% |  | 8159 | 0.01072% | 0.0122% | 0.01146% |  | 8159 | 2399 | 0.009625% | 0.0109%
| Dec | 6 | 23 | 8160 | 537.8585 | 602.2138 | 522.0124 | 0.01148% | 0.01226% | 0.01038% | 0.009805% | 2413 | 0.009554% | 0.00968% |  | 14.573 | 21.3628 | 24.4052 |  | 8160 | 523.2854 | 580.851 | 497.6072 |  | 8160 | 0.01139% | 0.01233% | 0.0103% | 0.01593% | 0.01072% | 0.0122% |  | 8160 | 0.01233% | 0.0103% | 8160 | 7168 | 0.009737% | 1980 | 0.009513% | 0.009625% |  | 8160 | 0.01072% | 0.0122% | 0.01146% |  | 8160 | 2413 | 0.009625% | 0.01092%
| Dec | 7 | 0 | 8161 | 537.6547 | 599.3279 | 517.8489 | 0.01148% | 0.0122% | 0.0103% | 0.009804% | 2402 | 0.009553% | 0.009678% |  | 14.5764 | 21.3601 | 24.4051 |  | 8161 | 523.0783 | 577.9678 | 493.4439 |  | 8161 | 0.01139% | 0.01227% | 0.01022% | 0.01593% | 0.01072% | 0.0122% |  | 8161 | 0.01227% | 0.01022% | 8161 | 7356 | 0.009735% | 3340 | 0.009513% | 0.009624% |  | 8161 | 0.01072% | 0.0122% | 0.01146% |  | 8161 | 2402 | 0.009624% | 0.0109%
| Dec | 7 | 1 | 8162 | 540.0143 | 601.1619 | 515.8703 | 0.01153% | 0.01224% | 0.01026% | 0.009804% | 2087 | 0.009552% | 0.009678% |  | 14.5799 | 21.3573 | 24.4049 |  | 8162 | 525.4344 | 579.8046 | 491.4654 |  | 8162 | 0.01144% | 0.01231% | 0.01018% | 0.01594% | 0.01072% | 0.0122% |  | 8162 | 0.01231% | 0.01018% | 8162 | 7237 | 0.009735% | 2067 | 0.009513% | 0.009624% |  | 8162 | 0.01072% | 0.0122% | 0.01146% |  | 8162 | 2087 | 0.009624% | 0.0106%
| Dec | 7 | 2 | 8163 | 546.0613 | 604.4761 | 514.0137 | 0.01165% | 0.01231% | 0.01022% | 0.009802% | 2676 | 0.009552% | 0.009677% |  | 14.5833 | 21.3545 | 24.4048 |  | 8163 | 531.4779 | 583.1215 | 489.6089 |  | 8163 | 0.01157% | 0.01238% | 0.01014% | 0.01594% | 0.01072% | 0.0122% |  | 8163 | 0.01238% | 0.01014% | 8163 | 8608 | 0.009733% | 3335 | 0.00951% | 0.009621% |  | 8163 | 0.01072% | 0.0122% | 0.01146% |  | 8163 | 2676 | 0.009621% | 0.0112%
| Dec | 7 | 3 | 8164 | 552.4235 | 608.1626 | 515.4765 | 0.01179% | 0.01238% | 0.01025% | 0.009801% | 2314 | 0.009551% | 0.009676% |  | 14.5867 | 21.3518 | 24.4046 |  | 8164 | 537.8367 | 586.8109 | 491.0719 |  | 8164 | 0.01171% | 0.01245% | 0.01017% | 0.01594% | 0.01071% | 0.0122% |  | 8164 | 0.01245% | 0.01017% | 8164 | 7375 | 0.009732% | 2065 | 0.009507% | 0.00962% |  | 8164 | 0.01071% | 0.0122% | 0.01146% |  | 8164 | 2314 | 0.00962% | 0.01082%
| Dec | 7 | 4 | 8165 | 565.7845 | 619.5482 | 521.0091 | 0.01208% | 0.01262% | 0.01036% | 0.009801% | 3319 | 0.00955% | 0.009675% |  | 14.5902 | 21.349 | 24.4045 |  | 8165 | 551.1943 | 598.1992 | 496.6046 |  | 8165 | 0.012% | 0.0127% | 0.01028% | 0.01595% | 0.01071% | 0.0122% |  | 8165 | 0.0127% | 0.01028% | 8165 | 1311 | 0.009732% | 2712 | 0.009503% | 0.009618% |  | 8165 | 0.01071% | 0.0122% | 0.01145% |  | 8165 | 3319 | 0.009618% | 0.0119%
| Dec | 7 | 5 | 8166 | 585.7125 | 641.0997 | 531.9242 | 0.0125% | 0.01306% | 0.01058% | 0.009799% | 2476 | 0.009549% | 0.009674% |  | 14.5936 | 21.3462 | 24.4044 |  | 8166 | 571.1189 | 619.7535 | 507.5198 |  | 8166 | 0.01243% | 0.01315% | 0.01051% | 0.01595% | 0.01071% | 0.0122% |  | 8166 | 0.01315% | 0.01051% | 8166 | 3173 | 0.009732% | 6169 | 0.009503% | 0.009617% |  | 8166 | 0.01071% | 0.0122% | 0.01145% |  | 8166 | 2476 | 0.009617% | 0.01098%
| Dec | 7 | 6 | 8167 | 613.2822 | 663.9638 | 542.3517 | 0.01309% | 0.01352% | 0.01078% | 0.009799% | 2037 | 0.009545% | 0.009672% |  | 14.5971 | 21.3434 | 24.4042 |  | 8167 | 598.6851 | 642.6204 | 517.9475 |  | 8167 | 0.01303% | 0.01364% | 0.01073% | 0.01595% | 0.01071% | 0.0122% |  | 8167 | 0.01364% | 0.01073% | 8167 | 6684 | 0.009731% | 1883 | 0.009502% | 0.009617% |  | 8167 | 0.01071% | 0.0122% | 0.01145% |  | 8167 | 2037 | 0.009617% | 0.01055%
| Dec | 7 | 7 | 8168 | 608.7311 | 668.0135 | 549.2158 | 0.01299% | 0.0136% | 0.01092% | 0.009799% | 2712 | 0.009544% | 0.009671% |  | 14.6005 | 21.3407 | 24.4041 |  | 8168 | 594.1306 | 646.6728 | 524.8117 |  | 8168 | 0.01293% | 0.01373% | 0.01087% | 0.01596% | 0.01071% | 0.0122% |  | 8168 | 0.01373% | 0.01087% | 8168 | 2349 | 0.009731% | 2088 | 0.009501% | 0.009616% |  | 8168 | 0.01071% | 0.0122% | 0.01145% |  | 8168 | 2712 | 0.009616% | 0.01124%
| Dec | 7 | 8 | 8169 | 588.3837 | 656.1345 | 551.5883 | 0.01256% | 0.01336% | 0.01097% | 0.009798% | 3311 | 0.009544% | 0.009671% |  | 14.604 | 21.3379 | 24.404 |  | 8169 | 573.7797 | 634.7967 | 527.1843 |  | 8169 | 0.01249% | 0.01347% | 0.01092% | 0.01596% | 0.01071% | 0.0122% |  | 8169 | 0.01347% | 0.01092% | 8169 | 1860 | 0.009731% | 6358 | 0.0095% | 0.009616% |  | 8169 | 0.01071% | 0.0122% | 0.01145% |  | 8169 | 3311 | 0.009616% | 0.01189%
| Dec | 7 | 9 | 8170 | 573.2692 | 645.531 | 546.9278 | 0.01224% | 0.01315% | 0.01088% | 0.009795% | 6484 | 0.009542% | 0.009668% |  | 14.6074 | 21.3351 | 24.4038 |  | 8170 | 558.6618 | 624.1959 | 522.524 |  | 8170 | 0.01216% | 0.01325% | 0.01082% | 0.01597% | 0.01071% | 0.0122% |  | 8170 | 0.01325% | 0.01082% | 8170 | 1802 | 0.009728% | 6173 | 0.009498% | 0.009613% |  | 8170 | 0.01071% | 0.0122% | 0.01145% |  | 8170 | 6484 | 0.009613% | 0.01201%
| Dec | 7 | 10 | 8171 | 563.3763 | 638.4092 | 539.7729 | 0.01202% | 0.013% | 0.01073% | 0.009794% | 2377 | 0.009542% | 0.009668% |  | 14.6109 | 21.3323 | 24.4037 |  | 8171 | 548.7654 | 617.0769 | 515.3693 |  | 8171 | 0.01195% | 0.0131% | 0.01067% | 0.01597% | 0.0107% | 0.0122% |  | 8171 | 0.0131% | 0.01067% | 8171 | 2135 | 0.009727% | 6335 | 0.009498% | 0.009613% |  | 8171 | 0.0107% | 0.0122% | 0.01145% |  | 8171 | 2377 | 0.009613% | 0.01088%
| Dec | 7 | 11 | 8172 | 547.7698 | 631.6412 | 535.4125 | 0.01169% | 0.01286% | 0.01065% | 0.009793% | 2041 | 0.009541% | 0.009667% |  | 14.6143 | 21.3295 | 24.4035 |  | 8172 | 533.1555 | 610.3117 | 511.009 |  | 8172 | 0.01161% | 0.01295% | 0.01058% | 0.01597% | 0.0107% | 0.0122% |  | 8172 | 0.01295% | 0.01058% | 8172 | 2324 | 0.009727% | 2195 | 0.009495% | 0.009611% |  | 8172 | 0.0107% | 0.0122% | 0.01145% |  | 8172 | 2041 | 0.009611% | 0.01056%
| Dec | 7 | 12 | 8173 | 536.8868 | 625.7017 | 534.5967 | 0.01146% | 0.01274% | 0.01063% | 0.009793% | 2284 | 0.009541% | 0.009667% |  | 14.6178 | 21.3267 | 24.4034 |  | 8173 | 522.269 | 604.375 | 510.1933 |  | 8173 | 0.01137% | 0.01283% | 0.01057% | 0.01598% | 0.0107% | 0.0122% |  | 8173 | 0.01283% | 0.01057% | 8173 | 639 | 0.009726% | 1989 | 0.009493% | 0.009609% |  | 8173 | 0.0107% | 0.0122% | 0.01145% |  | 8173 | 2284 | 0.009609% | 0.01079%
| Dec | 7 | 13 | 8174 | 540.946 | 622.611 | 531.9336 | 0.01155% | 0.01268% | 0.01058% | 0.009793% | 1931 | 0.009534% | 0.009664% |  | 14.6212 | 21.3239 | 24.4033 |  | 8174 | 526.3248 | 601.2871 | 507.5303 |  | 8174 | 0.01146% | 0.01276% | 0.01051% | 0.01598% | 0.0107% | 0.0122% |  | 8174 | 0.01276% | 0.01051% | 8174 | 7404 | 0.009725% | 6194 | 0.009492% | 0.009609% |  | 8174 | 0.0107% | 0.0122% | 0.01145% |  | 8174 | 1931 | 0.009609% | 0.01046%
| Dec | 7 | 14 | 8175 | 543.3099 | 625.6831 | 531.249 | 0.0116% | 0.01274% | 0.01056% | 0.009793% | 8199 | 0.009534% | 0.009664% |  | 14.6247 | 21.3211 | 24.4031 |  | 8175 | 528.6852 | 604.362 | 506.8459 |  | 8175 | 0.01151% | 0.01283% | 0.0105% | 0.01598% | 0.0107% | 0.0122% |  | 8175 | 0.01283% | 0.0105% | 8175 | 835 | 0.009724% | 2449 | 0.009491% | 0.009607% |  | 8175 | 0.0107% | 0.0122% | 0.01145% |  | 8175 | 8199 | 0.009607% | 0.01143%
| Dec | 7 | 15 | 8176 | 546.5465 | 631.334 | 531.9898 | 0.01166% | 0.01286% | 0.01058% | 0.009793% | 2267 | 0.009534% | 0.009663% |  | 14.6281 | 21.3183 | 24.403 |  | 8176 | 531.9183 | 610.0157 | 507.5868 |  | 8176 | 0.01158% | 0.01295% | 0.01051% | 0.01599% | 0.0107% | 0.0122% |  | 8176 | 0.01295% | 0.01051% | 8176 | 3172 | 0.009724% | 3505 | 0.00949% | 0.009607% |  | 8176 | 0.0107% | 0.0122% | 0.01145% |  | 8176 | 2267 | 0.009607% | 0.01077%
| Dec | 7 | 16 | 8177 | 559.5906 | 637.8507 | 542.2579 | 0.01194% | 0.01299% | 0.01078% | 0.009792% | 2244 | 0.009533% | 0.009662% |  | 14.6316 | 21.3155 | 24.4029 |  | 8177 | 544.959 | 616.5351 | 517.855 |  | 8177 | 0.01186% | 0.01309% | 0.01072% | 0.01599% | 0.0107% | 0.0122% |  | 8177 | 0.01309% | 0.01072% | 8177 | 8606 | 0.009723% | 2553 | 0.009487% | 0.009605% |  | 8177 | 0.0107% | 0.0122% | 0.01145% |  | 8177 | 2244 | 0.009605% | 0.01075%
| Dec | 7 | 17 | 8178 | 562.2136 | 633.8941 | 544.6866 | 0.012% | 0.01291% | 0.01083% | 0.009791% | 6457 | 0.009532% | 0.009662% |  | 14.6351 | 21.3127 | 24.4027 |  | 8178 | 547.5786 | 612.5814 | 520.2839 |  | 8178 | 0.01192% | 0.013% | 0.01077% | 0.016% | 0.01069% | 0.0122% |  | 8178 | 0.013% | 0.01077% | 8178 | 3342 | 0.009723% | 3507 | 0.009487% | 0.009605% |  | 8178 | 0.01069% | 0.0122% | 0.01145% |  | 8178 | 6457 | 0.009605% | 0.01202%
| Dec | 7 | 18 | 8179 | 554.9052 | 630.0865 | 539.4729 | 0.01184% | 0.01283% | 0.01073% | 0.00979% | 2101 | 0.009531% | 0.009661% |  | 14.6385 | 21.3099 | 24.4026 |  | 8179 | 540.2667 | 608.7766 | 515.0703 |  | 8179 | 0.01176% | 0.01292% | 0.01067% | 0.016% | 0.01069% | 0.0122% |  | 8179 | 0.01292% | 0.01067% | 8179 | 1142 | 0.009723% | 2713 | 0.009485% | 0.009604% |  | 8179 | 0.01069% | 0.0122% | 0.01144% |  | 8179 | 2101 | 0.009604% | 0.01061%
| Dec | 7 | 19 | 8180 | 552.001 | 623.2626 | 537.2505 | 0.01178% | 0.01269% | 0.01068% | 0.00979% | 2196 | 0.00953% | 0.00966% |  | 14.642 | 21.3071 | 24.4025 |  | 8180 | 537.359 | 601.9556 | 512.848 |  | 8180 | 0.0117% | 0.01278% | 0.01062% | 0.016% | 0.01069% | 0.0122% |  | 8180 | 0.01278% | 0.01062% | 8180 | 7228 | 0.009721% | 4244 | 0.009485% | 0.009603% |  | 8180 | 0.01069% | 0.0122% | 0.01144% |  | 8180 | 2196 | 0.009603% | 0.0107%
| Dec | 7 | 20 | 8181 | 546.7611 | 615.7685 | 533.237 | 0.01167% | 0.01254% | 0.0106% | 0.009789% | 2108 | 0.009529% | 0.009659% |  | 14.6455 | 21.3043 | 24.4023 |  | 8181 | 532.1156 | 594.4642 | 508.8347 |  | 8181 | 0.01158% | 0.01262% | 0.01054% | 0.01601% | 0.01069% | 0.0122% |  | 8181 | 0.01262% | 0.01054% | 8181 | 1551 | 0.00972% | 2672 | 0.009485% | 0.009603% |  | 8181 | 0.01069% | 0.0122% | 0.01144% |  | 8181 | 2108 | 0.009603% | 0.01062%
| Dec | 7 | 21 | 8182 | 539.5383 | 607.241 | 525.6227 | 0.01152% | 0.01237% | 0.01045% | 0.009788% | 2713 | 0.009527% | 0.009658% |  | 14.649 | 21.3015 | 24.4022 |  | 8182 | 524.8893 | 585.9395 | 501.2205 |  | 8182 | 0.01143% | 0.01244% | 0.01038% | 0.01601% | 0.01069% | 0.0122% |  | 8182 | 0.01244% | 0.01038% | 8182 | 7366 | 0.00972% | 6192 | 0.00948% | 0.0096% |  | 8182 | 0.01069% | 0.0122% | 0.01144% |  | 8182 | 2713 | 0.0096% | 0.01124%
| Dec | 7 | 22 | 8183 | 525.8853 | 598.0339 | 517.9052 | 0.01122% | 0.01218% | 0.0103% | 0.009787% | 1986 | 0.009524% | 0.009655% |  | 14.6524 | 21.2986 | 24.4021 |  | 8183 | 511.2329 | 576.7352 | 493.5031 |  | 8183 | 0.01113% | 0.01224% | 0.01022% | 0.01602% | 0.01069% | 0.0122% |  | 8183 | 0.01224% | 0.01022% | 8183 | 7240 | 0.00972% | 2268 | 0.009479% | 0.0096% |  | 8183 | 0.01069% | 0.0122% | 0.01144% |  | 8183 | 1986 | 0.0096% | 0.01051%
| Dec | 7 | 23 | 8184 | 519.1347 | 586.0898 | 510.8254 | 0.01108% | 0.01193% | 0.01016% | 0.009786% | 2066 | 0.009524% | 0.009655% |  | 14.6559 | 21.2958 | 24.402 |  | 8184 | 504.4788 | 564.7939 | 486.4234 |  | 8184 | 0.01098% | 0.01199% | 0.01007% | 0.01602% | 0.01069% | 0.0122% |  | 8184 | 0.01199% | 0.01007% | 8184 | 811 | 0.009719% | 6479 | 0.009478% | 0.009599% |  | 8184 | 0.01069% | 0.0122% | 0.01144% |  | 8184 | 2066 | 0.009599% | 0.01058%
| Dec | 8 | 0 | 8185 | 514.2447 | 581.4816 | 507.8809 | 0.01098% | 0.01184% | 0.0101% | 0.009786% | 2672 | 0.009524% | 0.009655% |  | 14.6594 | 21.293 | 24.4018 |  | 8185 | 499.5853 | 560.1885 | 483.4791 |  | 8185 | 0.01087% | 0.01189% | 0.01001% | 0.01602% | 0.01068% | 0.0122% |  | 8185 | 0.01189% | 0.01001% | 8185 | 7408 | 0.009718% | 6172 | 0.009478% | 0.009598% |  | 8185 | 0.01068% | 0.0122% | 0.01144% |  | 8185 | 2672 | 0.009598% | 0.01119%
| Dec | 8 | 1 | 8186 | 511.588 | 574.8159 | 505.968 | 0.01092% | 0.01171% | 0.01006% | 0.009786% | 2091 | 0.009522% | 0.009654% |  | 14.6629 | 21.2902 | 24.4017 |  | 8186 | 496.9251 | 553.5258 | 481.5663 |  | 8186 | 0.01082% | 0.01175% | 0.009972% | 0.01603% | 0.01068% | 0.0122% |  | 8186 | 0.01175% | 0.009972% | 8186 | 7419 | 0.009718% | 2715 | 0.009478% | 0.009598% |  | 8186 | 0.01068% | 0.0122% | 0.01144% |  | 8186 | 2091 | 0.009598% | 0.0106%
| Dec | 8 | 2 | 8187 | 512.6976 | 578.1487 | 506.4087 | 0.01094% | 0.01177% | 0.01007% | 0.009786% | 1860 | 0.009521% | 0.009654% |  | 14.6664 | 21.2874 | 24.4016 |  | 8187 | 498.0312 | 556.8614 | 482.0071 |  | 8187 | 0.01084% | 0.01182% | 0.009982% | 0.01603% | 0.01068% | 0.0122% |  | 8187 | 0.01182% | 0.009982% | 8187 | 1660 | 0.009717% | 2261 | 0.009475% | 0.009596% |  | 8187 | 0.01068% | 0.0122% | 0.01144% |  | 8187 | 1860 | 0.009596% | 0.0104%
| Dec | 8 | 3 | 8188 | 516.4183 | 580.7461 | 507.0839 | 0.01102% | 0.01183% | 0.01008% | 0.009786% | 2035 | 0.009521% | 0.009653% |  | 14.6698 | 21.2845 | 24.4014 |  | 8188 | 501.7485 | 559.4616 | 482.6824 |  | 8188 | 0.01092% | 0.01187% | 0.009996% | 0.01603% | 0.01068% | 0.0122% |  | 8188 | 0.01187% | 0.009996% | 8188 | 2178 | 0.009717% | 2203 | 0.009474% | 0.009595% |  | 8188 | 0.01068% | 0.0122% | 0.01144% |  | 8188 | 2035 | 0.009595% | 0.01055%
| Dec | 8 | 4 | 8189 | 528.8158 | 585.8105 | 513.0947 | 0.01129% | 0.01193% | 0.0102% | 0.009785% | 2063 | 0.00952% | 0.009653% |  | 14.6733 | 21.2817 | 24.4013 |  | 8189 | 514.1425 | 564.5288 | 488.6934 |  | 8189 | 0.01119% | 0.01198% | 0.01012% | 0.01604% | 0.01068% | 0.0122% |  | 8189 | 0.01198% | 0.01012% | 8189 | 6579 | 0.009716% | 2009 | 0.009472% | 0.009594% |  | 8189 | 0.01068% | 0.0122% | 0.01144% |  | 8189 | 2063 | 0.009594% | 0.01058%
| Dec | 8 | 5 | 8190 | 550.2524 | 594.9245 | 522.0875 | 0.01174% | 0.01211% | 0.01038% | 0.009785% | 2715 | 0.00952% | 0.009653% |  | 14.6768 | 21.2789 | 24.4012 |  | 8190 | 535.5756 | 573.6456 | 497.6863 |  | 8190 | 0.01166% | 0.01218% | 0.01031% | 0.01604% | 0.01068% | 0.0122% |  | 8190 | 0.01218% | 0.01031% | 8190 | 2003 | 0.009716% | 6170 | 0.009472% | 0.009594% |  | 8190 | 0.01068% | 0.0122% | 0.01144% |  | 8190 | 2715 | 0.009594% | 0.01124%
| Dec | 8 | 6 | 8191 | 578.1992 | 606.1797 | 533.087 | 0.01234% | 0.01234% | 0.0106% | 0.009785% | 1899 | 0.009518% | 0.009651% |  | 14.6803 | 21.276 | 24.4011 |  | 8191 | 563.5189 | 584.9037 | 508.6859 |  | 8191 | 0.01227% | 0.01241% | 0.01053% | 0.01605% | 0.01068% | 0.0122% |  | 8191 | 0.01241% | 0.01053% | 8191 | 7262 | 0.009714% | 6413 | 0.009471% | 0.009592% |  | 8191 | 0.01068% | 0.0122% | 0.01144% |  | 8191 | 1899 | 0.009592% | 0.01043%
| Dec | 8 | 7 | 8192 | 585.6896 | 610.2386 | 543.0456 | 0.0125% | 0.01243% | 0.0108% | 0.009784% | 2553 | 0.009517% | 0.009651% |  | 14.6838 | 21.2732 | 24.4009 |  | 8192 | 571.0058 | 588.9655 | 518.6447 |  | 8192 | 0.01243% | 0.0125% | 0.01074% | 0.01605% | 0.01067% | 0.0122% |  | 8192 | 0.0125% | 0.01074% | 8192 | 935 | 0.009714% | 2673 | 0.00947% | 0.009592% |  | 8192 | 0.01067% | 0.0122% | 0.01144% |  | 8192 | 2553 | 0.009592% | 0.01106%
| Dec | 8 | 8 | 8193 | 576.8558 | 615.7313 | 547.4717 | 0.01231% | 0.01254% | 0.01089% | 0.009784% | 6387 | 0.009516% | 0.00965% |  | 14.6873 | 21.2703 | 24.4008 |  | 8193 | 562.1685 | 594.4609 | 523.0709 |  | 8193 | 0.01224% | 0.01262% | 0.01083% | 0.01605% | 0.01067% | 0.0122% |  | 8193 | 0.01262% | 0.01083% | 8193 | 7248 | 0.009713% | 2090 | 0.009469% | 0.009591% |  | 8193 | 0.01067% | 0.0122% | 0.01143% |  | 8193 | 6387 | 0.009591% | 0.01203%
| Dec | 8 | 9 | 8194 | 572.6612 | 614.2976 | 543.4957 | 0.01222% | 0.01251% | 0.01081% | 0.009781% | 4246 | 0.009516% | 0.009649% |  | 14.6908 | 21.2675 | 24.4007 |  | 8194 | 557.9704 | 593.0301 | 519.095 |  | 8194 | 0.01215% | 0.01259% | 0.01075% | 0.01606% | 0.01067% | 0.0122% |  | 8194 | 0.01259% | 0.01075% | 8194 | 1503 | 0.009713% | 2089 | 0.009469% | 0.009591% |  | 8194 | 0.01067% | 0.0122% | 0.01143% |  | 8194 | 4246 | 0.009591% | 0.01262%
| Dec | 8 | 10 | 8195 | 568.5344 | 609.4287 | 520.3996 | 0.01213% | 0.01241% | 0.01035% | 0.009781% | 1995 | 0.009515% | 0.009648% |  | 14.6943 | 21.2647 | 24.4005 |  | 8195 | 553.8401 | 588.1641 | 495.999 |  | 8195 | 0.01206% | 0.01248% | 0.01027% | 0.01606% | 0.01067% | 0.0122% |  | 8195 | 0.01248% | 0.01027% | 8195 | 1553 | 0.009713% | 3506 | 0.009469% | 0.009591% |  | 8195 | 0.01067% | 0.0122% | 0.01143% |  | 8195 | 1995 | 0.009591% | 0.01052%
| Dec | 8 | 11 | 8196 | 566.2068 | 602.3721 | 501.4106 | 0.01208% | 0.01227% | 0.00997% | 0.009779% | 2449 | 0.009514% | 0.009646% |  | 14.6978 | 21.2618 | 24.4004 |  | 8196 | 551.509 | 581.1103 | 477.0102 |  | 8196 | 0.01201% | 0.01233% | 0.009878% | 0.01606% | 0.01067% | 0.0122% |  | 8196 | 0.01233% | 0.009878% | 8196 | 2475 | 0.009713% | 2427 | 0.009469% | 0.009591% |  | 8196 | 0.01067% | 0.0122% | 0.01143% |  | 8196 | 2449 | 0.009591% | 0.01095%
| Dec | 8 | 12 | 8197 | 563.7416 | 596.3768 | 494.6121 | 0.01203% | 0.01214% | 0.009835% | 0.009778% | 1953 | 0.009513% | 0.009646% |  | 14.7013 | 21.259 | 24.4003 |  | 8197 | 549.0403 | 575.1178 | 470.2118 |  | 8197 | 0.01195% | 0.01221% | 0.009737% | 0.01607% | 0.01067% | 0.0122% |  | 8197 | 0.01221% | 0.009737% | 8197 | 2304 | 0.009711% | 2401 | 0.009468% | 0.00959% |  | 8197 | 0.01067% | 0.0122% | 0.01143% |  | 8197 | 1953 | 0.00959% | 0.01048%
| Dec | 8 | 13 | 8198 | 561.2312 | 591.452 | 487.8511 | 0.01198% | 0.01204% | 0.009701% | 0.009778% | 2067 | 0.009512% | 0.009645% |  | 14.7048 | 21.2561 | 24.4002 |  | 8198 | 546.5263 | 570.1959 | 463.451 |  | 8198 | 0.0119% | 0.0121% | 0.009597% | 0.01607% | 0.01067% | 0.0122% |  | 8198 | 0.0121% | 0.009597% | 8198 | 1334 | 0.009711% | 1793 | 0.009468% | 0.00959% |  | 8198 | 0.01067% | 0.0122% | 0.01143% |  | 8198 | 2067 | 0.00959% | 0.01058%
| Dec | 8 | 14 | 8199 | 560.0382 | 590.6142 | 479.4866 | 0.01195% | 0.01203% | 0.009534% | 0.009777% | 6359 | 0.009511% | 0.009644% |  | 14.7083 | 21.2533 | 24.4 |  | 8199 | 545.3298 | 569.3609 | 455.0866 |  | 8199 | 0.01187% | 0.01208% | 0.009424% | 0.01608% | 0.01066% | 0.0122% |  | 8199 | 0.01208% | 0.009424% | 8199 | 812 | 0.009709% | 2064 | 0.009466% | 0.009588% |  | 8199 | 0.01066% | 0.0122% | 0.01143% |  | 8199 | 6359 | 0.009588% | 0.01204%
| Dec | 8 | 15 | 8200 | 567.9522 | 594.0028 | 485.7788 | 0.01212% | 0.0121% | 0.009659% | 0.009774% | 2673 | 0.00951% | 0.009642% |  | 14.7118 | 21.2504 | 24.3999 |  | 8200 | 553.2404 | 572.7525 | 461.3788 |  | 8200 | 0.01204% | 0.01216% | 0.009554% | 0.01608% | 0.01066% | 0.0122% |  | 8200 | 0.01216% | 0.009554% | 8200 | 7263 | 0.009708% | 1812 | 0.009466% | 0.009587% |  | 8200 | 0.01066% | 0.0122% | 0.01143% |  | 8200 | 2673 | 0.009587% | 0.0112%
| Dec | 8 | 16 | 8201 | 578.8695 | 606.3286 | 508.7061 | 0.01235% | 0.01235% | 0.01012% | 0.009774% | 1980 | 0.009508% | 0.009641% |  | 14.7153 | 21.2475 | 24.3998 |  | 8201 | 564.1541 | 585.0811 | 484.3063 |  | 8201 | 0.01228% | 0.01242% | 0.01003% | 0.01608% | 0.01066% | 0.0122% |  | 8201 | 0.01242% | 0.01003% | 8201 | 2308 | 0.009706% | 8760 | 0.009465% | 0.009586% |  | 8201 | 0.01066% | 0.0122% | 0.01143% |  | 8201 | 1980 | 0.009586% | 0.0105%
| Dec | 8 | 17 | 8202 | 576.0639 | 601.7577 | 525.9696 | 0.01229% | 0.01225% | 0.01046% | 0.009774% | 2065 | 0.009507% | 0.00964% |  | 14.7189 | 21.2447 | 24.3997 |  | 8202 | 561.345 | 580.513 | 501.57 |  | 8202 | 0.01222% | 0.01232% | 0.01039% | 0.01609% | 0.01066% | 0.0122% |  | 8202 | 0.01232% | 0.01039% | 8202 | 7386 | 0.009705% | 2686 | 0.009465% | 0.009585% |  | 8202 | 0.01066% | 0.0122% | 0.01143% |  | 8202 | 2065 | 0.009585% | 0.01058%
| Dec | 8 | 18 | 8203 | 568.8501 | 597.978 | 532.0555 | 0.01214% | 0.01218% | 0.01058% | 0.009774% | 2686 | 0.009505% | 0.009639% |  | 14.7224 | 21.2418 | 24.3996 |  | 8203 | 554.1277 | 576.7362 | 507.6559 |  | 8203 | 0.01206% | 0.01224% | 0.01051% | 0.01609% | 0.01066% | 0.0122% |  | 8203 | 0.01224% | 0.01051% | 8203 | 2138 | 0.009705% | 3319 | 0.009464% | 0.009585% |  | 8203 | 0.01066% | 0.0122% | 0.01143% |  | 8203 | 2686 | 0.009585% | 0.01121%
| Dec | 8 | 19 | 8204 | 562.0728 | 593.2953 | 536.7347 | 0.012% | 0.01208% | 0.01067% | 0.009773% | 2195 | 0.009503% | 0.009638% |  | 14.7259 | 21.2389 | 24.3994 |  | 8204 | 547.3469 | 572.0564 | 512.3353 |  | 8204 | 0.01191% | 0.01214% | 0.01061% | 0.0161% | 0.01066% | 0.0122% |  | 8204 | 0.01214% | 0.01061% | 8204 | 7342 | 0.009704% | 2448 | 0.009462% | 0.009583% |  | 8204 | 0.01066% | 0.0122% | 0.01143% |  | 8204 | 2195 | 0.009583% | 0.0107%
| Dec | 8 | 20 | 8205 | 553.8014 | 591.6196 | 539.6323 | 0.01182% | 0.01205% | 0.01073% | 0.009773% | 2088 | 0.009502% | 0.009638% |  | 14.7294 | 21.2361 | 24.3993 |  | 8205 | 539.072 | 570.3835 | 515.233 |  | 8205 | 0.01173% | 0.01211% | 0.01067% | 0.0161% | 0.01066% | 0.0122% |  | 8205 | 0.01211% | 0.01067% | 8205 | 2373 | 0.009703% | 2204 | 0.00946% | 0.009582% |  | 8205 | 0.01066% | 0.0122% | 0.01143% |  | 8205 | 2088 | 0.009582% | 0.0106%
| Dec | 8 | 21 | 8206 | 542.5314 | 584.7213 | 536.8472 | 0.01158% | 0.01191% | 0.01067% | 0.009773% | 2714 | 0.009497% | 0.009635% |  | 14.7329 | 21.2332 | 24.3992 |  | 8206 | 527.7985 | 563.4881 | 512.4481 |  | 8206 | 0.01149% | 0.01196% | 0.01061% | 0.0161% | 0.01065% | 0.01219% |  | 8206 | 0.01196% | 0.01061% | 8206 | 2472 | 0.009703% | 2277 | 0.009459% | 0.009581% |  | 8206 | 0.01065% | 0.01219% | 0.01142% |  | 8206 | 2714 | 0.009581% | 0.01124%
| Dec | 8 | 22 | 8207 | 531.7394 | 575.8214 | 527.6575 | 0.01135% | 0.01173% | 0.01049% | 0.009773% | 1883 | 0.009493% | 0.009633% |  | 14.7365 | 21.2303 | 24.3991 |  | 8207 | 517.003 | 554.591 | 503.2585 |  | 8207 | 0.01125% | 0.01177% | 0.01042% | 0.01611% | 0.01065% | 0.01219% |  | 8207 | 0.01177% | 0.01042% | 8207 | 2136 | 0.009703% | 3311 | 0.009458% | 0.009581% |  | 8207 | 0.01065% | 0.01219% | 0.01142% |  | 8207 | 1883 | 0.009581% | 0.01042%
| Dec | 8 | 23 | 8208 | 524.2083 | 569.6119 | 522.8376 | 0.01119% | 0.0116% | 0.0104% | 0.009771% | 2268 | 0.009491% | 0.009631% |  | 14.74 | 21.2275 | 24.3989 |  | 8208 | 509.4684 | 548.3845 | 498.4387 |  | 8208 | 0.01109% | 0.01164% | 0.01032% | 0.01611% | 0.01065% | 0.01219% |  | 8208 | 0.01164% | 0.01032% | 8208 | 1552 | 0.009703% | 6458 | 0.009458% | 0.00958% |  | 8208 | 0.01065% | 0.01219% | 0.01142% |  | 8208 | 2268 | 0.00958% | 0.01077%
| Dec | 9 | 0 | 8209 | 519.977 | 567.9548 | 524.685 | 0.0111% | 0.01157% | 0.01043% | 0.009771% | 2427 | 0.009491% | 0.009631% |  | 14.7435 | 21.2246 | 24.3988 |  | 8209 | 505.2335 | 546.7303 | 500.2861 |  | 8209 | 0.011% | 0.0116% | 0.01036% | 0.01611% | 0.01065% | 0.01219% |  | 8209 | 0.0116% | 0.01036% | 8209 | 3338 | 0.009702% | 2114 | 0.009458% | 0.00958% |  | 8209 | 0.01065% | 0.01219% | 0.01142% |  | 8209 | 2427 | 0.00958% | 0.01093%
| Dec | 9 | 1 | 8210 | 517.2279 | 567.1821 | 527.47 | 0.01104% | 0.01155% | 0.01049% | 0.00977% | 2674 | 0.00949% | 0.00963% |  | 14.747 | 21.2217 | 24.3987 |  | 8210 | 502.4808 | 545.9604 | 503.0713 |  | 8210 | 0.01094% | 0.01159% | 0.01042% | 0.01612% | 0.01065% | 0.01219% |  | 8210 | 0.01159% | 0.01042% | 8210 | 2333 | 0.009702% | 1791 | 0.009458% | 0.00958% |  | 8210 | 0.01065% | 0.01219% | 0.01142% |  | 8210 | 2674 | 0.00958% | 0.0112%
| Dec | 9 | 2 | 8211 | 518.1048 | 566.6608 | 538.2163 | 0.01106% | 0.01154% | 0.0107% | 0.00977% | 1989 | 0.009489% | 0.009629% |  | 14.7506 | 21.2188 | 24.3986 |  | 8211 | 503.3542 | 545.442 | 513.8177 |  | 8211 | 0.01096% | 0.01158% | 0.01064% | 0.01612% | 0.01065% | 0.01219% |  | 8211 | 0.01158% | 0.01064% | 8211 | 1739 | 0.009701% | 6171 | 0.009457% | 0.009579% |  | 8211 | 0.01065% | 0.01219% | 0.01142% |  | 8211 | 1989 | 0.009579% | 0.01051%
| Dec | 9 | 3 | 8212 | 519.0508 | 566.9587 | 547.3498 | 0.01108% | 0.01155% | 0.01088% | 0.009769% | 2578 | 0.009489% | 0.009629% |  | 14.7541 | 21.2159 | 24.3985 |  | 8212 | 504.2967 | 545.7428 | 522.9513 |  | 8212 | 0.01098% | 0.01158% | 0.01083% | 0.01613% | 0.01065% | 0.01219% |  | 8212 | 0.01158% | 0.01083% | 8212 | 857 | 0.0097% | 2578 | 0.009456% | 0.009578% |  | 8212 | 0.01065% | 0.01219% | 0.01142% |  | 8212 | 2578 | 0.009578% | 0.01109%
| Dec | 9 | 4 | 8213 | 523.249 | 566.8935 | 560.6279 | 0.01117% | 0.01154% | 0.01115% | 0.009769% | 2401 | 0.009489% | 0.009629% |  | 14.7576 | 21.213 | 24.3984 |  | 8213 | 508.4914 | 545.6805 | 536.2296 |  | 8213 | 0.01107% | 0.01158% | 0.0111% | 0.01613% | 0.01064% | 0.01219% |  | 8213 | 0.01158% | 0.0111% | 8213 | 1793 | 0.0097% | 2219 | 0.009455% | 0.009578% |  | 8213 | 0.01064% | 0.01219% | 0.01142% |  | 8213 | 2401 | 0.009578% | 0.0109%
| Dec | 9 | 5 | 8214 | 533.4676 | 573.736 | 581.5298 | 0.01139% | 0.01168% | 0.01156% | 0.009769% | 2261 | 0.009487% | 0.009628% |  | 14.7612 | 21.2101 | 24.3982 |  | 8214 | 518.7064 | 552.5259 | 557.1316 |  | 8214 | 0.01129% | 0.01173% | 0.01154% | 0.01613% | 0.01064% | 0.01219% |  | 8214 | 0.01173% | 0.01154% | 8214 | 2837 | 0.0097% | 1907 | 0.009454% | 0.009577% |  | 8214 | 0.01064% | 0.01219% | 0.01142% |  | 8214 | 2261 | 0.009577% | 0.01076%
| Dec | 9 | 6 | 8215 | 545.333 | 581.6026 | 605.6012 | 0.01164% | 0.01184% | 0.01204% | 0.009768% | 2448 | 0.009486% | 0.009627% |  | 14.7647 | 21.2073 | 24.3981 |  | 8215 | 530.5683 | 560.3953 | 581.2031 |  | 8215 | 0.01155% | 0.01189% | 0.01204% | 0.01614% | 0.01064% | 0.01219% |  | 8215 | 0.01189% | 0.01204% | 8215 | 7131 | 0.0097% | 2714 | 0.009454% | 0.009577% |  | 8215 | 0.01064% | 0.01219% | 0.01142% |  | 8215 | 2448 | 0.009577% | 0.01095%
| Dec | 9 | 7 | 8216 | 553.2731 | 587.7934 | 614.022 | 0.01181% | 0.01197% | 0.01221% | 0.009768% | 2675 | 0.009484% | 0.009626% |  | 14.7683 | 21.2044 | 24.398 |  | 8216 | 538.5048 | 566.589 | 589.624 |  | 8216 | 0.01172% | 0.01203% | 0.01221% | 0.01614% | 0.01064% | 0.01219% |  | 8216 | 0.01203% | 0.01221% | 8216 | 2325 | 0.009699% | 2275 | 0.009454% | 0.009576% |  | 8216 | 0.01064% | 0.01219% | 0.01142% |  | 8216 | 2675 | 0.009576% | 0.0112%
| Dec | 9 | 8 | 8217 | 557.3181 | 584.1348 | 605.2917 | 0.01189% | 0.0119% | 0.01204% | 0.009767% | 2203 | 0.009482% | 0.009625% |  | 14.7718 | 21.2015 | 24.3979 |  | 8217 | 542.5463 | 562.9333 | 580.8939 |  | 8217 | 0.01181% | 0.01195% | 0.01203% | 0.01615% | 0.01064% | 0.01219% |  | 8217 | 0.01195% | 0.01203% | 8217 | 7249 | 0.009698% | 1985 | 0.009452% | 0.009575% |  | 8217 | 0.01064% | 0.01219% | 0.01142% |  | 8217 | 2203 | 0.009575% | 0.01071%
| Dec | 9 | 9 | 8218 | 557.7341 | 581.0068 | 592.3887 | 0.0119% | 0.01183% | 0.01178% | 0.009767% | 7694 | 0.009479% | 0.009623% |  | 14.7754 | 21.1986 | 24.3978 |  | 8218 | 542.9588 | 559.8082 | 567.9909 |  | 8218 | 0.01182% | 0.01188% | 0.01176% | 0.01615% | 0.01064% | 0.01219% |  | 8218 | 0.01188% | 0.01176% | 8218 | 7396 | 0.009698% | 2471 | 0.009452% | 0.009575% |  | 8218 | 0.01064% | 0.01219% | 0.01142% |  | 8218 | 7694 | 0.009575% | 0.01174%
| Dec | 9 | 10 | 8219 | 555.7278 | 579.5452 | 586.1997 | 0.01186% | 0.0118% | 0.01166% | 0.009765% | 2471 | 0.009478% | 0.009622% |  | 14.7789 | 21.1957 | 24.3977 |  | 8219 | 540.9489 | 558.3495 | 561.802 |  | 8219 | 0.01178% | 0.01185% | 0.01163% | 0.01615% | 0.01064% | 0.01219% |  | 8219 | 0.01185% | 0.01163% | 8219 | 7127 | 0.009697% | 2424 | 0.009452% | 0.009574% |  | 8219 | 0.01064% | 0.01219% | 0.01141% |  | 8219 | 2471 | 0.009574% | 0.01098%
| Dec | 9 | 11 | 8220 | 551.016 | 568.3644 | 577.9196 | 0.01176% | 0.01157% | 0.01149% | 0.009765% | 2424 | 0.009475% | 0.00962% |  | 14.7825 | 21.1928 | 24.3975 |  | 8220 | 536.2336 | 547.1717 | 553.522 |  | 8220 | 0.01167% | 0.01161% | 0.01146% | 0.01616% | 0.01063% | 0.01219% |  | 8220 | 0.01161% | 0.01146% | 8220 | 2150 | 0.009697% | 2674 | 0.00945% | 0.009573% |  | 8220 | 0.01063% | 0.01219% | 0.01141% |  | 8220 | 2424 | 0.009573% | 0.01093%
| Dec | 9 | 12 | 8221 | 544.1188 | 564.8734 | 577.0569 | 0.01161% | 0.0115% | 0.01147% | 0.009764% | 2277 | 0.009473% | 0.009619% |  | 14.786 | 21.1898 | 24.3974 |  | 8221 | 529.3328 | 543.6835 | 552.6594 |  | 8221 | 0.01152% | 0.01154% | 0.01144% | 0.01616% | 0.01063% | 0.01219% |  | 8221 | 0.01154% | 0.01144% | 8221 | 1501 | 0.009696% | 1838 | 0.009447% | 0.009572% |  | 8221 | 0.01063% | 0.01219% | 0.01141% |  | 8221 | 2277 | 0.009572% | 0.01078%
| Dec | 9 | 13 | 8222 | 539.341 | 560.4141 | 575.1533 | 0.01151% | 0.01141% | 0.01144% | 0.009764% | 2090 | 0.009472% | 0.009618% |  | 14.7896 | 21.1869 | 24.3973 |  | 8222 | 524.5514 | 539.2272 | 550.756 |  | 8222 | 0.01142% | 0.01145% | 0.01141% | 0.01617% | 0.01063% | 0.01219% |  | 8222 | 0.01145% | 0.01141% | 8222 | 6676 | 0.009696% | 6388 | 0.009447% | 0.009572% |  | 8222 | 0.01063% | 0.01219% | 0.01141% |  | 8222 | 2090 | 0.009572% | 0.0106%
| Dec | 9 | 14 | 8223 | 536.642 | 560.0231 | 577.0381 | 0.01145% | 0.0114% | 0.01147% | 0.009762% | 2671 | 0.009472% | 0.009617% |  | 14.7931 | 21.184 | 24.3972 |  | 8223 | 521.8489 | 538.8391 | 552.6409 |  | 8223 | 0.01136% | 0.01144% | 0.01144% | 0.01617% | 0.01063% | 0.01219% |  | 8223 | 0.01144% | 0.01144% | 8223 | 844 | 0.009695% | 2675 | 0.009443% | 0.009569% |  | 8223 | 0.01063% | 0.01219% | 0.01141% |  | 8223 | 2671 | 0.009569% | 0.01119%
| Dec | 9 | 15 | 8224 | 539.1208 | 563.5235 | 581.633 | 0.01151% | 0.01148% | 0.01157% | 0.009761% | 2089 | 0.009471% | 0.009616% |  | 14.7967 | 21.1811 | 24.3971 |  | 8224 | 524.3241 | 542.3424 | 557.2359 |  | 8224 | 0.01141% | 0.01151% | 0.01154% | 0.01617% | 0.01063% | 0.01219% |  | 8224 | 0.01151% | 0.01154% | 8224 | 805 | 0.009694% | 6174 | 0.009442% | 0.009568% |  | 8224 | 0.01063% | 0.01219% | 0.01141% |  | 8224 | 2089 | 0.009568% | 0.0106%
| Dec | 9 | 16 | 8225 | 550.071 | 577.2364 | 591.3759 | 0.01174% | 0.01175% | 0.01176% | 0.00976% | 2009 | 0.009471% | 0.009616% |  | 14.8002 | 21.1782 | 24.397 |  | 8225 | 535.2708 | 556.0582 | 566.979 |  | 8225 | 0.01165% | 0.0118% | 0.01174% | 0.01618% | 0.01063% | 0.01219% |  | 8225 | 0.0118% | 0.01174% | 8225 | 2503 | 0.009693% | 6456 | 0.00944% | 0.009567% |  | 8225 | 0.01063% | 0.01219% | 0.01141% |  | 8225 | 2009 | 0.009567% | 0.01053%
| Dec | 9 | 17 | 8226 | 548.1395 | 585.5033 | 589.8662 | 0.0117% | 0.01192% | 0.01173% | 0.00976% | 6483 | 0.00947% | 0.009615% |  | 14.8038 | 21.1753 | 24.3969 |  | 8226 | 533.3357 | 564.328 | 565.4693 |  | 8226 | 0.01161% | 0.01198% | 0.01171% | 0.01618% | 0.01063% | 0.01219% |  | 8226 | 0.01198% | 0.01171% | 8226 | 7221 | 0.009692% | 2485 | 0.00944% | 0.009566% |  | 8226 | 0.01063% | 0.01219% | 0.01141% |  | 8226 | 6483 | 0.009566% | 0.01201%
| Dec | 9 | 18 | 8227 | 544.9166 | 584.293 | 580.6296 | 0.01163% | 0.0119% | 0.01155% | 0.00976% | 2204 | 0.00947% | 0.009615% |  | 14.8074 | 21.1724 | 24.3967 |  | 8227 | 530.1092 | 563.1207 | 556.2329 |  | 8227 | 0.01154% | 0.01195% | 0.01152% | 0.01618% | 0.01062% | 0.01219% |  | 8227 | 0.01195% | 0.01152% | 8227 | 6578 | 0.00969% | 1916 | 0.00944% | 0.009565% |  | 8227 | 0.01062% | 0.01219% | 0.01141% |  | 8227 | 2204 | 0.009565% | 0.01071%
| Dec | 9 | 19 | 8228 | 542.3575 | 580.2061 | 581.9518 | 0.01158% | 0.01182% | 0.01157% | 0.009759% | 2064 | 0.009468% | 0.009613% |  | 14.8109 | 21.1694 | 24.3966 |  | 8228 | 527.5465 | 559.0367 | 557.5552 |  | 8228 | 0.01148% | 0.01187% | 0.01155% | 0.01619% | 0.01062% | 0.01219% |  | 8228 | 0.01187% | 0.01155% | 8228 | 7350 | 0.009689% | 2252 | 0.00944% | 0.009564% |  | 8228 | 0.01062% | 0.01219% | 0.01141% |  | 8228 | 2064 | 0.009564% | 0.01058%
| Dec | 9 | 20 | 8229 | 537.7085 | 575.9703 | 577.657 | 0.01148% | 0.01173% | 0.01149% | 0.009758% | 2485 | 0.009468% | 0.009613% |  | 14.8145 | 21.1665 | 24.3965 |  | 8229 | 522.894 | 554.8038 | 553.2605 |  | 8229 | 0.01138% | 0.01178% | 0.01146% | 0.01619% | 0.01062% | 0.01219% |  | 8229 | 0.01178% | 0.01146% | 8229 | 6553 | 0.009689% | 1981 | 0.009439% | 0.009564% |  | 8229 | 0.01062% | 0.01219% | 0.01141% |  | 8229 | 2485 | 0.009564% | 0.01099%
| Dec | 9 | 21 | 8230 | 530.8305 | 570.0774 | 565.4853 | 0.01133% | 0.01161% | 0.01124% | 0.009756% | 2275 | 0.009467% | 0.009612% |  | 14.8181 | 21.1636 | 24.3964 |  | 8230 | 516.0124 | 548.9138 | 541.0889 |  | 8230 | 0.01123% | 0.01165% | 0.01121% | 0.0162% | 0.01062% | 0.01219% |  | 8230 | 0.01165% | 0.01121% | 8230 | 7405 | 0.009688% | 6193 | 0.009439% | 0.009563% |  | 8230 | 0.01062% | 0.01219% | 0.01141% |  | 8230 | 2275 | 0.009563% | 0.01078%
| Dec | 9 | 22 | 8231 | 520.8075 | 560.2372 | 547.828 | 0.01112% | 0.01141% | 0.01089% | 0.009756% | 2573 | 0.009466% | 0.009611% |  | 14.8216 | 21.1607 | 24.3963 |  | 8231 | 505.9859 | 539.0766 | 523.4317 |  | 8231 | 0.01101% | 0.01144% | 0.01084% | 0.0162% | 0.01062% | 0.01219% |  | 8231 | 0.01144% | 0.01084% | 8231 | 1894 | 0.009688% | 4245 | 0.009438% | 0.009563% |  | 8231 | 0.01062% | 0.01219% | 0.01141% |  | 8231 | 2573 | 0.009563% | 0.01109%
| Dec | 9 | 23 | 8232 | 512.3627 | 547.1853 | 540.2793 | 0.01094% | 0.01114% | 0.01074% | 0.009755% | 2219 | 0.009465% | 0.00961% |  | 14.8252 | 21.1577 | 24.3962 |  | 8232 | 497.5375 | 526.0276 | 515.8831 |  | 8232 | 0.01083% | 0.01116% | 0.01068% | 0.0162% | 0.01062% | 0.01219% |  | 8232 | 0.01116% | 0.01068% | 8232 | 1644 | 0.009685% | 2310 | 0.009434% | 0.00956% |  | 8232 | 0.01062% | 0.01219% | 0.0114% |  | 8232 | 2219 | 0.00956% | 0.01072%
| Dec | 10 | 0 | 8233 | 508.3732 | 543.7035 | 536.866 | 0.01085% | 0.01107% | 0.01068% | 0.009754% | 6384 | 0.009462% | 0.009608% |  | 14.8288 | 21.1548 | 24.3961 |  | 8233 | 493.5444 | 522.5488 | 512.4699 |  | 8233 | 0.01074% | 0.01109% | 0.01061% | 0.01621% | 0.01061% | 0.01219% |  | 8233 | 0.01109% | 0.01061% | 8233 | 1986 | 0.009685% | 2573 | 0.009432% | 0.009559% |  | 8233 | 0.01061% | 0.01219% | 0.0114% |  | 8233 | 6384 | 0.009559% | 0.01203%
| Dec | 10 | 1 | 8234 | 506.9159 | 544.6252 | 535.0562 | 0.01082% | 0.01109% | 0.01064% | 0.009753% | 2114 | 0.009462% | 0.009607% |  | 14.8324 | 21.1518 | 24.396 |  | 8234 | 492.0835 | 523.4733 | 510.6602 |  | 8234 | 0.01071% | 0.01111% | 0.01057% | 0.01621% | 0.01061% | 0.01219% |  | 8234 | 0.01111% | 0.01057% | 8234 | 2505 | 0.009684% | 1842 | 0.009432% | 0.009558% |  | 8234 | 0.01061% | 0.01219% | 0.0114% |  | 8234 | 2114 | 0.009558% | 0.01062%
| Dec | 10 | 2 | 8235 | 507.9617 | 546.3568 | 537.9162 | 0.01084% | 0.01113% | 0.0107% | 0.00975% | 3336 | 0.009457% | 0.009603% |  | 14.836 | 21.1489 | 24.3959 |  | 8235 | 493.1257 | 525.2078 | 513.5204 |  | 8235 | 0.01073% | 0.01115% | 0.01063% | 0.01622% | 0.01061% | 0.01219% |  | 8235 | 0.01115% | 0.01063% | 8235 | 813 | 0.009684% | 2027 | 0.009432% | 0.009558% |  | 8235 | 0.01061% | 0.01219% | 0.0114% |  | 8235 | 3336 | 0.009558% | 0.01191%
| Dec | 10 | 3 | 8236 | 512.3891 | 553.0317 | 545.2211 | 0.01094% | 0.01126% | 0.01084% | 0.009749% | 1793 | 0.009456% | 0.009603% |  | 14.8395 | 21.146 | 24.3957 |  | 8236 | 497.5495 | 531.8857 | 520.8254 |  | 8236 | 0.01083% | 0.01129% | 0.01079% | 0.01622% | 0.01061% | 0.01219% |  | 8236 | 0.01129% | 0.01079% | 8236 | 1527 | 0.009682% | 1892 | 0.009432% | 0.009557% |  | 8236 | 0.01061% | 0.01219% | 0.0114% |  | 8236 | 1793 | 0.009557% | 0.01034%
| Dec | 10 | 4 | 8237 | 518.0065 | 563.7469 | 555.1985 | 0.01106% | 0.01148% | 0.01104% | 0.009748% | 1812 | 0.009455% | 0.009602% |  | 14.8431 | 21.143 | 24.3956 |  | 8237 | 503.1634 | 542.6039 | 530.8029 |  | 8237 | 0.01095% | 0.01152% | 0.01099% | 0.01622% | 0.01061% | 0.01219% |  | 8237 | 0.01152% | 0.01099% | 8237 | 1799 | 0.009682% | 4247 | 0.009431% | 0.009556% |  | 8237 | 0.01061% | 0.01219% | 0.0114% |  | 8237 | 1812 | 0.009556% | 0.01036%
| Dec | 10 | 5 | 8238 | 525.3855 | 586.1456 | 576.8975 | 0.01121% | 0.01194% | 0.01147% | 0.009748% | 6343 | 0.009455% | 0.009601% |  | 14.8467 | 21.1401 | 24.3955 |  | 8238 | 510.5388 | 565.0055 | 552.5019 |  | 8238 | 0.01111% | 0.01199% | 0.01144% | 0.01623% | 0.01061% | 0.01219% |  | 8238 | 0.01199% | 0.01144% | 8238 | 7247 | 0.009681% | 2170 | 0.009431% | 0.009556% |  | 8238 | 0.01061% | 0.01219% | 0.0114% |  | 8238 | 6343 | 0.009556% | 0.01204%
| Dec | 10 | 6 | 8239 | 536.2911 | 612.566 | 604.6541 | 0.01145% | 0.01247% | 0.01202% | 0.009747% | 3338 | 0.009454% | 0.009601% |  | 14.8503 | 21.1371 | 24.3954 |  | 8239 | 521.4408 | 591.4289 | 580.2587 |  | 8239 | 0.01135% | 0.01255% | 0.01202% | 0.01623% | 0.01061% | 0.01219% |  | 8239 | 0.01255% | 0.01202% | 8239 | 937 | 0.009681% | 2671 | 0.009431% | 0.009556% |  | 8239 | 0.01061% | 0.01219% | 0.0114% |  | 8239 | 3338 | 0.009556% | 0.01192%
| Dec | 10 | 7 | 8240 | 546.1981 | 620.9818 | 610.3367 | 0.01166% | 0.01265% | 0.01214% | 0.009747% | 6480 | 0.009453% | 0.0096% |  | 14.8539 | 21.1342 | 24.3953 |  | 8240 | 531.3442 | 599.8476 | 585.9414 |  | 8240 | 0.01157% | 0.01273% | 0.01213% | 0.01624% | 0.0106% | 0.01219% |  | 8240 | 0.01273% | 0.01213% | 8240 | 2063 | 0.009681% | 2269 | 0.00943% | 0.009556% |  | 8240 | 0.0106% | 0.01219% | 0.0114% |  | 8240 | 6480 | 0.009556% | 0.01201%
| Dec | 10 | 8 | 8241 | 551.1122 | 613.6925 | 602.4973 | 0.01176% | 0.0125% | 0.01198% | 0.009745% | 2252 | 0.009453% | 0.009599% |  | 14.8575 | 21.1312 | 24.3952 |  | 8241 | 536.2548 | 592.5612 | 578.1021 |  | 8241 | 0.01167% | 0.01258% | 0.01197% | 0.01624% | 0.0106% | 0.01219% |  | 8241 | 0.01258% | 0.01197% | 8241 | 938 | 0.00968% | 2107 | 0.00943% | 0.009555% |  | 8241 | 0.0106% | 0.01219% | 0.0114% |  | 8241 | 2252 | 0.009555% | 0.01075%
| Dec | 10 | 9 | 8242 | 551.0958 | 602.8003 | 596.2146 | 0.01176% | 0.01228% | 0.01186% | 0.009744% | 2475 | 0.009452% | 0.009598% |  | 14.8611 | 21.1283 | 24.3951 |  | 8242 | 536.2347 | 581.6721 | 571.8195 |  | 8242 | 0.01167% | 0.01235% | 0.01184% | 0.01624% | 0.0106% | 0.01219% |  | 8242 | 0.01235% | 0.01184% | 8242 | 3028 | 0.009677% | 2274 | 0.009426% | 0.009552% |  | 8242 | 0.0106% | 0.01219% | 0.0114% |  | 8242 | 2475 | 0.009552% | 0.01098%
| Dec | 10 | 10 | 8243 | 548.2836 | 598.639 | 593.5796 | 0.0117% | 0.01219% | 0.0118% | 0.009744% | 2310 | 0.00945% | 0.009597% |  | 14.8647 | 21.1253 | 24.395 |  | 8243 | 533.4189 | 577.5137 | 569.1846 |  | 8243 | 0.01161% | 0.01226% | 0.01179% | 0.01625% | 0.0106% | 0.01219% |  | 8243 | 0.01226% | 0.01179% | 8243 | 830 | 0.009676% | 6484 | 0.009425% | 0.00955% |  | 8243 | 0.0106% | 0.01219% | 0.0114% |  | 8243 | 2310 | 0.00955% | 0.01081%
| Dec | 10 | 11 | 8244 | 545.0191 | 597.1495 | 592.098 | 0.01163% | 0.01216% | 0.01177% | 0.009743% | 1985 | 0.00945% | 0.009597% |  | 14.8683 | 21.1223 | 24.3949 |  | 8244 | 530.1508 | 576.0271 | 567.7031 |  | 8244 | 0.01154% | 0.01223% | 0.01176% | 0.01625% | 0.0106% | 0.01219% |  | 8244 | 0.01223% | 0.01176% | 8244 | 2364 | 0.009675% | 2475 | 0.009425% | 0.00955% |  | 8244 | 0.0106% | 0.01219% | 0.0114% |  | 8244 | 1985 | 0.00955% | 0.01051%
| Dec | 10 | 12 | 8245 | 540.7869 | 592.0478 | 591.8917 | 0.01154% | 0.01206% | 0.01177% | 0.009743% | 1907 | 0.009448% | 0.009596% |  | 14.8719 | 21.1194 | 24.3948 |  | 8245 | 525.9151 | 570.9285 | 567.4969 |  | 8245 | 0.01145% | 0.01212% | 0.01175% | 0.01626% | 0.0106% | 0.01219% |  | 8245 | 0.01212% | 0.01175% | 8245 | 936 | 0.009675% | 8199 | 0.009424% | 0.00955% |  | 8245 | 0.0106% | 0.01219% | 0.01139% |  | 8245 | 1907 | 0.00955% | 0.01044%
| Dec | 10 | 13 | 8246 | 537.2193 | 595.0548 | 592.0792 | 0.01147% | 0.01212% | 0.01177% | 0.009743% | 6407 | 0.009448% | 0.009595% |  | 14.8755 | 21.1164 | 24.3947 |  | 8246 | 522.3438 | 573.9384 | 567.6845 |  | 8246 | 0.01137% | 0.01218% | 0.01176% | 0.01626% | 0.0106% | 0.01219% |  | 8246 | 0.01218% | 0.01176% | 8246 | 917 | 0.009675% | 1792 | 0.009416% | 0.009545% |  | 8246 | 0.0106% | 0.01219% | 0.01139% |  | 8246 | 6407 | 0.009545% | 0.01203%
| Dec | 10 | 14 | 8247 | 534.6796 | 597.6149 | 592.4637 | 0.01141% | 0.01217% | 0.01178% | 0.009741% | 1791 | 0.009446% | 0.009594% |  | 14.8791 | 21.1135 | 24.3946 |  | 8247 | 519.8005 | 576.5015 | 568.0691 |  | 8247 | 0.01131% | 0.01224% | 0.01176% | 0.01626% | 0.01059% | 0.01219% |  | 8247 | 0.01224% | 0.01176% | 8247 | 2473 | 0.009671% | 6457 | 0.009414% | 0.009543% |  | 8247 | 0.01059% | 0.01219% | 0.01139% |  | 8247 | 1791 | 0.009543% | 0.01034%
| Dec | 10 | 15 | 8248 | 533.01 | 603.9082 | 596.8522 | 0.01138% | 0.0123% | 0.01187% | 0.009741% | 3337 | 0.009446% | 0.009593% |  | 14.8827 | 21.1105 | 24.3945 |  | 8248 | 518.1273 | 582.7977 | 572.4578 |  | 8248 | 0.01128% | 0.01237% | 0.01185% | 0.01627% | 0.01059% | 0.01219% |  | 8248 | 0.01237% | 0.01185% | 8248 | 2831 | 0.009671% | 2109 | 0.009412% | 0.009541% |  | 8248 | 0.01059% | 0.01219% | 0.01139% |  | 8248 | 3337 | 0.009541% | 0.01192%
| Dec | 10 | 16 | 8249 | 542.3956 | 613.6459 | 603.8383 | 0.01158% | 0.0125% | 0.01201% | 0.00974% | 2269 | 0.009444% | 0.009592% |  | 14.8863 | 21.1075 | 24.3944 |  | 8249 | 527.5092 | 592.5384 | 579.4439 |  | 8249 | 0.01148% | 0.01258% | 0.012% | 0.01627% | 0.01059% | 0.01219% |  | 8249 | 0.01258% | 0.012% | 8249 | 2307 | 0.00967% | 1982 | 0.009411% | 0.009541% |  | 8249 | 0.01059% | 0.01219% | 0.01139% |  | 8249 | 2269 | 0.009541% | 0.01077%
| Dec | 10 | 17 | 8250 | 548.4883 | 611.5327 | 603.9039 | 0.01171% | 0.01245% | 0.01201% | 0.009738% | 3339 | 0.009443% | 0.009591% |  | 14.8899 | 21.1045 | 24.3943 |  | 8250 | 533.5984 | 590.4281 | 579.5096 |  | 8250 | 0.01162% | 0.01253% | 0.012% | 0.01627% | 0.01059% | 0.01219% |  | 8250 | 0.01253% | 0.012% | 8250 | 8726 | 0.009669% | 2040 | 0.009411% | 0.00954% |  | 8250 | 0.01059% | 0.01219% | 0.01139% |  | 8250 | 3339 | 0.00954% | 0.01192%
| Dec | 10 | 18 | 8251 | 546.0392 | 607.3434 | 597.8368 | 0.01165% | 0.01237% | 0.01189% | 0.009737% | 2274 | 0.009441% | 0.009589% |  | 14.8935 | 21.1016 | 24.3942 |  | 8251 | 531.1456 | 586.2418 | 573.4427 |  | 8251 | 0.01156% | 0.01244% | 0.01188% | 0.01628% | 0.01059% | 0.01219% |  | 8251 | 0.01244% | 0.01188% | 8251 | 3340 | 0.009669% | 2014 | 0.009408% | 0.009539% |  | 8251 | 0.01059% | 0.01219% | 0.01139% |  | 8251 | 2274 | 0.009539% | 0.01078%
| Dec | 10 | 19 | 8252 | 541.897 | 606.2076 | 591.0665 | 0.01157% | 0.01234% | 0.01175% | 0.009736% | 2599 | 0.009439% | 0.009588% |  | 14.8972 | 21.0986 | 24.3941 |  | 8252 | 526.9999 | 585.109 | 566.6724 |  | 8252 | 0.01147% | 0.01242% | 0.01173% | 0.01628% | 0.01059% | 0.01219% |  | 8252 | 0.01242% | 0.01173% | 8252 | 3339 | 0.009668% | 2007 | 0.009407% | 0.009538% |  | 8252 | 0.01059% | 0.01219% | 0.01139% |  | 8252 | 2599 | 0.009538% | 0.01111%
| Dec | 10 | 20 | 8253 | 537.8501 | 601.5622 | 583.696 | 0.01148% | 0.01225% | 0.01161% | 0.009736% | 2170 | 0.009439% | 0.009588% |  | 14.9008 | 21.0956 | 24.394 |  | 8253 | 522.9494 | 580.4666 | 559.302 |  | 8253 | 0.01138% | 0.01232% | 0.01158% | 0.01629% | 0.01059% | 0.01219% |  | 8253 | 0.01232% | 0.01158% | 8253 | 2064 | 0.009667% | 2426 | 0.009405% | 0.009536% |  | 8253 | 0.01059% | 0.01219% | 0.01139% |  | 8253 | 2170 | 0.009536% | 0.01068%
| Dec | 10 | 21 | 8254 | 530.0065 | 589.7112 | 571.8994 | 0.01131% | 0.01201% | 0.01137% | 0.009736% | 1838 | 0.009439% | 0.009587% |  | 14.9044 | 21.0926 | 24.3939 |  | 8254 | 515.1021 | 568.6186 | 547.5055 |  | 8254 | 0.01121% | 0.01207% | 0.01134% | 0.01629% | 0.01058% | 0.01219% |  | 8254 | 0.01207% | 0.01134% | 8254 | 1502 | 0.009665% | 2599 | 0.009402% | 0.009534% |  | 8254 | 0.01058% | 0.01219% | 0.01139% |  | 8254 | 1838 | 0.009534% | 0.01038%
| Dec | 10 | 22 | 8255 | 517.0547 | 574.6484 | 558.7994 | 0.01104% | 0.0117% | 0.01111% | 0.009735% | 1981 | 0.009437% | 0.009586% |  | 14.908 | 21.0896 | 24.3938 |  | 8255 | 502.1467 | 553.5587 | 534.4056 |  | 8255 | 0.01093% | 0.01175% | 0.01107% | 0.01629% | 0.01058% | 0.01219% |  | 8255 | 0.01175% | 0.01107% | 8255 | 7407 | 0.009665% | 2601 | 0.009399% | 0.009532% |  | 8255 | 0.01058% | 0.01219% | 0.01139% |  | 8255 | 1981 | 0.009532% | 0.0105%
| Dec | 10 | 23 | 8256 | 506.5437 | 564.1565 | 550.0598 | 0.01081% | 0.01149% | 0.01094% | 0.009735% | 3225 | 0.009437% | 0.009586% |  | 14.9116 | 21.0866 | 24.3937 |  | 8256 | 491.6321 | 543.0699 | 525.6661 |  | 8256 | 0.0107% | 0.01153% | 0.01089% | 0.0163% | 0.01058% | 0.01219% |  | 8256 | 0.01153% | 0.01089% | 8256 | 2859 | 0.009665% | 2602 | 0.009398% | 0.009532% |  | 8256 | 0.01058% | 0.01219% | 0.01139% |  | 8256 | 3225 | 0.009532% | 0.0118%
| Dec | 11 | 0 | 8257 | 503.047 | 562.0712 | 547.4904 | 0.01074% | 0.01145% | 0.01089% | 0.009734% | 2601 | 0.009436% | 0.009585% |  | 14.9153 | 21.0836 | 24.3936 |  | 8257 | 488.1318 | 540.9876 | 523.0969 |  | 8257 | 0.01063% | 0.01148% | 0.01083% | 0.0163% | 0.01058% | 0.01219% |  | 8257 | 0.01148% | 0.01083% | 8257 | 1897 | 0.009665% | 2425 | 0.009397% | 0.009531% |  | 8257 | 0.01058% | 0.01219% | 0.01139% |  | 8257 | 2601 | 0.009531% | 0.01112%
| Dec | 11 | 1 | 8258 | 502.429 | 563.8307 | 544.6397 | 0.01072% | 0.01148% | 0.01083% | 0.009734% | 2602 | 0.009436% | 0.009585% |  | 14.9189 | 21.0806 | 24.3935 |  | 8258 | 487.5101 | 542.7501 | 520.2463 |  | 8258 | 0.01061% | 0.01152% | 0.01077% | 0.01631% | 0.01058% | 0.01219% |  | 8258 | 0.01152% | 0.01077% | 8258 | 7377 | 0.009664% | 6387 | 0.009397% | 0.009531% |  | 8258 | 0.01058% | 0.01219% | 0.01138% |  | 8258 | 2602 | 0.009531% | 0.01112%
| Dec | 11 | 2 | 8259 | 503.2406 | 566.2512 | 544.0396 | 0.01074% | 0.01153% | 0.01082% | 0.009732% | 1916 | 0.009435% | 0.009583% |  | 14.9225 | 21.0777 | 24.3934 |  | 8259 | 488.3181 | 545.1735 | 519.6462 |  | 8259 | 0.01063% | 0.01157% | 0.01076% | 0.01631% | 0.01058% | 0.01219% |  | 8259 | 0.01157% | 0.01076% | 8259 | 6708 | 0.009664% | 2500 | 0.009395% | 0.00953% |  | 8259 | 0.01058% | 0.01219% | 0.01138% |  | 8259 | 1916 | 0.00953% | 0.01045%
| Dec | 11 | 3 | 8260 | 510.7325 | 570.2822 | 550.116 | 0.0109% | 0.01161% | 0.01094% | 0.009732% | 2107 | 0.009435% | 0.009583% |  | 14.9262 | 21.0747 | 24.3933 |  | 8260 | 495.8063 | 549.2076 | 525.7228 |  | 8260 | 0.01079% | 0.01166% | 0.01089% | 0.01631% | 0.01057% | 0.01219% |  | 8260 | 0.01166% | 0.01089% | 8260 | 1884 | 0.009664% | 2283 | 0.009394% | 0.009529% |  | 8260 | 0.01057% | 0.01219% | 0.01138% |  | 8260 | 2107 | 0.009529% | 0.01062%
| Dec | 11 | 4 | 8261 | 522.2209 | 578.5211 | 558.4337 | 0.01115% | 0.01178% | 0.0111% | 0.009731% | 2027 | 0.009433% | 0.009582% |  | 14.9298 | 21.0717 | 24.3932 |  | 8261 | 507.2911 | 557.4495 | 534.0405 |  | 8261 | 0.01104% | 0.01183% | 0.01106% | 0.01632% | 0.01057% | 0.01219% |  | 8261 | 0.01183% | 0.01106% | 8261 | 1477 | 0.009664% | 2300 | 0.009393% | 0.009528% |  | 8261 | 0.01057% | 0.01219% | 0.01138% |  | 8261 | 2027 | 0.009528% | 0.01054%
| Dec | 11 | 5 | 8262 | 540.0665 | 597.3543 | 579.7388 | 0.01153% | 0.01216% | 0.01153% | 0.00973% | 2426 | 0.00943% | 0.00958% |  | 14.9334 | 21.0686 | 24.3931 |  | 8262 | 525.1331 | 576.2856 | 555.3457 |  | 8262 | 0.01143% | 0.01223% | 0.0115% | 0.01632% | 0.01057% | 0.01219% |  | 8262 | 0.01223% | 0.0115% | 8262 | 7167 | 0.009662% | 6359 | 0.009391% | 0.009527% |  | 8262 | 0.01057% | 0.01219% | 0.01138% |  | 8262 | 2426 | 0.009527% | 0.01093%
| Dec | 11 | 6 | 8263 | 570.0416 | 623.8585 | 602.863 | 0.01217% | 0.0127% | 0.01199% | 0.009729% | 6481 | 0.009426% | 0.009577% |  | 14.9371 | 21.0656 | 24.393 |  | 8263 | 555.1045 | 602.7928 | 578.4701 |  | 8263 | 0.01208% | 0.01279% | 0.01198% | 0.01633% | 0.01057% | 0.01219% |  | 8263 | 0.01279% | 0.01198% | 8263 | 2305 | 0.009662% | 2038 | 0.009388% | 0.009525% |  | 8263 | 0.01057% | 0.01219% | 0.01138% |  | 8263 | 6481 | 0.009525% | 0.01201%
| Dec | 11 | 7 | 8264 | 579.4644 | 627.3961 | 606.989 | 0.01237% | 0.01278% | 0.01207% | 0.009728% | 1892 | 0.009426% | 0.009577% |  | 14.9407 | 21.0626 | 24.3929 |  | 8264 | 564.5237 | 606.3334 | 582.5962 |  | 8264 | 0.01229% | 0.01287% | 0.01206% | 0.01633% | 0.01057% | 0.01219% |  | 8264 | 0.01287% | 0.01206% | 8264 | 7300 | 0.009662% | 2603 | 0.009387% | 0.009524% |  | 8264 | 0.01057% | 0.01219% | 0.01138% |  | 8264 | 1892 | 0.009524% | 0.01043%
| Dec | 11 | 8 | 8265 | 572.9072 | 614.0648 | 601.2783 | 0.01223% | 0.0125% | 0.01196% | 0.009728% | 2500 | 0.009426% | 0.009577% |  | 14.9443 | 21.0596 | 24.3928 |  | 8265 | 557.9629 | 593.0052 | 576.8855 |  | 8265 | 0.01215% | 0.01259% | 0.01195% | 0.01633% | 0.01057% | 0.01219% |  | 8265 | 0.01259% | 0.01195% | 8265 | 1870 | 0.009661% | 1839 | 0.009385% | 0.009523% |  | 8265 | 0.01057% | 0.01219% | 0.01138% |  | 8265 | 2500 | 0.009523% | 0.01101%
| Dec | 11 | 9 | 8266 | 565.5629 | 605.4256 | 596.1864 | 0.01207% | 0.01233% | 0.01185% | 0.009727% | 2603 | 0.009424% | 0.009576% |  | 14.948 | 21.0566 | 24.3927 |  | 8266 | 550.615 | 584.369 | 571.7938 |  | 8266 | 0.01199% | 0.0124% | 0.01184% | 0.01634% | 0.01057% | 0.01219% |  | 8266 | 0.0124% | 0.01184% | 8266 | 7181 | 0.00966% | 2294 | 0.009384% | 0.009522% |  | 8266 | 0.01057% | 0.01219% | 0.01138% |  | 8266 | 2603 | 0.009522% | 0.01112%
| Dec | 11 | 10 | 8267 | 568.3684 | 601.5436 | 591.5916 | 0.01213% | 0.01225% | 0.01176% | 0.009727% | 1842 | 0.009424% | 0.009575% |  | 14.9516 | 21.0536 | 24.3926 |  | 8267 | 553.4168 | 580.49 | 567.199 |  | 8267 | 0.01205% | 0.01232% | 0.01175% | 0.01634% | 0.01056% | 0.01219% |  | 8267 | 0.01232% | 0.01175% | 8267 | 2474 | 0.00966% | 2197 | 0.009384% | 0.009522% |  | 8267 | 0.01056% | 0.01219% | 0.01138% |  | 8267 | 1842 | 0.009522% | 0.01039%
| Dec | 11 | 11 | 8268 | 562.393 | 589.525 | 586.7436 | 0.012% | 0.012% | 0.01167% | 0.009727% | 2425 | 0.009422% | 0.009574% |  | 14.9553 | 21.0506 | 24.3925 |  | 8268 | 547.4378 | 568.4744 | 562.3511 |  | 8268 | 0.01192% | 0.01207% | 0.01165% | 0.01635% | 0.01056% | 0.01219% |  | 8268 | 0.01207% | 0.01165% | 8268 | 7861 | 0.00966% | 2028 | 0.00938% | 0.00952% |  | 8268 | 0.01056% | 0.01219% | 0.01138% |  | 8268 | 2425 | 0.00952% | 0.01093%
| Dec | 11 | 12 | 8269 | 561.688 | 588.1472 | 588.0376 | 0.01199% | 0.01198% | 0.01169% | 0.009725% | 6431 | 0.009422% | 0.009573% |  | 14.9589 | 21.0476 | 24.3924 |  | 8269 | 546.7291 | 567.0996 | 563.6452 |  | 8269 | 0.0119% | 0.01204% | 0.01167% | 0.01635% | 0.01056% | 0.01219% |  | 8269 | 0.01204% | 0.01167% | 8269 | 2371 | 0.009657% | 2278 | 0.009379% | 0.009518% |  | 8269 | 0.01056% | 0.01219% | 0.01138% |  | 8269 | 6431 | 0.009518% | 0.01202%
| Dec | 11 | 13 | 8270 | 557.3555 | 546.2264 | 587.1749 | 0.0119% | 0.01112% | 0.01168% | 0.009725% | 7696 | 0.009422% | 0.009573% |  | 14.9626 | 21.0445 | 24.3923 |  | 8270 | 542.393 | 525.1819 | 562.7826 |  | 8270 | 0.01181% | 0.01115% | 0.01165% | 0.01635% | 0.01056% | 0.01219% |  | 8270 | 0.01115% | 0.01165% | 8270 | 6675 | 0.009656% | 2019 | 0.009379% | 0.009518% |  | 8270 | 0.01056% | 0.01219% | 0.01138% |  | 8270 | 7696 | 0.009518% | 0.01174%
| Dec | 11 | 14 | 8271 | 555.2713 | 595.7251 | 586.9405 | 0.01185% | 0.01213% | 0.01167% | 0.009722% | 2109 | 0.009418% | 0.00957% |  | 14.9662 | 21.0415 | 24.3922 |  | 8271 | 540.3051 | 574.6836 | 562.5483 |  | 8271 | 0.01176% | 0.0122% | 0.01165% | 0.01636% | 0.01056% | 0.01219% |  | 8271 | 0.0122% | 0.01165% | 8271 | 2483 | 0.009654% | 2491 | 0.009378% | 0.009516% |  | 8271 | 0.01056% | 0.01219% | 0.01137% |  | 8271 | 2109 | 0.009516% | 0.01062%
| Dec | 11 | 15 | 8272 | 564.0935 | 579.4707 | 586.481 | 0.01204% | 0.0118% | 0.01166% | 0.009721% | 5335 | 0.009415% | 0.009568% |  | 14.9699 | 21.0385 | 24.3921 |  | 8272 | 549.1236 | 558.4322 | 562.0889 |  | 8272 | 0.01195% | 0.01185% | 0.01164% | 0.01636% | 0.01056% | 0.01219% |  | 8272 | 0.01185% | 0.01164% | 8272 | 822 | 0.009653% | 4246 | 0.009378% | 0.009515% |  | 8272 | 0.01056% | 0.01219% | 0.01137% |  | 8272 | 5335 | 0.009515% | 0.01251%
| Dec | 11 | 16 | 8273 | 574.1793 | 577.1154 | 594.6861 | 0.01225% | 0.01175% | 0.01183% | 0.009719% | 6386 | 0.009414% | 0.009566% |  | 14.9736 | 21.0355 | 24.392 |  | 8273 | 559.2058 | 556.0799 | 570.2941 |  | 8273 | 0.01217% | 0.0118% | 0.01181% | 0.01637% | 0.01056% | 0.01219% |  | 8273 | 0.0118% | 0.01181% | 8273 | 1120 | 0.009653% | 1898 | 0.009375% | 0.009514% |  | 8273 | 0.01056% | 0.01219% | 0.01137% |  | 8273 | 6386 | 0.009514% | 0.01203%
| Dec | 11 | 17 | 8274 | 572.5084 | 581.5095 | 595.3894 | 0.01222% | 0.01184% | 0.01184% | 0.009718% | 2040 | 0.009413% | 0.009565% |  | 14.9772 | 21.0324 | 24.3919 |  | 8274 | 557.5312 | 560.4771 | 570.9975 |  | 8274 | 0.01214% | 0.0119% | 0.01182% | 0.01637% | 0.01055% | 0.01219% |  | 8274 | 0.0119% | 0.01182% | 8274 | 1800 | 0.009651% | 2356 | 0.009375% | 0.009513% |  | 8274 | 0.01055% | 0.01219% | 0.01137% |  | 8274 | 2040 | 0.009513% | 0.01056%
| Dec | 11 | 18 | 8275 | 570.6868 | 572.5165 | 591.5166 | 0.01218% | 0.01166% | 0.01176% | 0.009718% | 2300 | 0.009411% | 0.009564% |  | 14.9809 | 21.0294 | 24.3918 |  | 8275 | 555.706 | 551.4871 | 567.1247 |  | 8275 | 0.0121% | 0.01171% | 0.01174% | 0.01637% | 0.01055% | 0.01219% |  | 8275 | 0.01171% | 0.01174% | 8275 | 6713 | 0.009651% | 2220 | 0.009375% | 0.009513% |  | 8275 | 0.01055% | 0.01219% | 0.01137% |  | 8275 | 2300 | 0.009513% | 0.0108%
| Dec | 11 | 19 | 8276 | 566.7147 | 570.3008 | 586.4341 | 0.0121% | 0.01161% | 0.01166% | 0.009717% | 1982 | 0.00941% | 0.009563% |  | 14.9845 | 21.0264 | 24.3917 |  | 8276 | 551.7301 | 549.2745 | 562.0424 |  | 8276 | 0.01201% | 0.01166% | 0.01164% | 0.01638% | 0.01055% | 0.01219% |  | 8276 | 0.01166% | 0.01164% | 8276 | 2516 | 0.00965% | 2315 | 0.009374% | 0.009512% |  | 8276 | 0.01055% | 0.01219% | 0.01137% |  | 8276 | 1982 | 0.009512% | 0.0105%
| Dec | 11 | 20 | 8277 | 559.0606 | 561.8385 | 581.2204 | 0.01193% | 0.01144% | 0.01156% | 0.009715% | 2283 | 0.00941% | 0.009563% |  | 14.9882 | 21.0233 | 24.3916 |  | 8277 | 544.0723 | 540.8152 | 556.8287 |  | 8277 | 0.01184% | 0.01148% | 0.01153% | 0.01638% | 0.01055% | 0.01219% |  | 8277 | 0.01148% | 0.01153% | 8277 | 7194 | 0.00965% | 2588 | 0.009373% | 0.009511% |  | 8277 | 0.01055% | 0.01219% | 0.01137% |  | 8277 | 2283 | 0.009511% | 0.01078%
| Dec | 11 | 21 | 8278 | 549.7817 | 550.3505 | 568.7111 | 0.01173% | 0.01121% | 0.01131% | 0.009715% | 2588 | 0.00941% | 0.009562% |  | 14.9919 | 21.0203 | 24.3916 |  | 8278 | 534.7898 | 529.3303 | 544.3196 |  | 8278 | 0.01164% | 0.01123% | 0.01127% | 0.01639% | 0.01055% | 0.01219% |  | 8278 | 0.01123% | 0.01127% | 8278 | 7294 | 0.009648% | 1983 | 0.009372% | 0.00951% |  | 8278 | 0.01055% | 0.01219% | 0.01137% |  | 8278 | 2588 | 0.00951% | 0.0111%
| Dec | 11 | 22 | 8279 | 534.6457 | 537.8013 | 551.3913 | 0.01141% | 0.01095% | 0.01096% | 0.009714% | 6436 | 0.00941% | 0.009562% |  | 14.9955 | 21.0172 | 24.3915 |  | 8279 | 519.6502 | 516.7841 | 526.9999 |  | 8279 | 0.01131% | 0.01097% | 0.01091% | 0.01639% | 0.01055% | 0.01219% |  | 8279 | 0.01097% | 0.01091% | 8279 | 2323 | 0.009645% | 1915 | 0.009367% | 0.009506% |  | 8279 | 0.01055% | 0.01219% | 0.01137% |  | 8279 | 6436 | 0.009506% | 0.01202%
| Dec | 11 | 23 | 8280 | 522.6512 | 525.8758 | 541.2545 | 0.01115% | 0.01071% | 0.01076% | 0.009714% | 6482 | 0.009409% | 0.009562% |  | 14.9992 | 21.0142 | 24.3914 |  | 8280 | 507.652 | 504.8616 | 516.8632 |  | 8280 | 0.01105% | 0.01072% | 0.0107% | 0.01639% | 0.01054% | 0.01219% |  | 8280 | 0.01072% | 0.0107% | 8280 | 2177 | 0.009644% | 2414 | 0.009367% | 0.009505% |  | 8280 | 0.01054% | 0.01219% | 0.01137% |  | 8280 | 6482 | 0.009505% | 0.01201%
| Dec | 12 | 0 | 8281 | 517.8531 | 521.1931 | 539.6885 | 0.01105% | 0.01061% | 0.01073% | 0.009713% | 2014 | 0.009409% | 0.009561% |  | 15.0029 | 21.0111 | 24.3912 |  | 8281 | 502.8502 | 500.182 | 515.2973 |  | 8281 | 0.01095% | 0.01062% | 0.01067% | 0.0164% | 0.01054% | 0.01219% |  | 8281 | 0.01062% | 0.01067% | 8281 | 930 | 0.009643% | 3336 | 0.009366% | 0.009505% |  | 8281 | 0.01054% | 0.01219% | 0.01137% |  | 8281 | 2014 | 0.009505% | 0.01053%
| Dec | 12 | 1 | 8282 | 514.8435 | 519.6943 | 540.5325 | 0.01099% | 0.01058% | 0.01075% | 0.009712% | 2491 | 0.009409% | 0.009561% |  | 15.0066 | 21.0081 | 24.3911 |  | 8282 | 499.8369 | 498.6862 | 516.1414 |  | 8282 | 0.01088% | 0.01058% | 0.01069% | 0.0164% | 0.01054% | 0.01219% |  | 8282 | 0.01058% | 0.01069% | 8282 | 1145 | 0.009641% | 2600 | 0.009365% | 0.009503% |  | 8282 | 0.01054% | 0.01219% | 0.01137% |  | 8282 | 2491 | 0.009503% | 0.011%
| Dec | 12 | 2 | 8283 | 515.3049 | 523.6322 | 539.3416 | 0.011% | 0.01066% | 0.01072% | 0.009711% | 2007 | 0.009408% | 0.00956% |  | 15.0103 | 21.005 | 24.3909 |  | 8283 | 500.2947 | 502.6272 | 514.9507 |  | 8283 | 0.01089% | 0.01067% | 0.01066% | 0.01641% | 0.01054% | 0.01219% |  | 8283 | 0.01067% | 0.01066% | 8283 | 7129 | 0.009639% | 1940 | 0.009364% | 0.009501% |  | 8283 | 0.01054% | 0.01219% | 0.01137% |  | 8283 | 2007 | 0.009501% | 0.01053%
| Dec | 12 | 3 | 8284 | 520.3563 | 529.8789 | 549.1127 | 0.01111% | 0.01079% | 0.01092% | 0.009711% | 1792 | 0.009406% | 0.009559% |  | 15.0139 | 21.002 | 24.3907 |  | 8284 | 505.3423 | 508.8769 | 524.7219 |  | 8284 | 0.011% | 0.0108% | 0.01087% | 0.01641% | 0.01054% | 0.01219% |  | 8284 | 0.0108% | 0.01087% | 8284 | 7166 | 0.009636% | 7694 | 0.009364% | 0.0095% |  | 8284 | 0.01054% | 0.01219% | 0.01136% |  | 8284 | 1792 | 0.0095% | 0.01034%
| Dec | 12 | 4 | 8285 | 530.1045 | 540.2311 | 563.9944 | 0.01131% | 0.011% | 0.01121% | 0.00971% | 2600 | 0.009403% | 0.009556% |  | 15.0176 | 20.9989 | 24.3906 |  | 8285 | 515.0869 | 519.2322 | 539.6038 |  | 8285 | 0.01121% | 0.01102% | 0.01117% | 0.01641% | 0.01054% | 0.01219% |  | 8285 | 0.01102% | 0.01117% | 8285 | 814 | 0.009636% | 3338 | 0.009363% | 0.0095% |  | 8285 | 0.01054% | 0.01219% | 0.01136% |  | 8285 | 2600 | 0.0095% | 0.01111%
| Dec | 12 | 5 | 8286 | 550.2311 | 561.0379 | 586.3216 | 0.01174% | 0.01142% | 0.01166% | 0.009709% | 2294 | 0.009402% | 0.009555% |  | 15.0213 | 20.9959 | 24.3904 |  | 8286 | 535.2098 | 540.042 | 561.9312 |  | 8286 | 0.01165% | 0.01146% | 0.01164% | 0.01642% | 0.01054% | 0.01219% |  | 8286 | 0.01146% | 0.01164% | 8286 | 2114 | 0.009636% | 2474 | 0.009362% | 0.009499% |  | 8286 | 0.01054% | 0.01219% | 0.01136% |  | 8286 | 2294 | 0.009499% | 0.0108%
| Dec | 12 | 6 | 8287 | 579.0379 | 583.4086 | 610.965 | 0.01236% | 0.01188% | 0.01215% | 0.009708% | 6336 | 0.009401% | 0.009554% |  | 15.025 | 20.9928 | 24.3903 |  | 8287 | 564.0129 | 562.4158 | 586.5747 |  | 8287 | 0.01228% | 0.01194% | 0.01215% | 0.01642% | 0.01053% | 0.01219% |  | 8287 | 0.01194% | 0.01215% | 8287 | 1801 | 0.009635% | 2580 | 0.009361% | 0.009498% |  | 8287 | 0.01053% | 0.01219% | 0.01136% |  | 8287 | 6336 | 0.009498% | 0.01204%
| Dec | 12 | 7 | 8288 | 585.4553 | 585.3357 | 619.1232 | 0.0125% | 0.01192% | 0.01231% | 0.009707% | 2580 | 0.009398% | 0.009553% |  | 15.0287 | 20.9898 | 24.3901 |  | 8288 | 570.4266 | 564.3459 | 594.7331 |  | 8288 | 0.01242% | 0.01198% | 0.01232% | 0.01643% | 0.01053% | 0.01219% |  | 8288 | 0.01198% | 0.01232% | 8288 | 7207 | 0.009635% | 1932 | 0.00936% | 0.009497% |  | 8288 | 0.01053% | 0.01219% | 0.01136% |  | 8288 | 2580 | 0.009497% | 0.01109%
| Dec | 12 | 8 | 8289 | 576.6747 | 556.951 | 609.5021 | 0.01231% | 0.01134% | 0.01212% | 0.009706% | 2356 | 0.009397% | 0.009551% |  | 15.0324 | 20.9867 | 24.39 |  | 8289 | 561.6423 | 535.9643 | 585.1122 |  | 8289 | 0.01223% | 0.01138% | 0.01212% | 0.01643% | 0.01053% | 0.01219% |  | 8289 | 0.01138% | 0.01212% | 8289 | 7128 | 0.009634% | 2200 | 0.009357% | 0.009496% |  | 8289 | 0.01053% | 0.01219% | 0.01136% |  | 8289 | 2356 | 0.009496% | 0.01086%
| Dec | 12 | 9 | 8290 | 568.4352 | 539.8587 | 597.0304 | 0.01213% | 0.01099% | 0.01187% | 0.009706% | 3318 | 0.009396% | 0.009551% |  | 15.0361 | 20.9836 | 24.3898 |  | 8290 | 553.3991 | 518.8751 | 572.6406 |  | 8290 | 0.01205% | 0.01101% | 0.01186% | 0.01643% | 0.01053% | 0.01219% |  | 8290 | 0.01101% | 0.01186% | 8290 | 6672 | 0.009634% | 3337 | 0.009355% | 0.009494% |  | 8290 | 0.01053% | 0.01219% | 0.01136% |  | 8290 | 3318 | 0.009494% | 0.0119%
| Dec | 12 | 10 | 8291 | 568.1378 | 527.0674 | 584.8587 | 0.01213% | 0.01073% | 0.01163% | 0.009705% | 2278 | 0.009396% | 0.00955% |  | 15.0398 | 20.9806 | 24.3897 |  | 8291 | 553.098 | 506.0869 | 560.4691 |  | 8291 | 0.01204% | 0.01074% | 0.01161% | 0.01644% | 0.01053% | 0.01219% |  | 8291 | 0.01074% | 0.01161% | 8291 | 7360 | 0.009633% | 1923 | 0.009353% | 0.009493% |  | 8291 | 0.01053% | 0.01219% | 0.01136% |  | 8291 | 2278 | 0.009493% | 0.01078%
| Dec | 12 | 11 | 8292 | 566.8292 | 519.7036 | 581.1453 | 0.0121% | 0.01058% | 0.01156% | 0.009704% | 2197 | 0.009396% | 0.00955% |  | 15.0435 | 20.9775 | 24.3895 |  | 8292 | 551.7857 | 498.7261 | 556.7558 |  | 8292 | 0.01201% | 0.01059% | 0.01153% | 0.01644% | 0.01053% | 0.01219% |  | 8292 | 0.01059% | 0.01153% | 8292 | 1622 | 0.009632% | 3225 | 0.009353% | 0.009493% |  | 8292 | 0.01053% | 0.01219% | 0.01136% |  | 8292 | 2197 | 0.009493% | 0.0107%
| Dec | 12 | 12 | 8293 | 565.4027 | 532.4763 | 578.8385 | 0.01207% | 0.01084% | 0.01151% | 0.009704% | 2315 | 0.009394% | 0.009549% |  | 15.0472 | 20.9744 | 24.3894 |  | 8293 | 550.3555 | 511.5018 | 554.4492 |  | 8293 | 0.01198% | 0.01086% | 0.01148% | 0.01645% | 0.01052% | 0.01219% |  | 8293 | 0.01086% | 0.01148% | 8293 | 7357 | 0.009632% | 2245 | 0.009353% | 0.009492% |  | 8293 | 0.01052% | 0.01219% | 0.01136% |  | 8293 | 2315 | 0.009492% | 0.01082%
| Dec | 12 | 13 | 8294 | 561.5013 | 536.3676 | 574.5719 | 0.01198% | 0.01092% | 0.01143% | 0.009703% | 2414 | 0.009392% | 0.009548% |  | 15.0509 | 20.9714 | 24.3892 |  | 8294 | 546.4504 | 515.3963 | 550.1827 |  | 8294 | 0.0119% | 0.01094% | 0.01139% | 0.01645% | 0.01052% | 0.01219% |  | 8294 | 0.01094% | 0.01139% | 8294 | 2855 | 0.009631% | 3339 | 0.009351% | 0.009491% |  | 8294 | 0.01052% | 0.01219% | 0.01136% |  | 8294 | 2414 | 0.009491% | 0.01092%
| Dec | 12 | 14 | 8295 | 564.9015 | 541.2086 | 578.5385 | 0.01206% | 0.01102% | 0.0115% | 0.009703% | 2474 | 0.009392% | 0.009547% |  | 15.0546 | 20.9683 | 24.3891 |  | 8295 | 549.8469 | 520.2403 | 554.1494 |  | 8295 | 0.01197% | 0.01104% | 0.01148% | 0.01645% | 0.01052% | 0.01219% |  | 8295 | 0.01104% | 0.01148% | 8295 | 1655 | 0.00963% | 2604 | 0.009351% | 0.009491% |  | 8295 | 0.01052% | 0.01219% | 0.01136% |  | 8295 | 2474 | 0.009491% | 0.01098%
| Dec | 12 | 15 | 8296 | 575.3845 | 557.9378 | 583.4803 | 0.01228% | 0.01136% | 0.0116% | 0.009703% | 2038 | 0.009391% | 0.009547% |  | 15.0583 | 20.9652 | 24.3889 |  | 8296 | 560.3262 | 536.9726 | 559.0913 |  | 8296 | 0.0122% | 0.0114% | 0.01158% | 0.01646% | 0.01052% | 0.01219% |  | 8296 | 0.0114% | 0.01158% | 8296 | 3023 | 0.00963% | 2579 | 0.00935% | 0.00949% |  | 8296 | 0.01052% | 0.01219% | 0.01135% |  | 8296 | 2038 | 0.00949% | 0.01055%
| Dec | 12 | 16 | 8297 | 584.5014 | 574.2946 | 588.8066 | 0.01247% | 0.01169% | 0.01171% | 0.009702% | 2604 | 0.009391% | 0.009547% |  | 15.062 | 20.9622 | 24.3888 |  | 8297 | 569.4393 | 553.3324 | 564.4178 |  | 8297 | 0.0124% | 0.01174% | 0.01169% | 0.01646% | 0.01052% | 0.01219% |  | 8297 | 0.01174% | 0.01169% | 8297 | 2355 | 0.00963% | 1984 | 0.00935% | 0.00949% |  | 8297 | 0.01052% | 0.01219% | 0.01135% |  | 8297 | 2604 | 0.00949% | 0.01112%
| Dec | 12 | 17 | 8298 | 582.2022 | 575.5607 | 588.3002 | 0.01243% | 0.01172% | 0.0117% | 0.009702% | 2220 | 0.009388% | 0.009545% |  | 15.0658 | 20.9591 | 24.3887 |  | 8298 | 567.1364 | 554.6016 | 563.9115 |  | 8298 | 0.01235% | 0.01177% | 0.01168% | 0.01647% | 0.01052% | 0.01219% |  | 8298 | 0.01177% | 0.01168% | 8298 | 7271 | 0.009628% | 6483 | 0.00935% | 0.009489% |  | 8298 | 0.01052% | 0.01219% | 0.01135% |  | 8298 | 2220 | 0.009489% | 0.01072%
| Dec | 12 | 18 | 8299 | 577.2234 | 575.7655 | 581.4923 | 0.01232% | 0.01172% | 0.01156% | 0.009701% | 2579 | 0.009388% | 0.009545% |  | 15.0695 | 20.956 | 24.3885 |  | 8299 | 562.1539 | 554.8095 | 557.1038 |  | 8299 | 0.01224% | 0.01178% | 0.01154% | 0.01647% | 0.01052% | 0.01219% |  | 8299 | 0.01178% | 0.01154% | 8299 | 7195 | 0.009628% | 1917 | 0.009349% | 0.009489% |  | 8299 | 0.01052% | 0.01219% | 0.01135% |  | 8299 | 2579 | 0.009489% | 0.01109%
| Dec | 12 | 19 | 8300 | 573.7634 | 571.9393 | 582.43 | 0.01225% | 0.01165% | 0.01158% | 0.0097% | 3312 | 0.009387% | 0.009544% |  | 15.0732 | 20.9529 | 24.3884 |  | 8300 | 558.6902 | 550.9864 | 558.0416 |  | 8300 | 0.01216% | 0.01169% | 0.01156% | 0.01648% | 0.01051% | 0.01219% |  | 8300 | 0.01169% | 0.01156% | 8300 | 1651 | 0.009628% | 1954 | 0.009347% | 0.009487% |  | 8300 | 0.01051% | 0.01219% | 0.01135% |  | 8300 | 3312 | 0.009487% | 0.01189%
| Dec | 12 | 20 | 8301 | 568.636 | 567.6011 | 579.645 | 0.01214% | 0.01156% | 0.01153% | 0.0097% | 2028 | 0.009383% | 0.009542% |  | 15.0769 | 20.9499 | 24.3882 |  | 8301 | 553.5591 | 546.6512 | 555.2567 |  | 8301 | 0.01205% | 0.0116% | 0.0115% | 0.01648% | 0.01051% | 0.01219% |  | 8301 | 0.0116% | 0.0115% | 8301 | 1772 | 0.009627% | 1994 | 0.009347% | 0.009487% |  | 8301 | 0.01051% | 0.01219% | 0.01135% |  | 8301 | 2028 | 0.009487% | 0.01055%
| Dec | 12 | 21 | 8302 | 556.3968 | 555.9083 | 570.0521 | 0.01188% | 0.01132% | 0.01134% | 0.0097% | 7695 | 0.009383% | 0.009542% |  | 15.0807 | 20.9468 | 24.3881 |  | 8302 | 541.3161 | 534.9615 | 545.664 |  | 8302 | 0.01178% | 0.01135% | 0.0113% | 0.01648% | 0.01051% | 0.01219% |  | 8302 | 0.01135% | 0.0113% | 8302 | 7284 | 0.009626% | 2251 | 0.009345% | 0.009485% |  | 8302 | 0.01051% | 0.01219% | 0.01135% |  | 8302 | 7695 | 0.009485% | 0.01174%
| Dec | 12 | 22 | 8303 | 540.3456 | 543.899 | 556.1456 | 0.01153% | 0.01108% | 0.01106% | 0.0097% | 2019 | 0.009382% | 0.009541% |  | 15.0844 | 20.9437 | 24.388 |  | 8303 | 525.2612 | 522.9553 | 531.7576 |  | 8303 | 0.01143% | 0.0111% | 0.01101% | 0.01649% | 0.01051% | 0.01219% |  | 8303 | 0.0111% | 0.01101% | 8303 | 854 | 0.009626% | 2008 | 0.009345% | 0.009485% |  | 8303 | 0.01051% | 0.01219% | 0.01135% |  | 8303 | 2019 | 0.009485% | 0.01054%
| Dec | 12 | 23 | 8304 | 529.6848 | 532.3087 | 548.7282 | 0.0113% | 0.01084% | 0.01091% | 0.0097% | 1839 | 0.009379% | 0.009539% |  | 15.0881 | 20.9406 | 24.3878 |  | 8304 | 514.5966 | 511.3681 | 524.3404 |  | 8304 | 0.0112% | 0.01085% | 0.01086% | 0.01649% | 0.01051% | 0.01219% |  | 8304 | 0.01085% | 0.01086% | 8304 | 2341 | 0.009625% | 6384 | 0.00934% | 0.009483% |  | 8304 | 0.01051% | 0.01219% | 0.01135% |  | 8304 | 1839 | 0.009483% | 0.01038%
| Dec | 13 | 0 | 8305 | 525.2705 | 531.0798 | 548.747 | 0.01121% | 0.01081% | 0.01091% | 0.0097% | 1983 | 0.009373% | 0.009536% |  | 15.0919 | 20.9375 | 24.3877 |  | 8305 | 510.1786 | 510.1423 | 524.3593 |  | 8305 | 0.01111% | 0.01083% | 0.01086% | 0.0165% | 0.01051% | 0.01219% |  | 8305 | 0.01083% | 0.01086% | 8305 | 6685 | 0.009625% | 1975 | 0.00934% | 0.009483% |  | 8305 | 0.01051% | 0.01219% | 0.01135% |  | 8305 | 1983 | 0.009483% | 0.01051%
| Dec | 13 | 1 | 8306 | 523.2041 | 532.5601 | 547.5936 | 0.01117% | 0.01084% | 0.01089% | 0.0097% | 1898 | 0.009372% | 0.009536% |  | 15.0956 | 20.9344 | 24.3876 |  | 8306 | 508.1085 | 511.6256 | 523.206 |  | 8306 | 0.01106% | 0.01086% | 0.01083% | 0.0165% | 0.0105% | 0.01219% |  | 8306 | 0.01086% | 0.01083% | 8306 | 7130 | 0.009624% | 1891 | 0.00934% | 0.009482% |  | 8306 | 0.0105% | 0.01219% | 0.01135% |  | 8306 | 1898 | 0.009482% | 0.01043%
| Dec | 13 | 2 | 8307 | 523.7538 | 533.0441 | 549.7972 | 0.01118% | 0.01085% | 0.01093% | 0.009695% | 2494 | 0.009371% | 0.009533% |  | 15.0993 | 20.9314 | 24.3874 |  | 8307 | 508.6545 | 512.1128 | 525.4098 |  | 8307 | 0.01107% | 0.01087% | 0.01088% | 0.0165% | 0.0105% | 0.01219% |  | 8307 | 0.01087% | 0.01088% | 8307 | 1867 | 0.009621% | 2494 | 0.009339% | 0.00948% |  | 8307 | 0.0105% | 0.01219% | 0.01135% |  | 8307 | 2494 | 0.00948% | 0.011%
| Dec | 13 | 3 | 8308 | 529.7809 | 534.9526 | 557.5991 | 0.01131% | 0.01089% | 0.01109% | 0.009693% | 2200 | 0.00937% | 0.009532% |  | 15.1031 | 20.9283 | 24.3873 |  | 8308 | 514.6778 | 514.0243 | 533.2118 |  | 8308 | 0.0112% | 0.01091% | 0.01104% | 0.01651% | 0.0105% | 0.01219% |  | 8308 | 0.01091% | 0.01104% | 8308 | 3341 | 0.009621% | 1990 | 0.009337% | 0.009479% |  | 8308 | 0.0105% | 0.01219% | 0.01135% |  | 8308 | 2200 | 0.009479% | 0.0107%
| Dec | 13 | 4 | 8309 | 537.1471 | 539.114 | 565.4853 | 0.01146% | 0.01098% | 0.01124% | 0.00969% | 3317 | 0.00937% | 0.00953% |  | 15.1068 | 20.9252 | 24.3872 |  | 8309 | 522.0402 | 518.1888 | 541.0982 |  | 8309 | 0.01136% | 0.011% | 0.01121% | 0.01651% | 0.0105% | 0.01219% |  | 8309 | 0.011% | 0.01121% | 8309 | 8607 | 0.00962% | 2123 | 0.009336% | 0.009478% |  | 8309 | 0.0105% | 0.01219% | 0.01134% |  | 8309 | 3317 | 0.009478% | 0.0119%
| Dec | 13 | 5 | 8310 | 557.4997 | 559.1108 | 584.6337 | 0.0119% | 0.01139% | 0.01163% | 0.00969% | 6385 | 0.00937% | 0.00953% |  | 15.1106 | 20.9221 | 24.387 |  | 8310 | 542.3891 | 538.1887 | 560.2466 |  | 8310 | 0.01181% | 0.01142% | 0.0116% | 0.01652% | 0.0105% | 0.01219% |  | 8310 | 0.01142% | 0.0116% | 8310 | 6691 | 0.009619% | 1841 | 0.009336% | 0.009478% |  | 8310 | 0.0105% | 0.01219% | 0.01134% |  | 8310 | 6385 | 0.009478% | 0.01203%
| Dec | 13 | 6 | 8311 | 586.3467 | 581.4257 | 607.6642 | 0.01251% | 0.01184% | 0.01208% | 0.009689% | 2245 | 0.009368% | 0.009529% |  | 15.1143 | 20.919 | 24.3869 |  | 8311 | 571.2324 | 560.5067 | 583.2773 |  | 8311 | 0.01243% | 0.0119% | 0.01208% | 0.01652% | 0.0105% | 0.01219% |  | 8311 | 0.0119% | 0.01208% | 8311 | 7196 | 0.009619% | 2270 | 0.009334% | 0.009477% |  | 8311 | 0.0105% | 0.01219% | 0.01134% |  | 8311 | 2245 | 0.009477% | 0.01075%
| Dec | 13 | 7 | 8312 | 590.9736 | 588.352 | 612.6716 | 0.01261% | 0.01198% | 0.01218% | 0.009688% | 2529 | 0.009368% | 0.009528% |  | 15.1181 | 20.9159 | 24.3868 |  | 8312 | 575.8555 | 567.4361 | 588.2848 |  | 8312 | 0.01254% | 0.01204% | 0.01218% | 0.01652% | 0.0105% | 0.01219% |  | 8312 | 0.01204% | 0.01218% | 8312 | 810 | 0.009619% | 2199 | 0.009334% | 0.009477% |  | 8312 | 0.0105% | 0.01219% | 0.01134% |  | 8312 | 2529 | 0.009477% | 0.01104%
| Dec | 13 | 8 | 8313 | 577.3361 | 577.0502 | 607.7861 | 0.01232% | 0.01175% | 0.01209% | 0.009686% | 1915 | 0.009365% | 0.009526% |  | 15.1218 | 20.9128 | 24.3867 |  | 8313 | 562.2142 | 556.1374 | 583.3994 |  | 8313 | 0.01224% | 0.0118% | 0.01208% | 0.01653% | 0.01049% | 0.01219% |  | 8313 | 0.0118% | 0.01208% | 8313 | 6709 | 0.009619% | 1908 | 0.009333% | 0.009476% |  | 8313 | 0.01049% | 0.01219% | 0.01134% |  | 8313 | 1915 | 0.009476% | 0.01045%
| Dec | 13 | 9 | 8314 | 565.0557 | 571.0456 | 588.9847 | 0.01206% | 0.01163% | 0.01171% | 0.009686% | 2564 | 0.009365% | 0.009525% |  | 15.1256 | 20.9097 | 24.3865 |  | 8314 | 549.9301 | 550.1359 | 564.5982 |  | 8314 | 0.01197% | 0.01168% | 0.01169% | 0.01653% | 0.01049% | 0.01219% |  | 8314 | 0.01168% | 0.01169% | 8314 | 2306 | 0.009617% | 2529 | 0.009333% | 0.009475% |  | 8314 | 0.01049% | 0.01219% | 0.01134% |  | 8314 | 2564 | 0.009475% | 0.01108%
| Dec | 13 | 10 | 8315 | 552.6033 | 560.9541 | 579.72 | 0.01179% | 0.01142% | 0.01153% | 0.009684% | 1940 | 0.009363% | 0.009523% |  | 15.1294 | 20.9066 | 24.3864 |  | 8315 | 537.4739 | 540.0475 | 555.3336 |  | 8315 | 0.0117% | 0.01146% | 0.0115% | 0.01654% | 0.01049% | 0.01219% |  | 8315 | 0.01146% | 0.0115% | 8315 | 7359 | 0.009616% | 6480 | 0.009332% | 0.009474% |  | 8315 | 0.01049% | 0.01219% | 0.01134% |  | 8315 | 1940 | 0.009474% | 0.01047%
| Dec | 13 | 11 | 8316 | 542.0007 | 543.1636 | 566.9107 | 0.01157% | 0.01106% | 0.01127% | 0.009683% | 2498 | 0.009363% | 0.009523% |  | 15.1331 | 20.9035 | 24.3863 |  | 8316 | 526.8675 | 522.2601 | 542.5244 |  | 8316 | 0.01147% | 0.01108% | 0.01123% | 0.01654% | 0.01049% | 0.01219% |  | 8316 | 0.01108% | 0.01123% | 8316 | 1811 | 0.009616% | 6343 | 0.009332% | 0.009474% |  | 8316 | 0.01049% | 0.01219% | 0.01134% |  | 8316 | 2498 | 0.009474% | 0.011%
| Dec | 13 | 12 | 8317 | 529.7175 | 530.7726 | 553.6231 | 0.01131% | 0.01081% | 0.01101% | 0.009683% | 2251 | 0.009361% | 0.009522% |  | 15.1369 | 20.9004 | 24.3862 |  | 8317 | 514.5806 | 509.8722 | 529.2369 |  | 8317 | 0.0112% | 0.01082% | 0.01096% | 0.01654% | 0.01049% | 0.01219% |  | 8317 | 0.01082% | 0.01096% | 8317 | 839 | 0.009614% | 2272 | 0.009331% | 0.009472% |  | 8317 | 0.01049% | 0.01219% | 0.01134% |  | 8317 | 2251 | 0.009472% | 0.01075%
| Dec | 13 | 13 | 8318 | 528.7896 | 528.3522 | 550.3692 | 0.01129% | 0.01076% | 0.01094% | 0.009683% | 1932 | 0.009359% | 0.009521% |  | 15.1407 | 20.8973 | 24.3861 |  | 8318 | 513.649 | 507.4549 | 525.9832 |  | 8318 | 0.01118% | 0.01077% | 0.01089% | 0.01655% | 0.01049% | 0.01219% |  | 8318 | 0.01077% | 0.01089% | 8318 | 7391 | 0.009613% | 2498 | 0.00933% | 0.009471% |  | 8318 | 0.01049% | 0.01219% | 0.01134% |  | 8318 | 1932 | 0.009471% | 0.01046%
| Dec | 13 | 14 | 8319 | 538.1706 | 531.7036 | 552.8167 | 0.01149% | 0.01083% | 0.01099% | 0.009682% | 6342 | 0.009357% | 0.00952% |  | 15.1444 | 20.8942 | 24.3859 |  | 8319 | 523.0261 | 510.8094 | 528.4307 |  | 8319 | 0.01139% | 0.01084% | 0.01094% | 0.01655% | 0.01048% | 0.01219% |  | 8319 | 0.01084% | 0.01094% | 8319 | 1313 | 0.009611% | 2202 | 0.009328% | 0.00947% |  | 8319 | 0.01048% | 0.01219% | 0.01134% |  | 8319 | 6342 | 0.00947% | 0.01204%
| Dec | 13 | 15 | 8320 | 553.1241 | 542.4095 | 563.0566 | 0.01181% | 0.01105% | 0.0112% | 0.009681% | 2499 | 0.009354% | 0.009517% |  | 15.1482 | 20.8911 | 24.3858 |  | 8320 | 537.9759 | 521.5184 | 538.6708 |  | 8320 | 0.01171% | 0.01107% | 0.01116% | 0.01656% | 0.01048% | 0.01219% |  | 8320 | 0.01107% | 0.01116% | 8320 | 1625 | 0.009611% | 2564 | 0.009327% | 0.009469% |  | 8320 | 0.01048% | 0.01219% | 0.01134% |  | 8320 | 2499 | 0.009469% | 0.01101%
| Dec | 13 | 16 | 8321 | 568.3593 | 555.0612 | 587.1749 | 0.01213% | 0.0113% | 0.01168% | 0.00968% | 2584 | 0.009354% | 0.009517% |  | 15.152 | 20.888 | 24.3857 |  | 8321 | 553.2073 | 534.1732 | 562.7892 |  | 8321 | 0.01204% | 0.01134% | 0.01165% | 0.01656% | 0.01048% | 0.01219% |  | 8321 | 0.01134% | 0.01165% | 8321 | 6701 | 0.009607% | 6407 | 0.009326% | 0.009466% |  | 8321 | 0.01048% | 0.01219% | 0.01133% |  | 8321 | 2584 | 0.009466% | 0.0111%
| Dec | 13 | 17 | 8322 | 571.1303 | 560.051 | 595.2206 | 0.01219% | 0.0114% | 0.01184% | 0.00968% | 2270 | 0.009353% | 0.009516% |  | 15.1558 | 20.8849 | 24.3856 |  | 8322 | 555.9745 | 539.1662 | 570.835 |  | 8322 | 0.0121% | 0.01144% | 0.01182% | 0.01657% | 0.01048% | 0.01219% |  | 8322 | 0.01144% | 0.01182% | 8322 | 1792 | 0.009606% | 2102 | 0.009326% | 0.009466% |  | 8322 | 0.01048% | 0.01219% | 0.01133% |  | 8322 | 2270 | 0.009466% | 0.01077%
| Dec | 13 | 18 | 8323 | 564.7402 | 559.1853 | 594.4985 | 0.01205% | 0.01139% | 0.01182% | 0.009679% | 1984 | 0.009352% | 0.009516% |  | 15.1595 | 20.8817 | 24.3855 |  | 8323 | 549.5806 | 538.3035 | 570.113 |  | 8323 | 0.01196% | 0.01143% | 0.01181% | 0.01657% | 0.01048% | 0.01219% |  | 8323 | 0.01143% | 0.01181% | 8323 | 1666 | 0.009605% | 1949 | 0.009325% | 0.009465% |  | 8323 | 0.01048% | 0.01219% | 0.01133% |  | 8323 | 1984 | 0.009465% | 0.01051%
| Dec | 13 | 19 | 8324 | 562.0469 | 556.7555 | 590.9821 | 0.012% | 0.01134% | 0.01175% | 0.009679% | 1923 | 0.009352% | 0.009515% |  | 15.1633 | 20.8786 | 24.3854 |  | 8324 | 546.8836 | 535.8768 | 566.5967 |  | 8324 | 0.0119% | 0.01137% | 0.01173% | 0.01657% | 0.01048% | 0.01219% |  | 8324 | 0.01137% | 0.01173% | 8324 | 1829 | 0.009605% | 2253 | 0.009325% | 0.009465% |  | 8324 | 0.01048% | 0.01219% | 0.01133% |  | 8324 | 1923 | 0.009465% | 0.01045%
| Dec | 13 | 20 | 8325 | 553.5734 | 555.3125 | 587.7 | 0.01181% | 0.01131% | 0.01169% | 0.009679% | 1994 | 0.009349% | 0.009514% |  | 15.1671 | 20.8755 | 24.3853 |  | 8325 | 538.4063 | 534.437 | 563.3148 |  | 8325 | 0.01172% | 0.01134% | 0.01167% | 0.01658% | 0.01047% | 0.01219% |  | 8325 | 0.01134% | 0.01167% | 8325 | 2836 | 0.009605% | 2039 | 0.009322% | 0.009463% |  | 8325 | 0.01047% | 0.01219% | 0.01133% |  | 8325 | 1994 | 0.009463% | 0.01052%
| Dec | 13 | 21 | 8326 | 544.8225 | 546.1613 | 580.5921 | 0.01163% | 0.01112% | 0.01154% | 0.009679% | 2272 | 0.009349% | 0.009514% |  | 15.1709 | 20.8724 | 24.3852 |  | 8326 | 529.6516 | 525.2889 | 556.2069 |  | 8326 | 0.01153% | 0.01115% | 0.01152% | 0.01658% | 0.01047% | 0.01219% |  | 8326 | 0.01115% | 0.01152% | 8326 | 912 | 0.009604% | 1861 | 0.009321% | 0.009462% |  | 8326 | 0.01047% | 0.01219% | 0.01133% |  | 8326 | 2272 | 0.009462% | 0.01077%
| Dec | 13 | 22 | 8327 | 528.6157 | 534.5151 | 568.8987 | 0.01128% | 0.01088% | 0.01131% | 0.009678% | 2199 | 0.009348% | 0.009513% |  | 15.1747 | 20.8693 | 24.3851 |  | 8327 | 513.441 | 513.6458 | 544.5136 |  | 8327 | 0.01118% | 0.0109% | 0.01128% | 0.01659% | 0.01047% | 0.01219% |  | 8327 | 0.0109% | 0.01128% | 8327 | 1143 | 0.009604% | 2499 | 0.009321% | 0.009462% |  | 8327 | 0.01047% | 0.01219% | 0.01133% |  | 8327 | 2199 | 0.009462% | 0.0107%
| Dec | 13 | 23 | 8328 | 520.2163 | 522.4872 | 564.5758 | 0.0111% | 0.01064% | 0.01123% | 0.009677% | 2008 | 0.009348% | 0.009513% |  | 15.1785 | 20.8662 | 24.385 |  | 8328 | 505.0378 | 501.621 | 540.1908 |  | 8328 | 0.01099% | 0.01065% | 0.01119% | 0.01659% | 0.01047% | 0.01219% |  | 8328 | 0.01065% | 0.01119% | 8328 | 1754 | 0.009603% | 2140 | 0.00932% | 0.009462% |  | 8328 | 0.01047% | 0.01219% | 0.01133% |  | 8328 | 2008 | 0.009462% | 0.01053%
| Dec | 14 | 0 | 8329 | 514.0253 | 518.391 | 561.4906 | 0.01097% | 0.01056% | 0.01116% | 0.009676% | 1917 | 0.009348% | 0.009512% |  | 15.1823 | 20.863 | 24.3849 |  | 8329 | 498.843 | 497.5279 | 537.1058 |  | 8329 | 0.01086% | 0.01056% | 0.01112% | 0.01659% | 0.01047% | 0.01219% |  | 8329 | 0.01056% | 0.01112% | 8329 | 6674 | 0.009601% | 2282 | 0.00932% | 0.00946% |  | 8329 | 0.01047% | 0.01219% | 0.01133% |  | 8329 | 1917 | 0.00946% | 0.01045%
| Dec | 14 | 1 | 8330 | 514.5018 | 520.0388 | 560.8342 | 0.01098% | 0.01059% | 0.01115% | 0.009675% | 1954 | 0.009348% | 0.009511% |  | 15.1861 | 20.8599 | 24.3848 |  | 8330 | 499.3157 | 499.1788 | 536.4495 |  | 8330 | 0.01087% | 0.01059% | 0.01111% | 0.0166% | 0.01047% | 0.01219% |  | 8330 | 0.01059% | 0.01111% | 8330 | 1873 | 0.0096% | 2350 | 0.009319% | 0.009459% |  | 8330 | 0.01047% | 0.01219% | 0.01133% |  | 8330 | 1954 | 0.009459% | 0.01048%
| Dec | 14 | 2 | 8331 | 515.9203 | 523.5671 | 561.0405 | 0.01101% | 0.01066% | 0.01116% | 0.009674% | 2123 | 0.009346% | 0.00951% |  | 15.1899 | 20.8568 | 24.3847 |  | 8331 | 500.7304 | 502.7103 | 536.6559 |  | 8331 | 0.0109% | 0.01067% | 0.01111% | 0.0166% | 0.01047% | 0.01219% |  | 8331 | 0.01067% | 0.01111% | 8331 | 2403 | 0.009599% | 2271 | 0.009317% | 0.009458% |  | 8331 | 0.01047% | 0.01219% | 0.01133% |  | 8331 | 2123 | 0.009458% | 0.01063%
| Dec | 14 | 3 | 8332 | 520.64 | 531.3405 | 560.506 | 0.01111% | 0.01082% | 0.01115% | 0.009673% | 2253 | 0.009343% | 0.009508% |  | 15.1937 | 20.8537 | 24.3846 |  | 8332 | 505.4463 | 510.4868 | 536.1215 |  | 8332 | 0.011% | 0.01083% | 0.0111% | 0.01661% | 0.01046% | 0.01219% |  | 8332 | 0.01083% | 0.0111% | 8332 | 7358 | 0.009599% | 2213 | 0.009315% | 0.009457% |  | 8332 | 0.01046% | 0.01219% | 0.01133% |  | 8332 | 2253 | 0.009457% | 0.01076%
| Dec | 14 | 4 | 8333 | 529.1691 | 542.2699 | 569.0956 | 0.01129% | 0.01104% | 0.01132% | 0.009673% | 2202 | 0.009342% | 0.009508% |  | 15.1975 | 20.8505 | 24.3845 |  | 8333 | 513.9716 | 521.4193 | 544.7111 |  | 8333 | 0.01119% | 0.01107% | 0.01128% | 0.01661% | 0.01046% | 0.01219% |  | 8333 | 0.01107% | 0.01128% | 8333 | 1834 | 0.009598% | 2584 | 0.009314% | 0.009456% |  | 8333 | 0.01046% | 0.01219% | 0.01132% |  | 8333 | 2202 | 0.009456% | 0.01071%
| Dec | 14 | 5 | 8334 | 548.1395 | 563.2815 | 582.5332 | 0.0117% | 0.01147% | 0.01158% | 0.009672% | 2350 | 0.009342% | 0.009507% |  | 15.2013 | 20.8474 | 24.3844 |  | 8334 | 532.9381 | 542.434 | 558.1488 |  | 8334 | 0.0116% | 0.01151% | 0.01156% | 0.01662% | 0.01046% | 0.01219% |  | 8334 | 0.01151% | 0.01156% | 8334 | 2154 | 0.009598% | 1866 | 0.009311% | 0.009455% |  | 8334 | 0.01046% | 0.01219% | 0.01132% |  | 8334 | 2350 | 0.009455% | 0.01085%
| Dec | 14 | 6 | 8335 | 577.5641 | 589.4598 | 593.1013 | 0.01233% | 0.012% | 0.01179% | 0.009672% | 1975 | 0.009342% | 0.009507% |  | 15.2051 | 20.8443 | 24.3843 |  | 8335 | 562.359 | 568.6155 | 568.7171 |  | 8335 | 0.01224% | 0.01207% | 0.01178% | 0.01662% | 0.01046% | 0.01219% |  | 8335 | 0.01207% | 0.01178% | 8335 | 1919 | 0.009598% | 1893 | 0.009311% | 0.009454% |  | 8335 | 0.01046% | 0.01219% | 0.01132% |  | 8335 | 1975 | 0.009454% | 0.0105%
| Dec | 14 | 7 | 8336 | 584.9301 | 593.4908 | 601.6159 | 0.01248% | 0.01209% | 0.01196% | 0.009672% | 2586 | 0.009342% | 0.009507% |  | 15.2089 | 20.8412 | 24.3842 |  | 8336 | 569.7212 | 572.6497 | 577.2317 |  | 8336 | 0.0124% | 0.01215% | 0.01195% | 0.01662% | 0.01046% | 0.01219% |  | 8336 | 0.01215% | 0.01195% | 8336 | 2370 | 0.009597% | 2146 | 0.00931% | 0.009453% |  | 8336 | 0.01046% | 0.01219% | 0.01132% |  | 8336 | 2586 | 0.009453% | 0.0111%
| Dec | 14 | 8 | 8337 | 570.6151 | 585.103 | 603.4444 | 0.01218% | 0.01191% | 0.012% | 0.009672% | 2473 | 0.009342% | 0.009507% |  | 15.2128 | 20.838 | 24.3841 |  | 8337 | 555.4023 | 564.2649 | 579.0604 |  | 8337 | 0.01209% | 0.01198% | 0.01199% | 0.01663% | 0.01046% | 0.01219% |  | 8337 | 0.01198% | 0.01199% | 8337 | 7151 | 0.009597% | 2473 | 0.00931% | 0.009453% |  | 8337 | 0.01046% | 0.01219% | 0.01132% |  | 8337 | 2473 | 0.009453% | 0.01098%
| Dec | 14 | 9 | 8338 | 566.3105 | 584.2837 | 603.1069 | 0.01209% | 0.0119% | 0.01199% | 0.00967% | 1990 | 0.00934% | 0.009505% |  | 15.2166 | 20.8349 | 24.384 |  | 8338 | 551.0939 | 563.4488 | 578.7229 |  | 8338 | 0.012% | 0.01196% | 0.01198% | 0.01663% | 0.01045% | 0.01219% |  | 8338 | 0.01196% | 0.01198% | 8338 | 7193 | 0.009596% | 1941 | 0.009305% | 0.009451% |  | 8338 | 0.01045% | 0.01219% | 0.01132% |  | 8338 | 1990 | 0.009451% | 0.01051%
| Dec | 14 | 10 | 8339 | 559.7674 | 570.6173 | 595.1362 | 0.01195% | 0.01162% | 0.01183% | 0.009668% | 2282 | 0.00934% | 0.009504% |  | 15.2204 | 20.8317 | 24.3839 |  | 8339 | 544.5469 | 549.7856 | 570.7523 |  | 8339 | 0.01185% | 0.01167% | 0.01182% | 0.01664% | 0.01045% | 0.01219% |  | 8339 | 0.01167% | 0.01182% | 8339 | 1750 | 0.009596% | 7696 | 0.009304% | 0.00945% |  | 8339 | 0.01045% | 0.01219% | 0.01132% |  | 8339 | 2282 | 0.00945% | 0.01078%
| Dec | 14 | 11 | 8340 | 550.7535 | 565.6554 | 585.8433 | 0.01175% | 0.01152% | 0.01165% | 0.009663% | 3316 | 0.009339% | 0.009501% |  | 15.2242 | 20.8286 | 24.3838 |  | 8340 | 535.5293 | 544.8268 | 561.4595 |  | 8340 | 0.01166% | 0.01156% | 0.01163% | 0.01664% | 0.01045% | 0.01219% |  | 8340 | 0.01156% | 0.01163% | 8340 | 855 | 0.009594% | 3318 | 0.009304% | 0.009449% |  | 8340 | 0.01045% | 0.01219% | 0.01132% |  | 8340 | 3316 | 0.009449% | 0.01189%
| Dec | 14 | 12 | 8341 | 549.8828 | 559.7997 | 581.6517 | 0.01174% | 0.0114% | 0.01157% | 0.009663% | 1891 | 0.009337% | 0.0095% |  | 15.2281 | 20.8255 | 24.3837 |  | 8341 | 534.6547 | 538.9742 | 557.268 |  | 8341 | 0.01164% | 0.01144% | 0.01154% | 0.01664% | 0.01045% | 0.01219% |  | 8341 | 0.01144% | 0.01154% | 8341 | 1790 | 0.009594% | 6481 | 0.009304% | 0.009449% |  | 8341 | 0.01045% | 0.01219% | 0.01132% |  | 8341 | 1891 | 0.009449% | 0.01043%
| Dec | 14 | 13 | 8342 | 546.0953 | 556.2435 | 578.1915 | 0.01166% | 0.01133% | 0.0115% | 0.009662% | 2271 | 0.009335% | 0.009499% |  | 15.2319 | 20.8223 | 24.3836 |  | 8342 | 530.8634 | 535.4211 | 553.8079 |  | 8342 | 0.01156% | 0.01136% | 0.01147% | 0.01665% | 0.01045% | 0.01219% |  | 8342 | 0.01136% | 0.01147% | 8342 | 6692 | 0.009594% | 1884 | 0.009304% | 0.009449% |  | 8342 | 0.01045% | 0.01219% | 0.01132% |  | 8342 | 2271 | 0.009449% | 0.01077%
| Dec | 14 | 14 | 8343 | 546.768 | 557.2116 | 577.0287 | 0.01167% | 0.01135% | 0.01147% | 0.009661% | 2102 | 0.009334% | 0.009498% |  | 15.2357 | 20.8192 | 24.3836 |  | 8343 | 531.5323 | 536.3925 | 552.6452 |  | 8343 | 0.01157% | 0.01138% | 0.01144% | 0.01665% | 0.01045% | 0.01219% |  | 8343 | 0.01138% | 0.01144% | 8343 | 2326 | 0.009591% | 2324 | 0.009303% | 0.009447% |  | 8343 | 0.01045% | 0.01219% | 0.01132% |  | 8343 | 2102 | 0.009447% | 0.01061%
| Dec | 14 | 15 | 8344 | 554.5181 | 555.3311 | 580.1138 | 0.01184% | 0.01131% | 0.01154% | 0.009661% | 1908 | 0.009332% | 0.009496% |  | 15.2396 | 20.816 | 24.3835 |  | 8344 | 539.2785 | 534.5151 | 555.7304 |  | 8344 | 0.01174% | 0.01134% | 0.01151% | 0.01666% | 0.01044% | 0.01219% |  | 8344 | 0.01134% | 0.01151% | 8344 | 2399 | 0.009591% | 2188 | 0.009302% | 0.009447% |  | 8344 | 0.01044% | 0.01219% | 0.01132% |  | 8344 | 1908 | 0.009447% | 0.01044%
| Dec | 14 | 16 | 8345 | 567.1753 | 573.2519 | 588.3564 | 0.01211% | 0.01167% | 0.0117% | 0.009657% | 1841 | 0.009332% | 0.009494% |  | 15.2434 | 20.8129 | 24.3834 |  | 8345 | 551.9319 | 552.439 | 563.9731 |  | 8345 | 0.01201% | 0.01173% | 0.01168% | 0.01666% | 0.01044% | 0.01219% |  | 8345 | 0.01173% | 0.01168% | 8345 | 1791 | 0.00959% | 2586 | 0.009302% | 0.009446% |  | 8345 | 0.01044% | 0.01219% | 0.01132% |  | 8345 | 1841 | 0.009446% | 0.01038%
| Dec | 14 | 17 | 8346 | 568.1588 | 579.359 | 586.4341 | 0.01213% | 0.0118% | 0.01166% | 0.009657% | 2140 | 0.009332% | 0.009494% |  | 15.2472 | 20.8098 | 24.3833 |  | 8346 | 552.9115 | 558.5492 | 562.0508 |  | 8346 | 0.01204% | 0.01186% | 0.01164% | 0.01667% | 0.01044% | 0.01219% |  | 8346 | 0.01186% | 0.01164% | 8346 | 1985 | 0.00959% | 6431 | 0.009299% | 0.009444% |  | 8346 | 0.01044% | 0.01219% | 0.01131% |  | 8346 | 2140 | 0.009444% | 0.01065%
| Dec | 14 | 18 | 8347 | 563.6956 | 575.179 | 581.0797 | 0.01203% | 0.01171% | 0.01155% | 0.009656% | 2213 | 0.009331% | 0.009493% |  | 15.2511 | 20.8066 | 24.3832 |  | 8347 | 548.4445 | 554.3724 | 556.6965 |  | 8347 | 0.01194% | 0.01177% | 0.01153% | 0.01667% | 0.01044% | 0.01219% |  | 8347 | 0.01177% | 0.01153% | 8347 | 1659 | 0.009588% | 1939 | 0.009298% | 0.009443% |  | 8347 | 0.01044% | 0.01219% | 0.01131% |  | 8347 | 2213 | 0.009443% | 0.01072%
| Dec | 14 | 19 | 8348 | 561.2905 | 571.0363 | 575.7441 | 0.01198% | 0.01163% | 0.01145% | 0.009656% | 3313 | 0.009329% | 0.009493% |  | 15.2549 | 20.8035 | 24.3832 |  | 8348 | 546.0356 | 550.2328 | 551.3609 |  | 8348 | 0.01189% | 0.01168% | 0.01142% | 0.01667% | 0.01044% | 0.01219% |  | 8348 | 0.01168% | 0.01142% | 8348 | 7324 | 0.009588% | 2316 | 0.009298% | 0.009443% |  | 8348 | 0.01044% | 0.01219% | 0.01131% |  | 8348 | 3313 | 0.009443% | 0.01189%
| Dec | 14 | 20 | 8349 | 556.0655 | 567.8524 | 571.0179 | 0.01187% | 0.01156% | 0.01135% | 0.009655% | 6412 | 0.009328% | 0.009492% |  | 15.2588 | 20.8003 | 24.3831 |  | 8349 | 540.8067 | 547.0521 | 546.6348 |  | 8349 | 0.01177% | 0.01161% | 0.01132% | 0.01668% | 0.01044% | 0.01219% |  | 8349 | 0.01161% | 0.01132% | 8349 | 2113 | 0.009587% | 2301 | 0.009298% | 0.009442% |  | 8349 | 0.01044% | 0.01219% | 0.01131% |  | 8349 | 6412 | 0.009442% | 0.01203%
| Dec | 14 | 21 | 8350 | 547.9771 | 558.7943 | 565.1384 | 0.0117% | 0.01138% | 0.01124% | 0.009654% | 2039 | 0.009328% | 0.009491% |  | 15.2626 | 20.7971 | 24.383 |  | 8350 | 532.7144 | 537.9971 | 540.7554 |  | 8350 | 0.0116% | 0.01142% | 0.0112% | 0.01668% | 0.01044% | 0.01219% |  | 8350 | 0.01142% | 0.0112% | 8350 | 7289 | 0.009585% | 1840 | 0.009296% | 0.009441% |  | 8350 | 0.01044% | 0.01219% | 0.01131% |  | 8350 | 2039 | 0.009441% | 0.01056%
| Dec | 14 | 22 | 8351 | 531.7192 | 546.003 | 555.7611 | 0.01135% | 0.01112% | 0.01105% | 0.009654% | 6337 | 0.009327% | 0.009491% |  | 15.2665 | 20.794 | 24.3829 |  | 8351 | 516.4527 | 525.209 | 531.3782 |  | 8351 | 0.01124% | 0.01115% | 0.011% | 0.01669% | 0.01043% | 0.01219% |  | 8351 | 0.01115% | 0.011% | 8351 | 1121 | 0.009584% | 3312 | 0.009295% | 0.00944% |  | 8351 | 0.01043% | 0.01219% | 0.01131% |  | 8351 | 6337 | 0.00944% | 0.01204%
| Dec | 14 | 23 | 8352 | 521.8576 | 540.0821 | 549.1221 | 0.01114% | 0.011% | 0.01092% | 0.009653% | 1949 | 0.009326% | 0.00949% |  | 15.2703 | 20.7908 | 24.3829 |  | 8352 | 506.5873 | 519.2913 | 524.7392 |  | 8352 | 0.01103% | 0.01102% | 0.01087% | 0.01669% | 0.01043% | 0.01219% |  | 8352 | 0.01102% | 0.01087% | 8352 | 7717 | 0.009584% | 1813 | 0.009295% | 0.009439% |  | 8352 | 0.01043% | 0.01219% | 0.01131% |  | 8352 | 1949 | 0.009439% | 0.01048%
| Dec | 15 | 0 | 8353 | 515.2663 | 536.7493 | 546.5152 | 0.011% | 0.01093% | 0.01087% | 0.009651% | 2324 | 0.009325% | 0.009488% |  | 15.2742 | 20.7877 | 24.3828 |  | 8353 | 499.9921 | 515.9617 | 522.1324 |  | 8353 | 0.01088% | 0.01095% | 0.01081% | 0.01669% | 0.01043% | 0.01219% |  | 8353 | 0.01095% | 0.01081% | 8353 | 1776 | 0.009583% | 2228 | 0.009293% | 0.009438% |  | 8353 | 0.01043% | 0.01219% | 0.01131% |  | 8353 | 2324 | 0.009438% | 0.01083%
| Dec | 15 | 1 | 8354 | 513.5485 | 540.5569 | 547.331 | 0.01096% | 0.01101% | 0.01088% | 0.00965% | 6361 | 0.009325% | 0.009488% |  | 15.2781 | 20.7845 | 24.3827 |  | 8354 | 498.2704 | 519.7724 | 522.9483 |  | 8354 | 0.01085% | 0.01103% | 0.01083% | 0.0167% | 0.01043% | 0.01219% |  | 8354 | 0.01103% | 0.01083% | 8354 | 7367 | 0.009581% | 2180 | 0.009293% | 0.009437% |  | 8354 | 0.01043% | 0.01219% | 0.01131% |  | 8354 | 6361 | 0.009437% | 0.01204%
| Dec | 15 | 2 | 8355 | 515.9973 | 542.5212 | 549.4878 | 0.01101% | 0.01105% | 0.01093% | 0.00965% | 6435 | 0.009323% | 0.009487% |  | 15.2819 | 20.7814 | 24.3827 |  | 8355 | 500.7154 | 521.7399 | 525.1051 |  | 8355 | 0.0109% | 0.01107% | 0.01087% | 0.0167% | 0.01043% | 0.01219% |  | 8355 | 0.01107% | 0.01087% | 8355 | 7338 | 0.00958% | 2106 | 0.009292% | 0.009436% |  | 8355 | 0.01043% | 0.01219% | 0.01131% |  | 8355 | 6435 | 0.009436% | 0.01202%
| Dec | 15 | 3 | 8356 | 523.2144 | 541.5437 | 552.2541 | 0.01117% | 0.01103% | 0.01098% | 0.009648% | 6341 | 0.009322% | 0.009485% |  | 15.2858 | 20.7782 | 24.3826 |  | 8356 | 507.9287 | 520.7655 | 527.8714 |  | 8356 | 0.01106% | 0.01105% | 0.01093% | 0.01671% | 0.01043% | 0.01219% |  | 8356 | 0.01105% | 0.01093% | 8356 | 1885 | 0.009576% | 2273 | 0.009291% | 0.009434% |  | 8356 | 0.01043% | 0.01219% | 0.01131% |  | 8356 | 6341 | 0.009434% | 0.01204%
| Dec | 15 | 4 | 8357 | 534.4474 | 544.1876 | 558.0773 | 0.01141% | 0.01108% | 0.0111% | 0.009648% | 2146 | 0.009322% | 0.009485% |  | 15.2897 | 20.775 | 24.3825 |  | 8357 | 519.1577 | 523.4126 | 533.6948 |  | 8357 | 0.0113% | 0.01111% | 0.01105% | 0.01671% | 0.01042% | 0.01219% |  | 8357 | 0.01111% | 0.01105% | 8357 | 7173 | 0.009576% | 2198 | 0.00929% | 0.009433% |  | 8357 | 0.01042% | 0.01219% | 0.01131% |  | 8357 | 2146 | 0.009433% | 0.01065%
| Dec | 15 | 5 | 8358 | 551.5286 | 549.522 | 570.5772 | 0.01177% | 0.01119% | 0.01135% | 0.009647% | 2316 | 0.00932% | 0.009484% |  | 15.2935 | 20.7719 | 24.3825 |  | 8358 | 536.235 | 528.7501 | 546.1947 |  | 8358 | 0.01167% | 0.01122% | 0.01131% | 0.01672% | 0.01042% | 0.01219% |  | 8358 | 0.01122% | 0.01131% | 8358 | 7339 | 0.009576% | 6386 | 0.00929% | 0.009433% |  | 8358 | 0.01042% | 0.01219% | 0.0113% |  | 8358 | 2316 | 0.009433% | 0.01082%
| Dec | 15 | 6 | 8359 | 582.6578 | 560.1441 | 582.4019 | 0.01244% | 0.01141% | 0.01158% | 0.009647% | 2301 | 0.009319% | 0.009483% |  | 15.2974 | 20.7687 | 24.3824 |  | 8359 | 567.3604 | 539.3754 | 558.0195 |  | 8359 | 0.01235% | 0.01145% | 0.01156% | 0.01672% | 0.01042% | 0.01219% |  | 8359 | 0.01145% | 0.01156% | 8359 | 6718 | 0.00957% | 1862 | 0.009288% | 0.009429% |  | 8359 | 0.01042% | 0.01219% | 0.0113% |  | 8359 | 2301 | 0.009429% | 0.0108%
| Dec | 15 | 7 | 8360 | 589.5435 | 565.1154 | 591.179 | 0.01258% | 0.01151% | 0.01176% | 0.009646% | 2606 | 0.009319% | 0.009482% |  | 15.3013 | 20.7655 | 24.3824 |  | 8360 | 574.2422 | 544.3499 | 566.7966 |  | 8360 | 0.0125% | 0.01155% | 0.01174% | 0.01672% | 0.01042% | 0.01219% |  | 8360 | 0.01155% | 0.01174% | 8360 | 1724 | 0.009567% | 6436 | 0.009287% | 0.009427% |  | 8360 | 0.01042% | 0.01219% | 0.0113% |  | 8360 | 2606 | 0.009427% | 0.01112%
| Dec | 15 | 8 | 8361 | 583.0996 | 565.2551 | 596.102 | 0.01245% | 0.01151% | 0.01185% | 0.009645% | 1861 | 0.009318% | 0.009482% |  | 15.3052 | 20.7624 | 24.3823 |  | 8361 | 567.7944 | 544.4927 | 571.7197 |  | 8361 | 0.01236% | 0.01156% | 0.01184% | 0.01673% | 0.01042% | 0.01219% |  | 8361 | 0.01156% | 0.01184% | 8361 | 2350 | 0.009567% | 6482 | 0.009287% | 0.009427% |  | 8361 | 0.01042% | 0.01219% | 0.0113% |  | 8361 | 1861 | 0.009427% | 0.0104%
| Dec | 15 | 9 | 8362 | 576.6228 | 557.1279 | 596.8522 | 0.01231% | 0.01135% | 0.01187% | 0.009645% | 2554 | 0.009318% | 0.009481% |  | 15.309 | 20.7592 | 24.3823 |  | 8362 | 561.3138 | 536.3687 | 572.47 |  | 8362 | 0.01222% | 0.01138% | 0.01185% | 0.01673% | 0.01042% | 0.01219% |  | 8362 | 0.01138% | 0.01185% | 8362 | 1896 | 0.009566% | 2246 | 0.009286% | 0.009426% |  | 8362 | 0.01042% | 0.01219% | 0.0113% |  | 8362 | 2554 | 0.009426% | 0.01106%
| Dec | 15 | 10 | 8363 | 569.4469 | 545.612 | 588.5534 | 0.01215% | 0.01111% | 0.0117% | 0.009644% | 2188 | 0.009317% | 0.009481% |  | 15.3129 | 20.756 | 24.3822 |  | 8363 | 554.134 | 524.856 | 564.1711 |  | 8363 | 0.01206% | 0.01114% | 0.01168% | 0.01674% | 0.01041% | 0.01219% |  | 8363 | 0.01114% | 0.01168% | 8363 | 1775 | 0.009566% | 2221 | 0.009286% | 0.009426% |  | 8363 | 0.01041% | 0.01219% | 0.0113% |  | 8363 | 2188 | 0.009426% | 0.01069%
| Dec | 15 | 11 | 8364 | 562.649 | 528.7245 | 580.9953 | 0.01201% | 0.01077% | 0.01155% | 0.009644% | 2607 | 0.009316% | 0.00948% |  | 15.3168 | 20.7528 | 24.3822 |  | 8364 | 547.3322 | 507.9717 | 556.6131 |  | 8364 | 0.01191% | 0.01078% | 0.01153% | 0.01674% | 0.01041% | 0.01219% |  | 8364 | 0.01078% | 0.01153% | 8364 | 1983 | 0.009565% | 2113 | 0.009284% | 0.009424% |  | 8364 | 0.01041% | 0.01219% | 0.0113% |  | 8364 | 2607 | 0.009424% | 0.01112%
| Dec | 15 | 12 | 8365 | 559.9534 | 519.4243 | 577.5164 | 0.01195% | 0.01058% | 0.01148% | 0.009642% | 2605 | 0.009315% | 0.009479% |  | 15.3207 | 20.7497 | 24.3821 |  | 8365 | 544.6327 | 498.6747 | 553.1342 |  | 8365 | 0.01186% | 0.01058% | 0.01145% | 0.01675% | 0.01041% | 0.01219% |  | 8365 | 0.01058% | 0.01145% | 8365 | 1861 | 0.009565% | 2299 | 0.009281% | 0.009423% |  | 8365 | 0.01041% | 0.01219% | 0.0113% |  | 8365 | 2605 | 0.009423% | 0.01112%
| Dec | 15 | 13 | 8366 | 557.0886 | 520.3274 | 573.6154 | 0.01189% | 0.0106% | 0.01141% | 0.009642% | 2486 | 0.009313% | 0.009477% |  | 15.3246 | 20.7465 | 24.3821 |  | 8366 | 541.7641 | 499.5809 | 549.2333 |  | 8366 | 0.01179% | 0.0106% | 0.01137% | 0.01675% | 0.01041% | 0.01219% |  | 8366 | 0.0106% | 0.01137% | 8366 | 6673 | 0.009564% | 2554 | 0.009279% | 0.009422% |  | 8366 | 0.01041% | 0.01219% | 0.0113% |  | 8366 | 2486 | 0.009422% | 0.01099%
| Dec | 15 | 14 | 8367 | 561.6833 | 519.1916 | 571.5524 | 0.01199% | 0.01057% | 0.01137% | 0.009641% | 2273 | 0.009311% | 0.009476% |  | 15.3285 | 20.7433 | 24.382 |  | 8367 | 546.3549 | 498.4483 | 547.1704 |  | 8367 | 0.01189% | 0.01058% | 0.01133% | 0.01675% | 0.01041% | 0.01219% |  | 8367 | 0.01058% | 0.01133% | 8367 | 7395 | 0.009564% | 2486 | 0.009279% | 0.009421% |  | 8367 | 0.01041% | 0.01219% | 0.0113% |  | 8367 | 2273 | 0.009421% | 0.01078%
| Dec | 15 | 15 | 8368 | 567.1758 | 525.1497 | 576.3629 | 0.01211% | 0.01069% | 0.01146% | 0.009639% | 2608 | 0.009311% | 0.009475% |  | 15.3324 | 20.7401 | 24.382 |  | 8368 | 551.8435 | 504.4096 | 551.981 |  | 8368 | 0.01201% | 0.01071% | 0.01143% | 0.01676% | 0.01041% | 0.01219% |  | 8368 | 0.01071% | 0.01143% | 8368 | 1895 | 0.009564% | 2606 | 0.009277% | 0.00942% |  | 8368 | 0.01041% | 0.01219% | 0.0113% |  | 8368 | 2608 | 0.00942% | 0.01112%
| Dec | 15 | 16 | 8369 | 572.0903 | 542.5212 | 588.544 | 0.01221% | 0.01105% | 0.0117% | 0.009639% | 2228 | 0.009311% | 0.009475% |  | 15.3363 | 20.7369 | 24.382 |  | 8369 | 556.754 | 521.7843 | 564.162 |  | 8369 | 0.01212% | 0.01107% | 0.01168% | 0.01676% | 0.01041% | 0.01219% |  | 8369 | 0.01107% | 0.01168% | 8369 | 7156 | 0.009563% | 2034 | 0.009277% | 0.00942% |  | 8369 | 0.01041% | 0.01219% | 0.0113% |  | 8369 | 2228 | 0.00942% | 0.01073%
| Dec | 15 | 17 | 8370 | 568.5061 | 548.7307 | 595.5769 | 0.01213% | 0.01117% | 0.01184% | 0.009639% | 1893 | 0.00931% | 0.009474% |  | 15.3402 | 20.7338 | 24.3819 |  | 8370 | 553.1659 | 527.9969 | 571.195 |  | 8370 | 0.01204% | 0.01121% | 0.01183% | 0.01677% | 0.0104% | 0.01219% |  | 8370 | 0.01121% | 0.01183% | 8370 | 1723 | 0.009561% | 3317 | 0.009277% | 0.009419% |  | 8370 | 0.0104% | 0.01219% | 0.01129% |  | 8370 | 1893 | 0.009419% | 0.01043%
| Dec | 15 | 18 | 8371 | 558.9356 | 542.3909 | 594.6767 | 0.01193% | 0.01104% | 0.01182% | 0.009639% | 1866 | 0.009309% | 0.009474% |  | 15.3441 | 20.7306 | 24.3819 |  | 8371 | 543.5915 | 521.6603 | 570.2948 |  | 8371 | 0.01183% | 0.01107% | 0.01181% | 0.01677% | 0.0104% | 0.01219% |  | 8371 | 0.01107% | 0.01181% | 8371 | 2153 | 0.00956% | 2171 | 0.009276% | 0.009418% |  | 8371 | 0.0104% | 0.01219% | 0.01129% |  | 8371 | 1866 | 0.009418% | 0.01041%
| Dec | 15 | 19 | 8372 | 552.557 | 538.8998 | 593.4202 | 0.01179% | 0.01097% | 0.0118% | 0.009639% | 3315 | 0.009308% | 0.009473% |  | 15.348 | 20.7274 | 24.3818 |  | 8372 | 537.209 | 518.1724 | 569.0383 |  | 8372 | 0.01169% | 0.011% | 0.01178% | 0.01678% | 0.0104% | 0.01219% |  | 8372 | 0.011% | 0.01178% | 8372 | 7340 | 0.009559% | 6336 | 0.009276% | 0.009417% |  | 8372 | 0.0104% | 0.01219% | 0.01129% |  | 8372 | 3315 | 0.009417% | 0.01189%
| Dec | 15 | 20 | 8373 | 546.4326 | 536.5538 | 589.1629 | 0.01166% | 0.01093% | 0.01172% | 0.009638% | 2180 | 0.009307% | 0.009473% |  | 15.3519 | 20.7242 | 24.3818 |  | 8373 | 531.0807 | 515.8296 | 564.7811 |  | 8373 | 0.01156% | 0.01095% | 0.0117% | 0.01678% | 0.0104% | 0.01219% |  | 8373 | 0.01095% | 0.0117% | 8373 | 7374 | 0.009558% | 2029 | 0.009275% | 0.009417% |  | 8373 | 0.0104% | 0.01219% | 0.01129% |  | 8373 | 2180 | 0.009417% | 0.01069%
| Dec | 15 | 21 | 8374 | 535.5148 | 532.3739 | 579.5793 | 0.01143% | 0.01084% | 0.01152% | 0.009638% | 6365 | 0.009307% | 0.009472% |  | 15.3558 | 20.721 | 24.3818 |  | 8374 | 520.1589 | 511.6529 | 555.1976 |  | 8374 | 0.01132% | 0.01086% | 0.0115% | 0.01678% | 0.0104% | 0.01219% |  | 8374 | 0.01086% | 0.0115% | 8374 | 7299 | 0.009557% | 2607 | 0.009274% | 0.009415% |  | 8374 | 0.0104% | 0.01219% | 0.01129% |  | 8374 | 6365 | 0.009415% | 0.01204%
| Dec | 15 | 22 | 8375 | 527.0913 | 524.5632 | 566.0574 | 0.01125% | 0.01068% | 0.01126% | 0.009638% | 1941 | 0.009307% | 0.009472% |  | 15.3597 | 20.7178 | 24.3817 |  | 8375 | 511.7316 | 503.8454 | 541.6756 |  | 8375 | 0.01114% | 0.01069% | 0.01122% | 0.01679% | 0.0104% | 0.01219% |  | 8375 | 0.01069% | 0.01122% | 8375 | 6690 | 0.009555% | 2103 | 0.009273% | 0.009414% |  | 8375 | 0.0104% | 0.01219% | 0.01129% |  | 8375 | 1941 | 0.009414% | 0.01047%
| Dec | 15 | 23 | 8376 | 516.7847 | 516.7897 | 559.9715 | 0.01103% | 0.01052% | 0.01113% | 0.009637% | 2198 | 0.009305% | 0.009471% |  | 15.3637 | 20.7146 | 24.3817 |  | 8376 | 501.421 | 496.0751 | 535.5898 |  | 8376 | 0.01091% | 0.01053% | 0.01109% | 0.01679% | 0.01039% | 0.01219% |  | 8376 | 0.01053% | 0.01109% | 8376 | 1765 | 0.009554% | 2605 | 0.009272% | 0.009413% |  | 8376 | 0.01039% | 0.01219% | 0.01129% |  | 8376 | 2198 | 0.009413% | 0.0107%
| Dec | 16 | 0 | 8377 | 512.798 | 516.7897 | 558.6868 | 0.01094% | 0.01052% | 0.01111% | 0.009636% | 3314 | 0.009305% | 0.009471% |  | 15.3676 | 20.7114 | 24.3817 |  | 8377 | 497.4304 | 496.0783 | 534.3051 |  | 8377 | 0.01083% | 0.01053% | 0.01106% | 0.0168% | 0.01039% | 0.01219% |  | 8377 | 0.01053% | 0.01106% | 8377 | 7188 | 0.009553% | 2201 | 0.009269% | 0.009411% |  | 8377 | 0.01039% | 0.01219% | 0.01129% |  | 8377 | 3314 | 0.009411% | 0.01189%
| Dec | 16 | 1 | 8378 | 510.3778 | 515.5795 | 560.8905 | 0.01089% | 0.0105% | 0.01115% | 0.009635% | 2246 | 0.009305% | 0.00947% |  | 15.3715 | 20.7082 | 24.3817 |  | 8378 | 495.0063 | 494.8713 | 536.5088 |  | 8378 | 0.01078% | 0.0105% | 0.01111% | 0.0168% | 0.01039% | 0.01219% |  | 8378 | 0.0105% | 0.01111% | 8378 | 2151 | 0.009552% | 2608 | 0.009268% | 0.00941% |  | 8378 | 0.01039% | 0.01219% | 0.01129% |  | 8378 | 2246 | 0.00941% | 0.01075%
| Dec | 16 | 2 | 8379 | 512.94 | 515.7098 | 565.8792 | 0.01095% | 0.0105% | 0.01125% | 0.009634% | 2585 | 0.009304% | 0.009469% |  | 15.3754 | 20.705 | 24.3817 |  | 8379 | 497.5646 | 495.0048 | 541.4975 |  | 8379 | 0.01083% | 0.01051% | 0.01121% | 0.01681% | 0.01039% | 0.01219% |  | 8379 | 0.01051% | 0.01121% | 8379 | 7227 | 0.009552% | 2018 | 0.009266% | 0.009409% |  | 8379 | 0.01039% | 0.01219% | 0.01129% |  | 8379 | 2585 | 0.009409% | 0.0111%
| Dec | 16 | 3 | 8380 | 513.3125 | 519.4616 | 574.7688 | 0.01096% | 0.01058% | 0.01143% | 0.009634% | 2221 | 0.009303% | 0.009468% |  | 15.3794 | 20.7018 | 24.3816 |  | 8380 | 497.9331 | 498.7597 | 550.3872 |  | 8380 | 0.01084% | 0.01059% | 0.0114% | 0.01681% | 0.01039% | 0.01219% |  | 8380 | 0.01059% | 0.0114% | 8380 | 2832 | 0.009551% | 5335 | 0.009265% | 0.009408% |  | 8380 | 0.01039% | 0.01219% | 0.01129% |  | 8380 | 2221 | 0.009408% | 0.01072%
| Dec | 16 | 4 | 8381 | 518.4498 | 528.7618 | 583.6209 | 0.01107% | 0.01077% | 0.01161% | 0.009633% | 2299 | 0.009303% | 0.009468% |  | 15.3833 | 20.6986 | 24.3816 |  | 8381 | 503.0665 | 508.0631 | 559.2393 |  | 8381 | 0.01095% | 0.01078% | 0.01158% | 0.01681% | 0.01039% | 0.01219% |  | 8381 | 0.01078% | 0.01158% | 8381 | 1872 | 0.009551% | 7695 | 0.009264% | 0.009407% |  | 8381 | 0.01039% | 0.01219% | 0.01129% |  | 8381 | 2299 | 0.009407% | 0.0108%
| Dec | 16 | 5 | 8382 | 529.1234 | 533.2396 | 605.8075 | 0.01129% | 0.01086% | 0.01205% | 0.009633% | 6360 | 0.009303% | 0.009468% |  | 15.3872 | 20.6954 | 24.3816 |  | 8382 | 513.7362 | 512.5442 | 581.4259 |  | 8382 | 0.01118% | 0.01088% | 0.01204% | 0.01682% | 0.01038% | 0.01219% |  | 8382 | 0.01088% | 0.01204% | 8382 | 2174 | 0.00955% | 2472 | 0.009264% | 0.009407% |  | 8382 | 0.01038% | 0.01219% | 0.01129% |  | 8382 | 6360 | 0.009407% | 0.01204%
| Dec | 16 | 6 | 8383 | 543.8295 | 543.9642 | 627.7971 | 0.01161% | 0.01108% | 0.01248% | 0.009633% | 1884 | 0.009302% | 0.009468% |  | 15.3911 | 20.6922 | 24.3816 |  | 8383 | 528.4384 | 523.272 | 603.4155 |  | 8383 | 0.0115% | 0.01111% | 0.0125% | 0.01682% | 0.01038% | 0.01219% |  | 8383 | 0.01111% | 0.0125% | 8383 | 2380 | 0.009549% | 2585 | 0.009263% | 0.009406% |  | 8383 | 0.01038% | 0.01219% | 0.01128% |  | 8383 | 1884 | 0.009406% | 0.01042%
| Dec | 16 | 7 | 8384 | 552.3 | 551.9797 | 637.662 | 0.01179% | 0.01124% | 0.01268% | 0.009632% | 2106 | 0.009302% | 0.009467% |  | 15.3951 | 20.689 | 24.3816 |  | 8384 | 536.9049 | 531.2907 | 613.2804 |  | 8384 | 0.01169% | 0.01128% | 0.0127% | 0.01683% | 0.01038% | 0.01219% |  | 8384 | 0.01128% | 0.0127% | 8384 | 834 | 0.009548% | 2581 | 0.00926% | 0.009404% |  | 8384 | 0.01038% | 0.01219% | 0.01128% |  | 8384 | 2106 | 0.009404% | 0.01062%
| Dec | 16 | 8 | 8385 | 555.074 | 554.1954 | 634.3612 | 0.01185% | 0.01129% | 0.01261% | 0.009632% | 2581 | 0.009301% | 0.009467% |  | 15.399 | 20.6858 | 24.3816 |  | 8385 | 539.675 | 533.5095 | 609.9796 |  | 8385 | 0.01175% | 0.01132% | 0.01263% | 0.01683% | 0.01038% | 0.01219% |  | 8385 | 0.01132% | 0.01263% | 8385 | 1683 | 0.009546% | 2205 | 0.009259% | 0.009403% |  | 8385 | 0.01038% | 0.01219% | 0.01128% |  | 8385 | 2581 | 0.009403% | 0.01109%
| Dec | 16 | 9 | 8386 | 556.7596 | 556.7834 | 627.1407 | 0.01188% | 0.01134% | 0.01247% | 0.009632% | 1939 | 0.0093% | 0.009466% |  | 15.403 | 20.6826 | 24.3816 |  | 8386 | 541.3566 | 536.1008 | 602.7592 |  | 8386 | 0.01178% | 0.01138% | 0.01248% | 0.01684% | 0.01038% | 0.01219% |  | 8386 | 0.01138% | 0.01248% | 8386 | 843 | 0.009545% | 2279 | 0.009259% | 0.009402% |  | 8386 | 0.01038% | 0.01219% | 0.01128% |  | 8386 | 1939 | 0.009402% | 0.01047%
| Dec | 16 | 10 | 8387 | 553.8098 | 554.3536 | 621.4675 | 0.01182% | 0.01129% | 0.01236% | 0.009631% | 2472 | 0.009298% | 0.009465% |  | 15.4069 | 20.6794 | 24.3816 |  | 8387 | 538.4029 | 533.6742 | 597.0859 |  | 8387 | 0.01172% | 0.01133% | 0.01236% | 0.01684% | 0.01038% | 0.01219% |  | 8387 | 0.01133% | 0.01236% | 8387 | 1871 | 0.009545% | 2247 | 0.009258% | 0.009402% |  | 8387 | 0.01038% | 0.01219% | 0.01128% |  | 8387 | 2472 | 0.009402% | 0.01098%
| Dec | 16 | 11 | 8388 | 548.9665 | 549.9502 | 617.0133 | 0.01172% | 0.0112% | 0.01227% | 0.00963% | 2687 | 0.009298% | 0.009464% |  | 15.4109 | 20.6762 | 24.3816 |  | 8388 | 533.5556 | 529.274 | 592.6318 |  | 8388 | 0.01161% | 0.01123% | 0.01227% | 0.01684% | 0.01037% | 0.01219% |  | 8388 | 0.01123% | 0.01227% | 8388 | 6712 | 0.009545% | 1993 | 0.009257% | 0.009401% |  | 8388 | 0.01037% | 0.01219% | 0.01128% |  | 8388 | 2687 | 0.009401% | 0.01121%
| Dec | 16 | 12 | 8389 | 543.4959 | 545.5282 | 614.4439 | 0.0116% | 0.01111% | 0.01222% | 0.009629% | 2113 | 0.009295% | 0.009462% |  | 15.4148 | 20.673 | 24.3816 |  | 8389 | 528.0811 | 524.8552 | 590.0624 |  | 8389 | 0.0115% | 0.01114% | 0.01222% | 0.01685% | 0.01037% | 0.01219% |  | 8389 | 0.01114% | 0.01222% | 8389 | 7343 | 0.009545% | 2110 | 0.009256% | 0.009401% |  | 8389 | 0.01037% | 0.01219% | 0.01128% |  | 8389 | 2113 | 0.009401% | 0.01062%
| Dec | 16 | 13 | 8390 | 539.0125 | 541.6555 | 610.5899 | 0.0115% | 0.01103% | 0.01214% | 0.009629% | 1840 | 0.009293% | 0.009461% |  | 15.4188 | 20.6698 | 24.3816 |  | 8390 | 523.5938 | 520.9857 | 586.2083 |  | 8390 | 0.0114% | 0.01106% | 0.01214% | 0.01685% | 0.01037% | 0.01219% |  | 8390 | 0.01106% | 0.01214% | 8390 | 2176 | 0.009544% | 2309 | 0.009254% | 0.009399% |  | 8390 | 0.01037% | 0.01219% | 0.01128% |  | 8390 | 1840 | 0.009399% | 0.01038%
| Dec | 16 | 14 | 8391 | 539.1533 | 538.8905 | 607.4298 | 0.01151% | 0.01097% | 0.01208% | 0.009628% | 1813 | 0.009291% | 0.009459% |  | 15.4227 | 20.6666 | 24.3816 |  | 8391 | 523.7305 | 518.224 | 583.0482 |  | 8391 | 0.0114% | 0.011% | 0.01207% | 0.01686% | 0.01037% | 0.01219% |  | 8391 | 0.011% | 0.01207% | 8391 | 856 | 0.009544% | 2105 | 0.00925% | 0.009397% |  | 8391 | 0.01037% | 0.01219% | 0.01128% |  | 8391 | 1813 | 0.009397% | 0.01036%
| Dec | 16 | 15 | 8392 | 543.4115 | 539.4025 | 612.6154 | 0.0116% | 0.01098% | 0.01218% | 0.009627% | 2171 | 0.009291% | 0.009459% |  | 15.4267 | 20.6633 | 24.3816 |  | 8392 | 527.9848 | 518.7392 | 588.2338 |  | 8392 | 0.01149% | 0.01101% | 0.01218% | 0.01686% | 0.01037% | 0.01219% |  | 8392 | 0.01101% | 0.01218% | 8392 | 913 | 0.009543% | 2687 | 0.009248% | 0.009396% |  | 8392 | 0.01037% | 0.01219% | 0.01128% |  | 8392 | 2171 | 0.009396% | 0.01068%
| Dec | 16 | 16 | 8393 | 553.5111 | 547.0177 | 622.1145 | 0.01181% | 0.01114% | 0.01237% | 0.009626% | 2587 | 0.009288% | 0.009457% |  | 15.4306 | 20.6601 | 24.3816 |  | 8393 | 538.0804 | 526.3576 | 597.733 |  | 8393 | 0.01171% | 0.01117% | 0.01238% | 0.01687% | 0.01037% | 0.01219% |  | 8393 | 0.01117% | 0.01238% | 8393 | 7197 | 0.009543% | 2222 | 0.009248% | 0.009396% |  | 8393 | 0.01037% | 0.01219% | 0.01128% |  | 8393 | 2587 | 0.009396% | 0.0111%
| Dec | 16 | 17 | 8394 | 556.8951 | 550.9836 | 622.1802 | 0.01189% | 0.01122% | 0.01237% | 0.009625% | 2670 | 0.009288% | 0.009456% |  | 15.4346 | 20.6569 | 24.3816 |  | 8394 | 541.4605 | 530.3267 | 597.7986 |  | 8394 | 0.01179% | 0.01126% | 0.01238% | 0.01687% | 0.01037% | 0.01219% |  | 8394 | 0.01126% | 0.01238% | 8394 | 2347 | 0.009541% | 2587 | 0.009246% | 0.009393% |  | 8394 | 0.01037% | 0.01219% | 0.01128% |  | 8394 | 2670 | 0.009393% | 0.01119%
| Dec | 16 | 18 | 8395 | 552.4624 | 548.2466 | 616.5163 | 0.01179% | 0.01116% | 0.01226% | 0.009624% | 1862 | 0.009287% | 0.009455% |  | 15.4386 | 20.6537 | 24.3816 |  | 8395 | 537.0238 | 527.5929 | 592.1348 |  | 8395 | 0.01169% | 0.0112% | 0.01226% | 0.01687% | 0.01036% | 0.01219% |  | 8395 | 0.0112% | 0.01226% | 8395 | 2111 | 0.009541% | 3316 | 0.009245% | 0.009393% |  | 8395 | 0.01036% | 0.01219% | 0.01127% |  | 8395 | 1862 | 0.009393% | 0.0104%
| Dec | 16 | 19 | 8396 | 550.7353 | 547.3901 | 614.4627 | 0.01175% | 0.01115% | 0.01222% | 0.009622% | 2201 | 0.009286% | 0.009454% |  | 15.4425 | 20.6505 | 24.3816 |  | 8396 | 535.2928 | 526.7397 | 590.0811 |  | 8396 | 0.01165% | 0.01118% | 0.01222% | 0.01688% | 0.01036% | 0.01219% |  | 8396 | 0.01118% | 0.01222% | 8396 | 7155 | 0.00954% | 1863 | 0.009245% | 0.009392% |  | 8396 | 0.01036% | 0.01219% | 0.01127% |  | 8396 | 2201 | 0.009392% | 0.01071%
| Dec | 16 | 20 | 8397 | 549.3478 | 544.4297 | 613.4593 | 0.01172% | 0.01109% | 0.0122% | 0.009622% | 2582 | 0.009286% | 0.009454% |  | 15.4465 | 20.6472 | 24.3816 |  | 8397 | 533.9013 | 523.7825 | 589.0778 |  | 8397 | 0.01162% | 0.01112% | 0.0122% | 0.01688% | 0.01036% | 0.01219% |  | 8397 | 0.01112% | 0.0122% | 8397 | 6710 | 0.00954% | 6385 | 0.009244% | 0.009392% |  | 8397 | 0.01036% | 0.01219% | 0.01127% |  | 8397 | 2582 | 0.009392% | 0.0111%
| Dec | 16 | 21 | 8398 | 543.5165 | 538.6578 | 602.6661 | 0.0116% | 0.01097% | 0.01198% | 0.009621% | 2103 | 0.009284% | 0.009453% |  | 15.4505 | 20.644 | 24.3816 |  | 8398 | 528.066 | 518.0138 | 578.2846 |  | 8398 | 0.01149% | 0.01099% | 0.01198% | 0.01689% | 0.01036% | 0.01219% |  | 8398 | 0.01099% | 0.01198% | 8398 | 2856 | 0.009539% | 2582 | 0.009244% | 0.009392% |  | 8398 | 0.01036% | 0.01219% | 0.01127% |  | 8398 | 2103 | 0.009392% | 0.01061%
| Dec | 16 | 22 | 8399 | 534.7682 | 529.3017 | 587.0061 | 0.01141% | 0.01078% | 0.01167% | 0.00962% | 2034 | 0.009284% | 0.009452% |  | 15.4545 | 20.6408 | 24.3816 |  | 8399 | 519.3137 | 508.661 | 562.6246 |  | 8399 | 0.0113% | 0.0108% | 0.01165% | 0.01689% | 0.01036% | 0.01219% |  | 8399 | 0.0108% | 0.01165% | 8399 | 1690 | 0.009538% | 2332 | 0.009243% | 0.00939% |  | 8399 | 0.01036% | 0.01219% | 0.01127% |  | 8399 | 2034 | 0.00939% | 0.01055%
| Dec | 16 | 23 | 8400 | 527.8414 | 523.5857 | 578.4822 | 0.01127% | 0.01066% | 0.0115% | 0.009617% | 2029 | 0.009282% | 0.00945% |  | 15.4584 | 20.6375 | 24.3816 |  | 8400 | 512.3829 | 502.9481 | 554.1007 |  | 8400 | 0.01115% | 0.01067% | 0.01147% | 0.0169% | 0.01036% | 0.01219% |  | 8400 | 0.01067% | 0.01147% | 8400 | 2858 | 0.009538% | 1922 | 0.009242% | 0.00939% |  | 8400 | 0.01036% | 0.01219% | 0.01127% |  | 8400 | 2029 | 0.00939% | 0.01055%
| Dec | 17 | 0 | 8401 | 522.9003 | 517.0597 | 575.594 | 0.01116% | 0.01053% | 0.01145% | 0.009617% | 2583 | 0.009282% | 0.009449% |  | 15.4624 | 20.6343 | 24.3816 |  | 8401 | 507.4378 | 496.4254 | 551.2125 |  | 8401 | 0.01105% | 0.01054% | 0.01141% | 0.0169% | 0.01035% | 0.01219% |  | 8401 | 0.01054% | 0.01141% | 8401 | 2835 | 0.009537% | 2280 | 0.009242% | 0.00939% |  | 8401 | 0.01035% | 0.01219% | 0.01127% |  | 8401 | 2583 | 0.00939% | 0.0111%
| Dec | 17 | 1 | 8402 | 521.7832 | 518.8658 | 572.3964 | 0.01114% | 0.01057% | 0.01138% | 0.009616% | 2279 | 0.009281% | 0.009448% |  | 15.4664 | 20.6311 | 24.3816 |  | 8402 | 506.3168 | 498.2347 | 548.0148 |  | 8402 | 0.01102% | 0.01057% | 0.01135% | 0.0169% | 0.01035% | 0.01219% |  | 8402 | 0.01057% | 0.01135% | 8402 | 916 | 0.009534% | 2670 | 0.00924% | 0.009387% |  | 8402 | 0.01035% | 0.01219% | 0.01127% |  | 8402 | 2279 | 0.009387% | 0.01078%
| Dec | 17 | 2 | 8403 | 521.5332 | 521.9007 | 573.7748 | 0.01113% | 0.01063% | 0.01141% | 0.009615% | 2247 | 0.009278% | 0.009446% |  | 15.4704 | 20.6278 | 24.3816 |  | 8403 | 506.0628 | 501.2728 | 549.3933 |  | 8403 | 0.01102% | 0.01064% | 0.01138% | 0.01691% | 0.01035% | 0.01219% |  | 8403 | 0.01064% | 0.01138% | 8403 | 2365 | 0.009534% | 2583 | 0.009239% | 0.009387% |  | 8403 | 0.01035% | 0.01219% | 0.01127% |  | 8403 | 2247 | 0.009387% | 0.01075%
| Dec | 17 | 3 | 8404 | 527.3185 | 527.8681 | 577.2257 | 0.01125% | 0.01075% | 0.01148% | 0.009614% | 2309 | 0.009278% | 0.009446% |  | 15.4744 | 20.6246 | 24.3816 |  | 8404 | 511.8441 | 507.2434 | 552.8441 |  | 8404 | 0.01114% | 0.01077% | 0.01145% | 0.01691% | 0.01035% | 0.01219% |  | 8404 | 0.01077% | 0.01145% | 8404 | 2517 | 0.009534% | 2505 | 0.009239% | 0.009386% |  | 8404 | 0.01035% | 0.01219% | 0.01127% |  | 8404 | 2309 | 0.009386% | 0.01081%
| Dec | 17 | 4 | 8405 | 532.8846 | 540.7059 | 588.2064 | 0.01137% | 0.01101% | 0.0117% | 0.009614% | 2205 | 0.009277% | 0.009445% |  | 15.4784 | 20.6214 | 24.3816 |  | 8405 | 517.4062 | 520.0845 | 563.8249 |  | 8405 | 0.01126% | 0.01104% | 0.01168% | 0.01692% | 0.01035% | 0.01219% |  | 8405 | 0.01104% | 0.01168% | 8405 | 1923 | 0.009534% | 2354 | 0.009237% | 0.009385% |  | 8405 | 0.01035% | 0.01219% | 0.01127% |  | 8405 | 2205 | 0.009385% | 0.01071%
| Dec | 17 | 5 | 8406 | 539.0788 | 563.7842 | 606.4733 | 0.01151% | 0.01148% | 0.01206% | 0.009614% | 2505 | 0.009276% | 0.009445% |  | 15.4824 | 20.6181 | 24.3816 |  | 8406 | 523.5964 | 543.166 | 582.0917 |  | 8406 | 0.0114% | 0.01153% | 0.01205% | 0.01692% | 0.01035% | 0.01219% |  | 8406 | 0.01153% | 0.01205% | 8406 | 2857 | 0.009533% | 3313 | 0.009235% | 0.009384% |  | 8406 | 0.01035% | 0.01219% | 0.01127% |  | 8406 | 2505 | 0.009384% | 0.01101%
| Dec | 17 | 6 | 8407 | 548.6939 | 588.0448 | 626.7281 | 0.01171% | 0.01197% | 0.01246% | 0.009614% | 2609 | 0.009275% | 0.009444% |  | 15.4864 | 20.6149 | 24.3816 |  | 8407 | 533.2075 | 567.4299 | 602.3466 |  | 8407 | 0.01161% | 0.01204% | 0.01247% | 0.01693% | 0.01034% | 0.01219% |  | 8407 | 0.01204% | 0.01247% | 8407 | 924 | 0.009533% | 2250 | 0.009235% | 0.009384% |  | 8407 | 0.01034% | 0.01219% | 0.01127% |  | 8407 | 2609 | 0.009384% | 0.01112%
| Dec | 17 | 7 | 8408 | 557.0749 | 596.684 | 631.473 | 0.01189% | 0.01215% | 0.01256% | 0.009608% | 2018 | 0.009273% | 0.009441% |  | 15.4904 | 20.6117 | 24.3816 |  | 8408 | 541.5846 | 576.0723 | 607.0915 |  | 8408 | 0.01179% | 0.01223% | 0.01257% | 0.01693% | 0.01034% | 0.01219% |  | 8408 | 0.01223% | 0.01257% | 8408 | 1850 | 0.009532% | 2104 | 0.009232% | 0.009382% |  | 8408 | 0.01034% | 0.01219% | 0.01126% |  | 8408 | 2018 | 0.009382% | 0.01054%
| Dec | 17 | 8 | 8409 | 560.2268 | 592.8112 | 619.1138 | 0.01196% | 0.01207% | 0.01231% | 0.009608% | 6362 | 0.009273% | 0.00944% |  | 15.4944 | 20.6084 | 24.3816 |  | 8409 | 544.7324 | 572.2028 | 594.7323 |  | 8409 | 0.01186% | 0.01214% | 0.01232% | 0.01694% | 0.01034% | 0.01219% |  | 8409 | 0.01214% | 0.01232% | 8409 | 1713 | 0.00953% | 2490 | 0.009231% | 0.00938% |  | 8409 | 0.01034% | 0.01219% | 0.01126% |  | 8409 | 6362 | 0.00938% | 0.01204%
| Dec | 17 | 9 | 8410 | 559.6446 | 586.1829 | 611.7902 | 0.01194% | 0.01194% | 0.01217% | 0.009606% | 6340 | 0.009271% | 0.009439% |  | 15.4984 | 20.6052 | 24.3816 |  | 8410 | 544.1462 | 565.5777 | 587.4086 |  | 8410 | 0.01184% | 0.012% | 0.01216% | 0.01694% | 0.01034% | 0.01219% |  | 8410 | 0.012% | 0.01216% | 8410 | 1984 | 0.009529% | 2609 | 0.009231% | 0.00938% |  | 8410 | 0.01034% | 0.01219% | 0.01126% |  | 8410 | 6340 | 0.00938% | 0.01204%
| Dec | 17 | 10 | 8411 | 556.593 | 574.3784 | 606.417 | 0.01188% | 0.0117% | 0.01206% | 0.009606% | 2332 | 0.009269% | 0.009437% |  | 15.5024 | 20.6019 | 24.3816 |  | 8411 | 541.0906 | 553.7765 | 582.0355 |  | 8411 | 0.01178% | 0.01175% | 0.01205% | 0.01694% | 0.01034% | 0.01219% |  | 8411 | 0.01175% | 0.01205% | 8411 | 2152 | 0.009529% | 6342 | 0.00923% | 0.00938% |  | 8411 | 0.01034% | 0.01219% | 0.01126% |  | 8411 | 2332 | 0.00938% | 0.01083%
| Dec | 17 | 11 | 8412 | 547.5925 | 566.6701 | 600.1999 | 0.01169% | 0.01154% | 0.01193% | 0.009605% | 2110 | 0.009268% | 0.009437% |  | 15.5064 | 20.5987 | 24.3816 |  | 8412 | 532.0861 | 546.0714 | 575.8184 |  | 8412 | 0.01158% | 0.01159% | 0.01192% | 0.01695% | 0.01034% | 0.01219% |  | 8412 | 0.01159% | 0.01192% | 8412 | 6693 | 0.009529% | 2281 | 0.009226% | 0.009378% |  | 8412 | 0.01034% | 0.01219% | 0.01126% |  | 8412 | 2110 | 0.009378% | 0.01062%
| Dec | 17 | 12 | 8413 | 541.6067 | 559.567 | 595.3144 | 0.01156% | 0.01139% | 0.01184% | 0.009605% | 6338 | 0.009268% | 0.009436% |  | 15.5104 | 20.5954 | 24.3816 |  | 8413 | 526.0963 | 538.9715 | 570.9328 |  | 8413 | 0.01145% | 0.01144% | 0.01182% | 0.01695% | 0.01033% | 0.01219% |  | 8413 | 0.01144% | 0.01182% | 8413 | 7323 | 0.009529% | 2223 | 0.009223% | 0.009376% |  | 8413 | 0.01033% | 0.01219% | 0.01126% |  | 8413 | 6338 | 0.009376% | 0.01204%
| Dec | 17 | 13 | 8414 | 532.5218 | 553.5344 | 592.745 | 0.01137% | 0.01127% | 0.01179% | 0.009605% | 2490 | 0.009267% | 0.009436% |  | 15.5144 | 20.5922 | 24.3816 |  | 8414 | 517.0074 | 532.9422 | 568.3634 |  | 8414 | 0.01125% | 0.01131% | 0.01177% | 0.01696% | 0.01033% | 0.01219% |  | 8414 | 0.01131% | 0.01177% | 8414 | 7212 | 0.009526% | 1909 | 0.009221% | 0.009373% |  | 8414 | 0.01033% | 0.01219% | 0.01126% |  | 8414 | 2490 | 0.009373% | 0.011%
| Dec | 17 | 14 | 8415 | 532.9266 | 555.3125 | 589.4442 | 0.01137% | 0.01131% | 0.01172% | 0.009603% | 2222 | 0.009267% | 0.009435% |  | 15.5184 | 20.5889 | 24.3816 |  | 8415 | 517.4081 | 534.7236 | 565.0627 |  | 8415 | 0.01126% | 0.01135% | 0.0117% | 0.01696% | 0.01033% | 0.01219% |  | 8415 | 0.01135% | 0.0117% | 8415 | 7394 | 0.009525% | 2497 | 0.00922% | 0.009372% |  | 8415 | 0.01033% | 0.01219% | 0.01126% |  | 8415 | 2222 | 0.009372% | 0.01073%
| Dec | 17 | 15 | 8416 | 532.1459 | 563.8959 | 598.7277 | 0.01136% | 0.01148% | 0.01191% | 0.009603% | 6408 | 0.009266% | 0.009434% |  | 15.5225 | 20.5857 | 24.3816 |  | 8416 | 516.6234 | 543.3102 | 574.3461 |  | 8416 | 0.01125% | 0.01153% | 0.01189% | 0.01697% | 0.01033% | 0.01219% |  | 8416 | 0.01153% | 0.01189% | 8416 | 815 | 0.009525% | 1885 | 0.009218% | 0.009371% |  | 8416 | 0.01033% | 0.01219% | 0.01126% |  | 8416 | 6408 | 0.009371% | 0.01203%
| Dec | 17 | 16 | 8417 | 542.459 | 573.5592 | 610.7962 | 0.01158% | 0.01168% | 0.01215% | 0.009601% | 2280 | 0.009264% | 0.009433% |  | 15.5265 | 20.5824 | 24.3816 |  | 8417 | 526.9325 | 552.9767 | 586.4146 |  | 8417 | 0.01147% | 0.01174% | 0.01214% | 0.01697% | 0.01033% | 0.01219% |  | 8417 | 0.01174% | 0.01214% | 8417 | 1886 | 0.009522% | 2015 | 0.009218% | 0.00937% |  | 8417 | 0.01033% | 0.01219% | 0.01126% |  | 8417 | 2280 | 0.00937% | 0.01078%
| Dec | 17 | 17 | 8418 | 544.5918 | 576.4358 | 611.9027 | 0.01162% | 0.01174% | 0.01217% | 0.009601% | 2354 | 0.009264% | 0.009432% |  | 15.5305 | 20.5792 | 24.3816 |  | 8418 | 529.0613 | 555.8566 | 587.5212 |  | 8418 | 0.01152% | 0.0118% | 0.01217% | 0.01698% | 0.01033% | 0.01219% |  | 8418 | 0.0118% | 0.01217% | 8418 | 1753 | 0.00952% | 2612 | 0.009217% | 0.009369% |  | 8418 | 0.01033% | 0.01219% | 0.01126% |  | 8418 | 2354 | 0.009369% | 0.01086%
| Dec | 17 | 18 | 8419 | 543.8588 | 572.321 | 609.2396 | 0.01161% | 0.01165% | 0.01211% | 0.0096% | 1993 | 0.009263% | 0.009432% |  | 15.5345 | 20.5759 | 24.3816 |  | 8419 | 528.3243 | 551.7451 | 584.858 |  | 8419 | 0.0115% | 0.01171% | 0.01211% | 0.01698% | 0.01032% | 0.01219% |  | 8419 | 0.01171% | 0.01211% | 8419 | 2004 | 0.009519% | 1933 | 0.009217% | 0.009368% |  | 8419 | 0.01032% | 0.01219% | 0.01126% |  | 8419 | 1993 | 0.009368% | 0.01051%
| Dec | 17 | 19 | 8420 | 545.0568 | 566.9773 | 604.6916 | 0.01163% | 0.01155% | 0.01202% | 0.0096% | 2612 | 0.009263% | 0.009431% |  | 15.5386 | 20.5726 | 24.3816 |  | 8420 | 529.5183 | 546.4047 | 580.3101 |  | 8420 | 0.01153% | 0.0116% | 0.01202% | 0.01698% | 0.01032% | 0.01219% |  | 8420 | 0.0116% | 0.01202% | 8420 | 1890 | 0.009517% | 2495 | 0.009216% | 0.009366% |  | 8420 | 0.01032% | 0.01219% | 0.01125% |  | 8420 | 2612 | 0.009366% | 0.01113%
| Dec | 17 | 20 | 8421 | 537.6532 | 561.2147 | 600.4625 | 0.01148% | 0.01143% | 0.01194% | 0.009599% | 2105 | 0.009262% | 0.009431% |  | 15.5426 | 20.5694 | 24.3816 |  | 8421 | 522.1106 | 540.6454 | 576.0809 |  | 8421 | 0.01137% | 0.01148% | 0.01193% | 0.01699% | 0.01032% | 0.01219% |  | 8421 | 0.01148% | 0.01193% | 8421 | 2833 | 0.009516% | 3315 | 0.009213% | 0.009364% |  | 8421 | 0.01032% | 0.01219% | 0.01125% |  | 8421 | 2105 | 0.009364% | 0.01062%
| Dec | 17 | 21 | 8422 | 530.1263 | 546.8502 | 588.394 | 0.01131% | 0.01114% | 0.0117% | 0.009599% | 6339 | 0.009258% | 0.009429% |  | 15.5466 | 20.5661 | 24.3816 |  | 8422 | 514.5797 | 526.284 | 564.0124 |  | 8422 | 0.0112% | 0.01117% | 0.01168% | 0.01699% | 0.01032% | 0.01219% |  | 8422 | 0.01117% | 0.01168% | 8422 | 6686 | 0.009516% | 2598 | 0.009211% | 0.009363% |  | 8422 | 0.01032% | 0.01219% | 0.01125% |  | 8422 | 6339 | 0.009363% | 0.01204%
| Dec | 17 | 22 | 8423 | 519.0892 | 534.1799 | 571.8337 | 0.01108% | 0.01088% | 0.01137% | 0.009599% | 2497 | 0.009257% | 0.009428% |  | 15.5507 | 20.5628 | 24.3816 |  | 8423 | 503.5385 | 513.6171 | 547.4522 |  | 8423 | 0.01096% | 0.0109% | 0.01134% | 0.017% | 0.01032% | 0.01219% |  | 8423 | 0.0109% | 0.01134% | 8423 | 1312 | 0.009514% | 3314 | 0.00921% | 0.009362% |  | 8423 | 0.01032% | 0.01219% | 0.01125% |  | 8423 | 2497 | 0.009362% | 0.011%
| Dec | 17 | 23 | 8424 | 510.4945 | 518.242 | 560.1684 | 0.0109% | 0.01055% | 0.01114% | 0.009596% | 2250 | 0.009256% | 0.009426% |  | 15.5547 | 20.5596 | 24.3816 |  | 8424 | 494.9398 | 497.6824 | 535.7869 |  | 8424 | 0.01077% | 0.01056% | 0.0111% | 0.017% | 0.01032% | 0.01219% |  | 8424 | 0.01056% | 0.0111% | 8424 | 2369 | 0.009512% | 1864 | 0.00921% | 0.009361% |  | 8424 | 0.01032% | 0.01219% | 0.01125% |  | 8424 | 2250 | 0.009361% | 0.01075%
| Dec | 18 | 0 | 8425 | 504.4771 | 515.4492 | 557.8054 | 0.01077% | 0.0105% | 0.01109% | 0.009591% | 2598 | 0.009255% | 0.009423% |  | 15.5587 | 20.5563 | 24.3816 |  | 8425 | 488.9183 | 494.8929 | 533.4238 |  | 8425 | 0.01064% | 0.0105% | 0.01105% | 0.01701% | 0.01031% | 0.01219% |  | 8425 | 0.0105% | 0.01105% | 8425 | 7393 | 0.009511% | 2496 | 0.009208% | 0.00936% |  | 8425 | 0.01031% | 0.01219% | 0.01125% |  | 8425 | 2598 | 0.00936% | 0.01111%
| Dec | 18 | 1 | 8426 | 505.324 | 513.1311 | 556.6051 | 0.01079% | 0.01045% | 0.01107% | 0.009591% | 2495 | 0.009253% | 0.009422% |  | 15.5628 | 20.553 | 24.3816 |  | 8426 | 489.7613 | 492.5781 | 532.2235 |  | 8426 | 0.01066% | 0.01045% | 0.01102% | 0.01701% | 0.01031% | 0.01219% |  | 8426 | 0.01045% | 0.01102% | 8426 | 2322 | 0.009511% | 2325 | 0.009208% | 0.009359% |  | 8426 | 0.01031% | 0.01219% | 0.01125% |  | 8426 | 2495 | 0.009359% | 0.011%
| Dec | 18 | 2 | 8427 | 508.3162 | 514.4717 | 559.0338 | 0.01085% | 0.01048% | 0.01112% | 0.009588% | 2610 | 0.009252% | 0.00942% |  | 15.5668 | 20.5498 | 24.3816 |  | 8427 | 492.7493 | 493.9219 | 534.6522 |  | 8427 | 0.01073% | 0.01048% | 0.01107% | 0.01701% | 0.01031% | 0.01219% |  | 8427 | 0.01048% | 0.01107% | 8427 | 3027 | 0.009511% | 2111 | 0.009207% | 0.009359% |  | 8427 | 0.01031% | 0.01219% | 0.01125% |  | 8427 | 2610 | 0.009359% | 0.01113%
| Dec | 18 | 3 | 8428 | 513.7066 | 514.5648 | 566.3949 | 0.01096% | 0.01048% | 0.01126% | 0.009588% | 2281 | 0.009249% | 0.009419% |  | 15.5709 | 20.5465 | 24.3816 |  | 8428 | 498.1357 | 494.0183 | 542.0134 |  | 8428 | 0.01084% | 0.01049% | 0.01122% | 0.01702% | 0.01031% | 0.01219% |  | 8428 | 0.01049% | 0.01122% | 8428 | 842 | 0.009511% | 2555 | 0.009207% | 0.009359% |  | 8428 | 0.01031% | 0.01219% | 0.01125% |  | 8428 | 2281 | 0.009359% | 0.01078%
| Dec | 18 | 4 | 8429 | 520.9725 | 522.6454 | 581.1547 | 0.01112% | 0.01064% | 0.01156% | 0.009587% | 6434 | 0.009249% | 0.009418% |  | 15.5749 | 20.5432 | 24.3816 |  | 8429 | 505.3976 | 502.1022 | 556.7732 |  | 8429 | 0.011% | 0.01066% | 0.01153% | 0.01702% | 0.01031% | 0.01219% |  | 8429 | 0.01066% | 0.01153% | 8429 | 1144 | 0.009508% | 2610 | 0.009206% | 0.009357% |  | 8429 | 0.01031% | 0.01219% | 0.01125% |  | 8429 | 6434 | 0.009357% | 0.01202%
| Dec | 18 | 5 | 8430 | 536.0417 | 539.3467 | 605.6575 | 0.01144% | 0.01098% | 0.01204% | 0.009583% | 2555 | 0.009248% | 0.009416% |  | 15.579 | 20.54 | 24.3816 |  | 8430 | 520.4627 | 518.8067 | 581.2759 |  | 8430 | 0.01133% | 0.01101% | 0.01204% | 0.01703% | 0.01031% | 0.01219% |  | 8430 | 0.01101% | 0.01204% | 8430 | 2484 | 0.009508% | 2236 | 0.009206% | 0.009357% |  | 8430 | 0.01031% | 0.01219% | 0.01125% |  | 8430 | 2555 | 0.009357% | 0.01107%
| Dec | 18 | 6 | 8431 | 561.2655 | 560.4607 | 630.554 | 0.01198% | 0.01141% | 0.01254% | 0.009581% | 2496 | 0.009246% | 0.009413% |  | 15.5831 | 20.5367 | 24.3816 |  | 8431 | 545.6824 | 539.924 | 606.1725 |  | 8431 | 0.01188% | 0.01146% | 0.01255% | 0.01703% | 0.0103% | 0.01219% |  | 8431 | 0.01146% | 0.01255% | 8431 | 7154 | 0.009507% | 2323 | 0.009203% | 0.009355% |  | 8431 | 0.0103% | 0.01219% | 0.01125% |  | 8431 | 2496 | 0.009355% | 0.011%
| Dec | 18 | 7 | 8432 | 567.8778 | 564.3893 | 641.6755 | 0.01212% | 0.01149% | 0.01276% | 0.009581% | 2104 | 0.009245% | 0.009413% |  | 15.5871 | 20.5334 | 24.3816 |  | 8432 | 552.2907 | 543.8559 | 617.2939 |  | 8432 | 0.01202% | 0.01154% | 0.01278% | 0.01704% | 0.0103% | 0.01219% |  | 8432 | 0.01154% | 0.01278% | 8432 | 2515 | 0.009504% | 1942 | 0.009202% | 0.009353% |  | 8432 | 0.0103% | 0.01219% | 0.01124% |  | 8432 | 2104 | 0.009353% | 0.01061%
| Dec | 18 | 8 | 8433 | 555.2448 | 552.529 | 630.0571 | 0.01185% | 0.01125% | 0.01253% | 0.009579% | 1922 | 0.009245% | 0.009412% |  | 15.5912 | 20.5301 | 24.3816 |  | 8433 | 539.6536 | 531.9988 | 605.6755 |  | 8433 | 0.01175% | 0.01129% | 0.01254% | 0.01704% | 0.0103% | 0.01219% |  | 8433 | 0.01129% | 0.01254% | 8433 | 3024 | 0.009504% | 2112 | 0.009202% | 0.009353% |  | 8433 | 0.0103% | 0.01219% | 0.01124% |  | 8433 | 1922 | 0.009353% | 0.01045%
| Dec | 18 | 9 | 8434 | 539.1979 | 545.4258 | 609.9335 | 0.01151% | 0.01111% | 0.01213% | 0.009579% | 1863 | 0.009245% | 0.009412% |  | 15.5952 | 20.5268 | 24.3816 |  | 8434 | 523.6027 | 524.899 | 585.5519 |  | 8434 | 0.0114% | 0.01114% | 0.01213% | 0.01705% | 0.0103% | 0.01219% |  | 8434 | 0.01114% | 0.01213% | 8434 | 2506 | 0.009504% | 2540 | 0.009201% | 0.009353% |  | 8434 | 0.0103% | 0.01219% | 0.01124% |  | 8434 | 1863 | 0.009353% | 0.0104%
| Dec | 18 | 10 | 8435 | 524.7153 | 533.6772 | 594.1516 | 0.0112% | 0.01087% | 0.01181% | 0.009578% | 2589 | 0.009244% | 0.009411% |  | 15.5993 | 20.5236 | 24.3816 |  | 8435 | 509.116 | 513.1536 | 569.77 |  | 8435 | 0.01108% | 0.01089% | 0.0118% | 0.01705% | 0.0103% | 0.01219% |  | 8435 | 0.01089% | 0.0118% | 8435 | 831 | 0.009503% | 6412 | 0.009201% | 0.009352% |  | 8435 | 0.0103% | 0.01219% | 0.01124% |  | 8435 | 2589 | 0.009352% | 0.0111%
| Dec | 18 | 11 | 8436 | 511.448 | 519.4057 | 582.5238 | 0.01092% | 0.01058% | 0.01158% | 0.009577% | 2223 | 0.009242% | 0.00941% |  | 15.6034 | 20.5203 | 24.3816 |  | 8436 | 495.8446 | 498.8854 | 558.1422 |  | 8436 | 0.01079% | 0.01059% | 0.01156% | 0.01705% | 0.0103% | 0.01219% |  | 8436 | 0.01059% | 0.01156% | 8436 | 1684 | 0.009503% | 1992 | 0.009201% | 0.009352% |  | 8436 | 0.0103% | 0.01219% | 0.01124% |  | 8436 | 2223 | 0.009352% | 0.01073%
| Dec | 18 | 12 | 8437 | 505.0514 | 517.5066 | 576.5036 | 0.01078% | 0.01054% | 0.01146% | 0.009577% | 2540 | 0.009242% | 0.00941% |  | 15.6075 | 20.517 | 24.3816 |  | 8437 | 489.4439 | 496.9896 | 552.1221 |  | 8437 | 0.01065% | 0.01055% | 0.01143% | 0.01706% | 0.01029% | 0.01219% |  | 8437 | 0.01055% | 0.01143% | 8437 | 2400 | 0.009502% | 2589 | 0.0092% | 0.009351% |  | 8437 | 0.01029% | 0.01219% | 0.01124% |  | 8437 | 2540 | 0.009351% | 0.01105%
| Dec | 18 | 13 | 8438 | 500.4739 | 520.4577 | 565.1384 | 0.01068% | 0.0106% | 0.01124% | 0.009577% | 6411 | 0.009235% | 0.009406% |  | 15.6115 | 20.5137 | 24.3816 |  | 8438 | 484.8623 | 499.944 | 540.7568 |  | 8438 | 0.01055% | 0.01061% | 0.0112% | 0.01706% | 0.01029% | 0.01219% |  | 8438 | 0.01061% | 0.0112% | 8438 | 2318 | 0.009499% | 2248 | 0.0092% | 0.009349% |  | 8438 | 0.01029% | 0.01219% | 0.01124% |  | 8438 | 6411 | 0.009349% | 0.01203%
| Dec | 18 | 14 | 8439 | 504.8241 | 513.6431 | 557.1584 | 0.01077% | 0.01046% | 0.01108% | 0.009577% | 2325 | 0.009234% | 0.009405% |  | 15.6156 | 20.5104 | 24.3816 |  | 8439 | 489.2085 | 493.1327 | 532.7768 |  | 8439 | 0.01065% | 0.01047% | 0.01103% | 0.01707% | 0.01029% | 0.01219% |  | 8439 | 0.01047% | 0.01103% | 8439 | 2332 | 0.009498% | 6337 | 0.009199% | 0.009349% |  | 8439 | 0.01029% | 0.01219% | 0.01124% |  | 8439 | 2325 | 0.009349% | 0.01083%
| Dec | 18 | 15 | 8440 | 514.5293 | 520.1319 | 578.4916 | 0.01098% | 0.01059% | 0.0115% | 0.009576% | 6363 | 0.009233% | 0.009404% |  | 15.6197 | 20.5071 | 24.3816 |  | 8440 | 498.9096 | 499.6247 | 554.11 |  | 8440 | 0.01086% | 0.0106% | 0.01147% | 0.01707% | 0.01029% | 0.01219% |  | 8440 | 0.0106% | 0.01147% | 8440 | 2834 | 0.009498% | 1897 | 0.009198% | 0.009348% |  | 8440 | 0.01029% | 0.01219% | 0.01124% |  | 8440 | 6363 | 0.009348% | 0.01204%
| Dec | 18 | 16 | 8441 | 532.2586 | 542.0464 | 605.0573 | 0.01136% | 0.01104% | 0.01203% | 0.009575% | 6432 | 0.009233% | 0.009404% |  | 15.6238 | 20.5038 | 24.3816 |  | 8441 | 516.6348 | 521.5426 | 580.6758 |  | 8441 | 0.01125% | 0.01107% | 0.01202% | 0.01708% | 0.01029% | 0.01219% |  | 8441 | 0.01107% | 0.01202% | 8441 | 7295 | 0.009498% | 1991 | 0.009198% | 0.009348% |  | 8441 | 0.01029% | 0.01219% | 0.01124% |  | 8441 | 6432 | 0.009348% | 0.01202%
| Dec | 18 | 17 | 8442 | 533.8586 | 552.138 | 613.2343 | 0.01139% | 0.01124% | 0.01219% | 0.009573% | 2323 | 0.00923% | 0.009402% |  | 15.6279 | 20.5005 | 24.3816 |  | 8442 | 518.2308 | 531.6374 | 588.8527 |  | 8442 | 0.01128% | 0.01128% | 0.01219% | 0.01708% | 0.01029% | 0.01219% |  | 8442 | 0.01128% | 0.01219% | 8442 | 1746 | 0.009498% | 6361 | 0.009197% | 0.009347% |  | 8442 | 0.01029% | 0.01219% | 0.01124% |  | 8442 | 2323 | 0.009347% | 0.01082%
| Dec | 18 | 18 | 8443 | 531.625 | 552.7989 | 612.5497 | 0.01135% | 0.01126% | 0.01218% | 0.009573% | 2236 | 0.009227% | 0.0094% |  | 15.632 | 20.4972 | 24.3816 |  | 8443 | 515.9931 | 532.3017 | 588.1682 |  | 8443 | 0.01123% | 0.0113% | 0.01218% | 0.01709% | 0.01028% | 0.01219% |  | 8443 | 0.0113% | 0.01218% | 8443 | 6711 | 0.009498% | 2032 | 0.009196% | 0.009347% |  | 8443 | 0.01028% | 0.01219% | 0.01124% |  | 8443 | 2236 | 0.009347% | 0.01074%
| Dec | 18 | 19 | 8444 | 529.1998 | 550.7415 | 609.7834 | 0.01129% | 0.01122% | 0.01213% | 0.009573% | 2015 | 0.009227% | 0.0094% |  | 15.636 | 20.4939 | 24.3816 |  | 8444 | 513.5638 | 530.2476 | 585.4019 |  | 8444 | 0.01118% | 0.01125% | 0.01212% | 0.01709% | 0.01028% | 0.01219% |  | 8444 | 0.01125% | 0.01212% | 8444 | 7392 | 0.009497% | 6435 | 0.009196% | 0.009347% |  | 8444 | 0.01028% | 0.01219% | 0.01123% |  | 8444 | 2015 | 0.009347% | 0.01053%
| Dec | 18 | 20 | 8445 | 527.2318 | 547.4925 | 607.6736 | 0.01125% | 0.01115% | 0.01208% | 0.009573% | 1909 | 0.009224% | 0.009399% |  | 15.6401 | 20.4906 | 24.3816 |  | 8445 | 511.5917 | 527.0019 | 583.292 |  | 8445 | 0.01114% | 0.01119% | 0.01208% | 0.01709% | 0.01028% | 0.01219% |  | 8445 | 0.01119% | 0.01208% | 8445 | 840 | 0.009496% | 6341 | 0.009194% | 0.009345% |  | 8445 | 0.01028% | 0.01219% | 0.01123% |  | 8445 | 1909 | 0.009345% | 0.01044%
| Dec | 18 | 21 | 8446 | 520.2901 | 539.1884 | 594.4329 | 0.0111% | 0.01098% | 0.01182% | 0.009572% | 2549 | 0.009224% | 0.009398% |  | 15.6442 | 20.4873 | 24.3816 |  | 8446 | 504.6459 | 518.7011 | 570.0513 |  | 8446 | 0.01099% | 0.01101% | 0.0118% | 0.0171% | 0.01028% | 0.01219% |  | 8446 | 0.01101% | 0.0118% | 8446 | 7864 | 0.009495% | 2173 | 0.009193% | 0.009344% |  | 8446 | 0.01028% | 0.01219% | 0.01123% |  | 8446 | 2549 | 0.009344% | 0.01106%
| Dec | 18 | 22 | 8447 | 505.5095 | 529.2459 | 580.789 | 0.01079% | 0.01078% | 0.01155% | 0.009571% | 2248 | 0.009222% | 0.009397% |  | 15.6483 | 20.484 | 24.3816 |  | 8447 | 489.8611 | 508.7618 | 556.4075 |  | 8447 | 0.01066% | 0.0108% | 0.01152% | 0.0171% | 0.01028% | 0.01219% |  | 8447 | 0.0108% | 0.01152% | 8447 | 7152 | 0.009494% | 2139 | 0.009191% | 0.009342% |  | 8447 | 0.01028% | 0.01219% | 0.01123% |  | 8447 | 2248 | 0.009342% | 0.01075%
| Dec | 18 | 23 | 8448 | 496.2075 | 522.0682 | 571.5712 | 0.01059% | 0.01063% | 0.01137% | 0.009571% | 2111 | 0.009221% | 0.009396% |  | 15.6524 | 20.4807 | 24.3816 |  | 8448 | 480.5551 | 501.5875 | 547.1896 |  | 8448 | 0.01046% | 0.01065% | 0.01133% | 0.01711% | 0.01028% | 0.01219% |  | 8448 | 0.01065% | 0.01133% | 8448 | 7297 | 0.009494% | 1865 | 0.00919% | 0.009342% |  | 8448 | 0.01028% | 0.01219% | 0.01123% |  | 8448 | 2111 | 0.009342% | 0.01062%
| Dec | 19 | 0 | 8449 | 492.5065 | 519.415 | 566.1324 | 0.01051% | 0.01058% | 0.01126% | 0.009571% | 1933 | 0.009221% | 0.009396% |  | 15.6565 | 20.4774 | 24.3816 |  | 8449 | 476.8499 | 498.9376 | 541.7508 |  | 8449 | 0.01038% | 0.01059% | 0.01122% | 0.01711% | 0.01028% | 0.01219% |  | 8449 | 0.01059% | 0.01122% | 8449 | 7296 | 0.009494% | 2172 | 0.009189% | 0.009341% |  | 8449 | 0.01028% | 0.01219% | 0.01123% |  | 8449 | 1933 | 0.009341% | 0.01046%
| Dec | 19 | 1 | 8450 | 491.5248 | 518.3351 | 565.0071 | 0.01049% | 0.01056% | 0.01123% | 0.00957% | 2611 | 0.009221% | 0.009395% |  | 15.6606 | 20.4741 | 24.3816 |  | 8450 | 475.8642 | 497.861 | 540.6256 |  | 8450 | 0.01036% | 0.01057% | 0.0112% | 0.01712% | 0.01027% | 0.01219% |  | 8450 | 0.01057% | 0.0112% | 8450 | 7378 | 0.009493% | 2224 | 0.009188% | 0.00934% |  | 8450 | 0.01027% | 0.01219% | 0.01123% |  | 8450 | 2611 | 0.00934% | 0.01113%
| Dec | 19 | 2 | 8451 | 491.9577 | 522.8782 | 565.6448 | 0.0105% | 0.01065% | 0.01125% | 0.00957% | 1885 | 0.00922% | 0.009395% |  | 15.6648 | 20.4708 | 24.3816 |  | 8451 | 476.2929 | 502.4073 | 541.2632 |  | 8451 | 0.01037% | 0.01066% | 0.01121% | 0.01712% | 0.01027% | 0.01219% |  | 8451 | 0.01066% | 0.01121% | 8451 | 6556 | 0.009492% | 2124 | 0.009186% | 0.009339% |  | 8451 | 0.01027% | 0.01219% | 0.01123% |  | 8451 | 1885 | 0.009339% | 0.01042%
| Dec | 19 | 3 | 8452 | 495.684 | 525.8386 | 567.0889 | 0.01058% | 0.01071% | 0.01128% | 0.009569% | 2563 | 0.009218% | 0.009393% |  | 15.6689 | 20.4675 | 24.3816 |  | 8452 | 480.0151 | 505.3711 | 542.7073 |  | 8452 | 0.01045% | 0.01073% | 0.01124% | 0.01713% | 0.01027% | 0.01219% |  | 8452 | 0.01073% | 0.01124% | 8452 | 2502 | 0.009491% | 2355 | 0.009186% | 0.009339% |  | 8452 | 0.01027% | 0.01219% | 0.01123% |  | 8452 | 2563 | 0.009339% | 0.01107%
| Dec | 19 | 4 | 8453 | 504.8586 | 535.5019 | 575.5659 | 0.01078% | 0.0109% | 0.01144% | 0.009567% | 2624 | 0.009217% | 0.009392% |  | 15.673 | 20.4642 | 24.3816 |  | 8453 | 489.1856 | 515.0377 | 551.1843 |  | 8453 | 0.01065% | 0.01093% | 0.01141% | 0.01713% | 0.01027% | 0.01219% |  | 8453 | 0.01093% | 0.01141% | 8453 | 7319 | 0.00949% | 2030 | 0.009185% | 0.009338% |  | 8453 | 0.01027% | 0.01219% | 0.01123% |  | 8453 | 2624 | 0.009338% | 0.01114%
| Dec | 19 | 5 | 8454 | 521.6644 | 558.6267 | 592.0511 | 0.01113% | 0.01138% | 0.01177% | 0.009566% | 2112 | 0.009216% | 0.009391% |  | 15.6771 | 20.4609 | 24.3816 |  | 8454 | 505.9873 | 538.1658 | 567.6695 |  | 8454 | 0.01101% | 0.01142% | 0.01176% | 0.01714% | 0.01027% | 0.01219% |  | 8454 | 0.01142% | 0.01176% | 8454 | 1709 | 0.009489% | 2549 | 0.009182% | 0.009335% |  | 8454 | 0.01027% | 0.01219% | 0.01123% |  | 8454 | 2112 | 0.009335% | 0.01062%
| Dec | 19 | 6 | 8455 | 546.7036 | 584.414 | 612.2497 | 0.01167% | 0.0119% | 0.01217% | 0.009564% | 2625 | 0.009216% | 0.00939% |  | 15.6812 | 20.4576 | 24.3816 |  | 8455 | 531.0223 | 563.9565 | 587.8681 |  | 8455 | 0.01156% | 0.01197% | 0.01217% | 0.01714% | 0.01027% | 0.01219% |  | 8455 | 0.01197% | 0.01217% | 8455 | 841 | 0.009488% | 1894 | 0.009181% | 0.009334% |  | 8455 | 0.01027% | 0.01219% | 0.01123% |  | 8455 | 2625 | 0.009334% | 0.01114%
| Dec | 19 | 7 | 8456 | 554.2707 | 592.0851 | 615.4942 | 0.01183% | 0.01206% | 0.01224% | 0.009562% | 2355 | 0.009216% | 0.009389% |  | 15.6853 | 20.4543 | 24.3816 |  | 8456 | 538.5854 | 571.6308 | 591.1126 |  | 8456 | 0.01172% | 0.01213% | 0.01224% | 0.01714% | 0.01026% | 0.01219% |  | 8456 | 0.01213% | 0.01224% | 8456 | 6689 | 0.009487% | 2017 | 0.009181% | 0.009334% |  | 8456 | 0.01026% | 0.01219% | 0.01122% |  | 8456 | 2355 | 0.009334% | 0.01086%
| Dec | 19 | 8 | 8457 | 546.9582 | 577.525 | 610.2429 | 0.01167% | 0.01176% | 0.01213% | 0.009562% | 2565 | 0.009216% | 0.009389% |  | 15.6895 | 20.451 | 24.3816 |  | 8457 | 531.2687 | 557.0741 | 585.8614 |  | 8457 | 0.01156% | 0.01182% | 0.01213% | 0.01715% | 0.01026% | 0.01219% |  | 8457 | 0.01182% | 0.01213% | 8457 | 7286 | 0.009487% | 1918 | 0.00918% | 0.009333% |  | 8457 | 0.01026% | 0.01219% | 0.01122% |  | 8457 | 2565 | 0.009333% | 0.01108%
| Dec | 19 | 9 | 8458 | 542.688 | 566.2046 | 603.9508 | 0.01158% | 0.01153% | 0.01201% | 0.009562% | 1864 | 0.009211% | 0.009386% |  | 15.6936 | 20.4476 | 24.3816 |  | 8458 | 526.9945 | 545.757 | 579.5692 |  | 8458 | 0.01147% | 0.01158% | 0.012% | 0.01715% | 0.01026% | 0.01219% |  | 8458 | 0.01158% | 0.012% | 8458 | 1920 | 0.009485% | 6365 | 0.009179% | 0.009332% |  | 8458 | 0.01026% | 0.01219% | 0.01122% |  | 8458 | 1864 | 0.009332% | 0.0104%
| Dec | 19 | 10 | 8459 | 536.862 | 563.1418 | 595.0049 | 0.01146% | 0.01147% | 0.01183% | 0.009561% | 2173 | 0.009211% | 0.009386% |  | 15.6977 | 20.4443 | 24.3816 |  | 8459 | 521.1642 | 542.6975 | 570.6234 |  | 8459 | 0.01134% | 0.01152% | 0.01182% | 0.01716% | 0.01026% | 0.01219% |  | 8459 | 0.01152% | 0.01182% | 8459 | 1624 | 0.009484% | 1937 | 0.009175% | 0.00933% |  | 8459 | 0.01026% | 0.01219% | 0.01122% |  | 8459 | 2173 | 0.00933% | 0.01068%
| Dec | 19 | 11 | 8460 | 525.8737 | 555.3032 | 592.4543 | 0.01122% | 0.01131% | 0.01178% | 0.009559% | 1992 | 0.009209% | 0.009384% |  | 15.7019 | 20.441 | 24.3816 |  | 8460 | 510.1719 | 534.8622 | 568.0727 |  | 8460 | 0.01111% | 0.01135% | 0.01176% | 0.01716% | 0.01026% | 0.01219% |  | 8460 | 0.01135% | 0.01176% | 8460 | 1478 | 0.009484% | 1936 | 0.009175% | 0.009329% |  | 8460 | 0.01026% | 0.01219% | 0.01122% |  | 8460 | 1992 | 0.009329% | 0.01051%
| Dec | 19 | 12 | 8461 | 524.8301 | 549.6523 | 592.9794 | 0.0112% | 0.01119% | 0.01179% | 0.009559% | 2224 | 0.009209% | 0.009384% |  | 15.706 | 20.4377 | 24.3816 |  | 8461 | 509.1241 | 529.2147 | 568.5979 |  | 8461 | 0.01108% | 0.01123% | 0.01177% | 0.01717% | 0.01026% | 0.01219% |  | 8461 | 0.01123% | 0.01177% | 8461 | 7153 | 0.009484% | 2563 | 0.009175% | 0.009329% |  | 8461 | 0.01026% | 0.01219% | 0.01122% |  | 8461 | 2224 | 0.009329% | 0.01073%
| Dec | 19 | 13 | 8462 | 521.069 | 542.093 | 594.6204 | 0.01112% | 0.01104% | 0.01182% | 0.009558% | 1942 | 0.009208% | 0.009383% |  | 15.7101 | 20.4343 | 24.3816 |  | 8462 | 505.3588 | 521.6587 | 570.2389 |  | 8462 | 0.011% | 0.01107% | 0.01181% | 0.01717% | 0.01025% | 0.01219% |  | 8462 | 0.01107% | 0.01181% | 8462 | 2175 | 0.009483% | 2611 | 0.009174% | 0.009328% |  | 8462 | 0.01025% | 0.01219% | 0.01122% |  | 8462 | 1942 | 0.009328% | 0.01047%
| Dec | 19 | 14 | 8463 | 521.3382 | 540.7897 | 597.0492 | 0.01113% | 0.01101% | 0.01187% | 0.009556% | 2139 | 0.009207% | 0.009381% |  | 15.7143 | 20.431 | 24.3816 |  | 8463 | 505.6239 | 520.3586 | 572.6676 |  | 8463 | 0.01101% | 0.01104% | 0.01186% | 0.01718% | 0.01025% | 0.01219% |  | 8463 | 0.01104% | 0.01186% | 8463 | 1844 | 0.00948% | 6360 | 0.009174% | 0.009327% |  | 8463 | 0.01025% | 0.01219% | 0.01122% |  | 8463 | 2139 | 0.009327% | 0.01065%
| Dec | 19 | 15 | 8464 | 520.4184 | 550.0154 | 600.3499 | 0.01111% | 0.0112% | 0.01194% | 0.009555% | 2032 | 0.009207% | 0.009381% |  | 15.7184 | 20.4277 | 24.3816 |  | 8464 | 504.7 | 529.5877 | 575.9684 |  | 8464 | 0.01099% | 0.01124% | 0.01193% | 0.01718% | 0.01025% | 0.01219% |  | 8464 | 0.01124% | 0.01193% | 8464 | 915 | 0.009479% | 2033 | 0.009172% | 0.009325% |  | 8464 | 0.01025% | 0.01219% | 0.01122% |  | 8464 | 2032 | 0.009325% | 0.01055%
| Dec | 19 | 16 | 8465 | 531.5962 | 556.2807 | 607.9643 | 0.01135% | 0.01133% | 0.01209% | 0.009555% | 2172 | 0.009207% | 0.009381% |  | 15.7226 | 20.4244 | 24.3816 |  | 8465 | 515.8736 | 535.8563 | 583.5827 |  | 8465 | 0.01123% | 0.01137% | 0.01209% | 0.01718% | 0.01025% | 0.01219% |  | 8465 | 0.01137% | 0.01209% | 8465 | 1751 | 0.009477% | 2565 | 0.009172% | 0.009324% |  | 8465 | 0.01025% | 0.01219% | 0.01122% |  | 8465 | 2172 | 0.009324% | 0.01068%
| Dec | 19 | 17 | 8466 | 535.4815 | 560.6562 | 605.9294 | 0.01143% | 0.01142% | 0.01205% | 0.009555% | 1991 | 0.009206% | 0.009381% |  | 15.7267 | 20.421 | 24.3816 |  | 8466 | 519.7548 | 540.2351 | 581.5478 |  | 8466 | 0.01131% | 0.01147% | 0.01204% | 0.01719% | 0.01025% | 0.01219% |  | 8466 | 0.01147% | 0.01204% | 8466 | 7276 | 0.009477% | 1890 | 0.009171% | 0.009324% |  | 8466 | 0.01025% | 0.01219% | 0.01122% |  | 8466 | 1991 | 0.009324% | 0.01051%
| Dec | 19 | 18 | 8467 | 531.3808 | 559.148 | 600.6781 | 0.01134% | 0.01139% | 0.01194% | 0.009554% | 1897 | 0.009202% | 0.009378% |  | 15.7309 | 20.4177 | 24.3816 |  | 8467 | 515.6499 | 538.7303 | 576.2966 |  | 8467 | 0.01122% | 0.01143% | 0.01193% | 0.01719% | 0.01025% | 0.01219% |  | 8467 | 0.01143% | 0.01193% | 8467 | 821 | 0.009475% | 2624 | 0.009169% | 0.009322% |  | 8467 | 0.01025% | 0.01219% | 0.01122% |  | 8467 | 1897 | 0.009322% | 0.01043%
| Dec | 19 | 19 | 8468 | 530.8673 | 552.8455 | 594.3579 | 0.01133% | 0.01126% | 0.01182% | 0.009553% | 2124 | 0.009202% | 0.009378% |  | 15.735 | 20.4144 | 24.3816 |  | 8468 | 515.1322 | 532.4311 | 569.9763 |  | 8468 | 0.01121% | 0.0113% | 0.0118% | 0.0172% | 0.01024% | 0.01219% |  | 8468 | 0.0113% | 0.0118% | 8468 | 2368 | 0.009475% | 2317 | 0.009168% | 0.009322% |  | 8468 | 0.01024% | 0.01219% | 0.01121% |  | 8468 | 2124 | 0.009322% | 0.01063%
| Dec | 19 | 20 | 8469 | 532.2165 | 551.8214 | 586.4247 | 0.01136% | 0.01124% | 0.01166% | 0.009552% | 2562 | 0.009199% | 0.009375% |  | 15.7392 | 20.411 | 24.3816 |  | 8469 | 516.4773 | 531.4104 | 562.0432 |  | 8469 | 0.01124% | 0.01128% | 0.01164% | 0.0172% | 0.01024% | 0.01219% |  | 8469 | 0.01128% | 0.01164% | 8469 | 7298 | 0.009473% | 2625 | 0.009168% | 0.00932% |  | 8469 | 0.01024% | 0.01219% | 0.01121% |  | 8469 | 2562 | 0.00932% | 0.01107%
| Dec | 19 | 21 | 8470 | 525.8718 | 539.0767 | 574.6375 | 0.01122% | 0.01098% | 0.01143% | 0.009551% | 2030 | 0.009196% | 0.009373% |  | 15.7433 | 20.4077 | 24.3816 |  | 8470 | 510.1284 | 518.669 | 550.256 |  | 8470 | 0.0111% | 0.01101% | 0.01139% | 0.01721% | 0.01024% | 0.01219% |  | 8470 | 0.01101% | 0.01139% | 8470 | 1623 | 0.009472% | 2229 | 0.009167% | 0.009319% |  | 8470 | 0.01024% | 0.01219% | 0.01121% |  | 8470 | 2030 | 0.009319% | 0.01055%
| Dec | 19 | 22 | 8471 | 510.4873 | 526.5368 | 561.4625 | 0.0109% | 0.01072% | 0.01116% | 0.00955% | 2317 | 0.009196% | 0.009373% |  | 15.7475 | 20.4044 | 24.3816 |  | 8471 | 494.7398 | 506.1324 | 537.081 |  | 8471 | 0.01077% | 0.01074% | 0.01112% | 0.01721% | 0.01024% | 0.01219% |  | 8471 | 0.01074% | 0.01112% | 8471 | 7349 | 0.009471% | 2302 | 0.009165% | 0.009318% |  | 8471 | 0.01024% | 0.01219% | 0.01121% |  | 8471 | 2317 | 0.009318% | 0.01082%
| Dec | 19 | 23 | 8472 | 501.583 | 518.0745 | 552.6198 | 0.01071% | 0.01055% | 0.01099% | 0.009548% | 6433 | 0.009194% | 0.009371% |  | 15.7516 | 20.401 | 24.3816 |  | 8472 | 485.8313 | 497.6734 | 528.2382 |  | 8472 | 0.01058% | 0.01056% | 0.01094% | 0.01722% | 0.01024% | 0.01219% |  | 8472 | 0.01056% | 0.01094% | 8472 | 1828 | 0.00947% | 2164 | 0.009164% | 0.009317% |  | 8472 | 0.01024% | 0.01219% | 0.01121% |  | 8472 | 6433 | 0.009317% | 0.01202%
| Dec | 20 | 0 | 8473 | 499.6921 | 514.7603 | 548.0062 | 0.01066% | 0.01048% | 0.0109% | 0.009548% | 2302 | 0.009192% | 0.00937% |  | 15.7558 | 20.3977 | 24.3816 |  | 8473 | 483.9363 | 494.3626 | 523.6246 |  | 8473 | 0.01053% | 0.01049% | 0.01084% | 0.01722% | 0.01023% | 0.01219% |  | 8473 | 0.01049% | 0.01084% | 8473 | 7189 | 0.00947% | 2298 | 0.009164% | 0.009317% |  | 8473 | 0.01023% | 0.01219% | 0.01121% |  | 8473 | 2302 | 0.009317% | 0.0108%
| Dec | 20 | 1 | 8474 | 501.8539 | 513.2987 | 548.5594 | 0.01071% | 0.01045% | 0.01091% | 0.009548% | 1865 | 0.009192% | 0.00937% |  | 15.76 | 20.3943 | 24.3816 |  | 8474 | 486.0939 | 492.9043 | 524.1779 |  | 8474 | 0.01058% | 0.01046% | 0.01085% | 0.01723% | 0.01023% | 0.01219% |  | 8474 | 0.01046% | 0.01085% | 8474 | 6687 | 0.009469% | 1914 | 0.009158% | 0.009313% |  | 8474 | 0.01023% | 0.01219% | 0.01121% |  | 8474 | 1865 | 0.009313% | 0.0104%
| Dec | 20 | 2 | 8475 | 505.0481 | 512.4422 | 547.6592 | 0.01078% | 0.01044% | 0.01089% | 0.009545% | 6410 | 0.009191% | 0.009368% |  | 15.7641 | 20.391 | 24.3816 |  | 8475 | 489.284 | 492.0512 | 523.2777 |  | 8475 | 0.01065% | 0.01044% | 0.01084% | 0.01723% | 0.01023% | 0.01219% |  | 8475 | 0.01044% | 0.01084% | 8475 | 2327 | 0.009468% | 1818 | 0.009158% | 0.009313% |  | 8475 | 0.01023% | 0.01219% | 0.01121% |  | 8475 | 6410 | 0.009313% | 0.01203%
| Dec | 20 | 3 | 8476 | 509.8101 | 515.6633 | 550.9975 | 0.01088% | 0.0105% | 0.01096% | 0.009545% | 2017 | 0.009191% | 0.009368% |  | 15.7683 | 20.3877 | 24.3816 |  | 8476 | 494.0418 | 495.2756 | 526.616 |  | 8476 | 0.01075% | 0.01051% | 0.01091% | 0.01723% | 0.01023% | 0.01219% |  | 8476 | 0.01051% | 0.01091% | 8476 | 2354 | 0.009468% | 1910 | 0.009158% | 0.009313% |  | 8476 | 0.01023% | 0.01219% | 0.01121% |  | 8476 | 2017 | 0.009313% | 0.01054%
| Dec | 20 | 4 | 8477 | 525.7053 | 524.619 | 563.7881 | 0.01122% | 0.01068% | 0.01121% | 0.009544% | 2298 | 0.009191% | 0.009367% |  | 15.7725 | 20.3843 | 24.3816 |  | 8477 | 509.9328 | 504.2347 | 539.4065 |  | 8477 | 0.0111% | 0.0107% | 0.01117% | 0.01724% | 0.01023% | 0.01219% |  | 8477 | 0.0107% | 0.01117% | 8477 | 1725 | 0.009467% | 2179 | 0.009158% | 0.009312% |  | 8477 | 0.01023% | 0.01219% | 0.01121% |  | 8477 | 2298 | 0.009312% | 0.0108%
| Dec | 20 | 5 | 8478 | 544.8096 | 547.176 | 579.6637 | 0.01163% | 0.01114% | 0.01153% | 0.009542% | 2229 | 0.009189% | 0.009366% |  | 15.7767 | 20.381 | 24.3816 |  | 8478 | 529.0329 | 526.795 | 555.2822 |  | 8478 | 0.01152% | 0.01118% | 0.0115% | 0.01724% | 0.01023% | 0.01219% |  | 8478 | 0.01118% | 0.0115% | 8478 | 7192 | 0.009466% | 2031 | 0.009156% | 0.009311% |  | 8478 | 0.01023% | 0.01219% | 0.01121% |  | 8478 | 2229 | 0.009311% | 0.01073%
| Dec | 20 | 6 | 8479 | 572.0963 | 566.4839 | 597.0773 | 0.01221% | 0.01154% | 0.01187% | 0.009542% | 2692 | 0.009187% | 0.009364% |  | 15.7809 | 20.3776 | 24.3816 |  | 8479 | 556.3155 | 546.1063 | 572.6957 |  | 8479 | 0.01211% | 0.01159% | 0.01186% | 0.01725% | 0.01022% | 0.01219% |  | 8479 | 0.01159% | 0.01186% | 8479 | 7341 | 0.009465% | 2562 | 0.009154% | 0.00931% |  | 8479 | 0.01022% | 0.01219% | 0.01121% |  | 8479 | 2692 | 0.00931% | 0.01122%
| Dec | 20 | 7 | 8480 | 580.6874 | 574.6018 | 605.6387 | 0.01239% | 0.0117% | 0.01204% | 0.00954% | 6409 | 0.009185% | 0.009363% |  | 15.785 | 20.3743 | 24.3816 |  | 8480 | 564.9024 | 554.2276 | 581.2572 |  | 8480 | 0.0123% | 0.01176% | 0.01204% | 0.01725% | 0.01022% | 0.01219% |  | 8480 | 0.01176% | 0.01204% | 8480 | 1773 | 0.009463% | 2016 | 0.009154% | 0.009308% |  | 8480 | 0.01022% | 0.01219% | 0.0112% |  | 8480 | 6409 | 0.009308% | 0.01203%
| Dec | 20 | 8 | 8481 | 574.0579 | 568.3458 | 595.2112 | 0.01225% | 0.01157% | 0.01184% | 0.009539% | 1894 | 0.009185% | 0.009362% |  | 15.7892 | 20.3709 | 24.3816 |  | 8481 | 558.2686 | 547.9749 | 570.8297 |  | 8481 | 0.01215% | 0.01163% | 0.01182% | 0.01726% | 0.01022% | 0.01219% |  | 8481 | 0.01163% | 0.01182% | 8481 | 1732 | 0.00946% | 1921 | 0.009152% | 0.009306% |  | 8481 | 0.01022% | 0.01219% | 0.0112% |  | 8481 | 1894 | 0.009306% | 0.01043%
| Dec | 20 | 9 | 8482 | 569.729 | 563.0022 | 578.8854 | 0.01216% | 0.01146% | 0.01151% | 0.009536% | 1918 | 0.009185% | 0.00936% |  | 15.7934 | 20.3675 | 24.3816 |  | 8482 | 553.9356 | 542.6346 | 554.5039 |  | 8482 | 0.01206% | 0.01152% | 0.01148% | 0.01726% | 0.01022% | 0.01219% |  | 8482 | 0.01152% | 0.01148% | 8482 | 2374 | 0.00946% | 2181 | 0.009151% | 0.009305% |  | 8482 | 0.01022% | 0.01219% | 0.0112% |  | 8482 | 1918 | 0.009305% | 0.01045%
| Dec | 20 | 10 | 8483 | 562.8829 | 555.8804 | 563.8068 | 0.01201% | 0.01132% | 0.01121% | 0.009533% | 2033 | 0.009184% | 0.009358% |  | 15.7976 | 20.3642 | 24.3816 |  | 8483 | 547.0853 | 535.5162 | 539.4253 |  | 8483 | 0.01191% | 0.01137% | 0.01117% | 0.01727% | 0.01022% | 0.01219% |  | 8483 | 0.01137% | 0.01117% | 8483 | 6688 | 0.009451% | 1938 | 0.009147% | 0.009299% |  | 8483 | 0.01022% | 0.01219% | 0.0112% |  | 8483 | 2033 | 0.009299% | 0.01055%
| Dec | 20 | 11 | 8484 | 548.6514 | 544.9976 | 553.6325 | 0.01171% | 0.0111% | 0.01101% | 0.009533% | 2164 | 0.009183% | 0.009358% |  | 15.8018 | 20.3608 | 24.3816 |  | 8484 | 532.8496 | 524.6367 | 529.251 |  | 8484 | 0.0116% | 0.01114% | 0.01096% | 0.01727% | 0.01022% | 0.01219% |  | 8484 | 0.01114% | 0.01096% | 8484 | 7222 | 0.009451% | 2227 | 0.009144% | 0.009298% |  | 8484 | 0.01022% | 0.01219% | 0.0112% |  | 8484 | 2164 | 0.009298% | 0.01067%
| Dec | 20 | 12 | 8485 | 537.2039 | 535.4739 | 540.0543 | 0.01147% | 0.0109% | 0.01074% | 0.009533% | 1937 | 0.009182% | 0.009357% |  | 15.806 | 20.3575 | 24.3816 |  | 8485 | 521.3979 | 515.1165 | 515.6727 |  | 8485 | 0.01135% | 0.01093% | 0.01068% | 0.01728% | 0.01021% | 0.01219% |  | 8485 | 0.01093% | 0.01068% | 8485 | 914 | 0.00945% | 2351 | 0.009144% | 0.009297% |  | 8485 | 0.01021% | 0.01219% | 0.0112% |  | 8485 | 1937 | 0.009297% | 0.01047%
| Dec | 20 | 13 | 8486 | 533.924 | 533.2862 | 530.7802 | 0.0114% | 0.01086% | 0.01055% | 0.009532% | 1936 | 0.009181% | 0.009357% |  | 15.8102 | 20.3541 | 24.3816 |  | 8486 | 518.1138 | 512.9321 | 506.3986 |  | 8486 | 0.01128% | 0.01089% | 0.01049% | 0.01728% | 0.01021% | 0.01219% |  | 8486 | 0.01089% | 0.01049% | 8486 | 1889 | 0.009446% | 6362 | 0.009143% | 0.009294% |  | 8486 | 0.01021% | 0.01219% | 0.0112% |  | 8486 | 1936 | 0.009294% | 0.01046%
| Dec | 20 | 14 | 8487 | 535.8773 | 533.0255 | 524.7506 | 0.01144% | 0.01085% | 0.01043% | 0.009532% | 2179 | 0.009178% | 0.009355% |  | 15.8144 | 20.3508 | 24.3816 |  | 8487 | 520.0629 | 512.6748 | 500.369 |  | 8487 | 0.01132% | 0.01088% | 0.01036% | 0.01729% | 0.01021% | 0.01219% |  | 8487 | 0.01088% | 0.01036% | 8487 | 2402 | 0.009446% | 6340 | 0.009141% | 0.009293% |  | 8487 | 0.01021% | 0.01219% | 0.0112% |  | 8487 | 2179 | 0.009293% | 0.01068%
| Dec | 20 | 15 | 8488 | 545.1409 | 534.5802 | 523.0346 | 0.01163% | 0.01089% | 0.0104% | 0.009529% | 1890 | 0.009175% | 0.009352% |  | 15.8186 | 20.3474 | 24.3816 |  | 8488 | 529.3223 | 514.2328 | 498.653 |  | 8488 | 0.01152% | 0.01091% | 0.01033% | 0.01729% | 0.01021% | 0.01219% |  | 8488 | 0.01091% | 0.01033% | 8488 | 2321 | 0.009446% | 6338 | 0.009137% | 0.009291% |  | 8488 | 0.01021% | 0.01219% | 0.0112% |  | 8488 | 1890 | 0.009291% | 0.01043%
| Dec | 20 | 16 | 8489 | 572.1994 | 545.1372 | 532.4868 | 0.01221% | 0.0111% | 0.01059% | 0.009527% | 2351 | 0.009175% | 0.009351% |  | 15.8228 | 20.344 | 24.3816 |  | 8489 | 556.3766 | 524.7932 | 508.1053 |  | 8489 | 0.01211% | 0.01114% | 0.01052% | 0.01729% | 0.01021% | 0.01219% |  | 8489 | 0.01114% | 0.01052% | 8489 | 1921 | 0.009445% | 6408 | 0.009136% | 0.009291% |  | 8489 | 0.01021% | 0.01219% | 0.0112% |  | 8489 | 2351 | 0.009291% | 0.01085%
| Dec | 20 | 17 | 8490 | 580.2938 | 550.4623 | 532.9182 | 0.01239% | 0.01121% | 0.0106% | 0.009526% | 2539 | 0.009173% | 0.00935% |  | 15.827 | 20.3407 | 24.3816 |  | 8490 | 564.4668 | 530.1216 | 508.5366 |  | 8490 | 0.01229% | 0.01125% | 0.01053% | 0.0173% | 0.01021% | 0.01219% |  | 8490 | 0.01125% | 0.01053% | 8490 | 3025 | 0.009441% | 1934 | 0.009134% | 0.009287% |  | 8490 | 0.01021% | 0.01219% | 0.0112% |  | 8490 | 2539 | 0.009287% | 0.01105%
| Dec | 20 | 18 | 8491 | 582.0027 | 547.446 | 526.1478 | 0.01242% | 0.01115% | 0.01046% | 0.009525% | 2181 | 0.009171% | 0.009348% |  | 15.8312 | 20.3373 | 24.3816 |  | 8491 | 566.1715 | 527.1087 | 501.7663 |  | 8491 | 0.01232% | 0.01119% | 0.01039% | 0.0173% | 0.0102% | 0.01219% |  | 8491 | 0.01119% | 0.01039% | 8491 | 2112 | 0.009441% | 2174 | 0.009133% | 0.009287% |  | 8491 | 0.0102% | 0.01219% | 0.0112% |  | 8491 | 2181 | 0.009287% | 0.01069%
| Dec | 20 | 19 | 8492 | 579.092 | 545.3606 | 518.3741 | 0.01236% | 0.01111% | 0.01031% | 0.009523% | 2031 | 0.009168% | 0.009346% |  | 15.8354 | 20.3339 | 24.3816 |  | 8492 | 563.2565 | 525.0267 | 493.9925 |  | 8492 | 0.01226% | 0.01114% | 0.01023% | 0.01731% | 0.0102% | 0.01219% |  | 8492 | 0.01114% | 0.01023% | 8492 | 1845 | 0.00944% | 2692 | 0.009132% | 0.009286% |  | 8492 | 0.0102% | 0.01219% | 0.01119% |  | 8492 | 2031 | 0.009286% | 0.01055%
| Dec | 20 | 20 | 8493 | 577.1329 | 542.6702 | 512.7196 | 0.01232% | 0.01105% | 0.0102% | 0.009522% | 2227 | 0.009167% | 0.009345% |  | 15.8397 | 20.3306 | 24.3816 |  | 8493 | 561.2932 | 522.3396 | 488.338 |  | 8493 | 0.01222% | 0.01109% | 0.01011% | 0.01731% | 0.0102% | 0.01219% |  | 8493 | 0.01109% | 0.01011% | 8493 | 7718 | 0.009438% | 2539 | 0.00913% | 0.009284% |  | 8493 | 0.0102% | 0.01219% | 0.01119% |  | 8493 | 2227 | 0.009284% | 0.01073%
| Dec | 20 | 21 | 8494 | 568.9492 | 540.138 | 505.1334 | 0.01214% | 0.011% | 0.01004% | 0.009522% | 2016 | 0.009165% | 0.009344% |  | 15.8439 | 20.3272 | 24.3816 |  | 8494 | 553.1053 | 519.8108 | 480.7518 |  | 8494 | 0.01204% | 0.01103% | 0.009956% | 0.01732% | 0.0102% | 0.01219% |  | 8494 | 0.01103% | 0.009956% | 8494 | 1827 | 0.009438% | 1955 | 0.00913% | 0.009284% |  | 8494 | 0.0102% | 0.01219% | 0.01119% |  | 8494 | 2016 | 0.009284% | 0.01053%
| Dec | 20 | 22 | 8495 | 560.6739 | 530.8099 | 495.5967 | 0.01197% | 0.01081% | 0.009855% | 0.009521% | 2530 | 0.009165% | 0.009343% |  | 15.8481 | 20.3238 | 24.3816 |  | 8495 | 544.8258 | 510.4861 | 471.2152 |  | 8495 | 0.01186% | 0.01083% | 0.009758% | 0.01732% | 0.0102% | 0.01219% |  | 8495 | 0.01083% | 0.009758% | 8495 | 6724 | 0.009438% | 2249 | 0.009129% | 0.009284% |  | 8495 | 0.0102% | 0.01219% | 0.01119% |  | 8495 | 2530 | 0.009284% | 0.01104%
| Dec | 20 | 23 | 8496 | 552.6639 | 528.1194 | 488.0856 | 0.0118% | 0.01075% | 0.009705% | 0.009521% | 1914 | 0.009164% | 0.009342% |  | 15.8523 | 20.3204 | 24.3816 |  | 8496 | 536.8116 | 507.799 | 463.704 |  | 8496 | 0.01169% | 0.01078% | 0.009603% | 0.01733% | 0.0102% | 0.01219% |  | 8496 | 0.01078% | 0.009603% | 8496 | 7217 | 0.009436% | 6339 | 0.009127% | 0.009282% |  | 8496 | 0.0102% | 0.01219% | 0.01119% |  | 8496 | 1914 | 0.009282% | 0.01045%
| Dec | 21 | 0 | 8497 | 550.9461 | 530.0744 | 485.0567 | 0.01176% | 0.01079% | 0.009645% | 0.00952% | 1910 | 0.009164% | 0.009342% |  | 15.8565 | 20.3171 | 24.3816 |  | 8497 | 535.0895 | 509.7574 | 460.6752 |  | 8497 | 0.01165% | 0.01082% | 0.00954% | 0.01733% | 0.01019% | 0.01219% |  | 8497 | 0.01082% | 0.00954% | 8497 | 1862 | 0.009434% | 2225 | 0.009124% | 0.009279% |  | 8497 | 0.01019% | 0.01219% | 0.01119% |  | 8497 | 1910 | 0.009279% | 0.01044%
| Dec | 21 | 1 | 8498 | 545.863 | 527.9891 | 484.8879 | 0.01165% | 0.01075% | 0.009642% | 0.009519% | 1818 | 0.00916% | 0.00934% |  | 15.8608 | 20.3137 | 24.3816 |  | 8498 | 530.0022 | 507.6754 | 460.5064 |  | 8498 | 0.01154% | 0.01078% | 0.009536% | 0.01734% | 0.01019% | 0.01219% |  | 8498 | 0.01078% | 0.009536% | 8498 | 1740 | 0.009433% | 2295 | 0.009124% | 0.009279% |  | 8498 | 0.01019% | 0.01219% | 0.01119% |  | 8498 | 1818 | 0.009279% | 0.01037%
| Dec | 21 | 2 | 8499 | 548.6519 | 529.5438 | 484.3253 | 0.01171% | 0.01078% | 0.009631% | 0.009519% | 1921 | 0.009159% | 0.009339% |  | 15.865 | 20.3103 | 24.3816 |  | 8499 | 532.7869 | 509.2335 | 459.9437 |  | 8499 | 0.0116% | 0.01081% | 0.009525% | 0.01734% | 0.01019% | 0.01219% |  | 8499 | 0.01081% | 0.009525% | 8499 | 1752 | 0.009433% | 1814 | 0.009124% | 0.009278% |  | 8499 | 0.01019% | 0.01219% | 0.01119% |  | 8499 | 1921 | 0.009278% | 0.01045%
| Dec | 21 | 3 | 8500 | 555.8509 | 531.3312 | 487.3073 | 0.01186% | 0.01082% | 0.00969% | 0.009519% | 2487 | 0.009157% | 0.009338% |  | 15.8692 | 20.3069 | 24.3816 |  | 8500 | 539.9816 | 511.0243 | 462.9257 |  | 8500 | 0.01175% | 0.01085% | 0.009586% | 0.01735% | 0.01019% | 0.01219% |  | 8500 | 0.01085% | 0.009586% | 8500 | 7320 | 0.009432% | 2530 | 0.009121% | 0.009277% |  | 8500 | 0.01019% | 0.01219% | 0.01119% |  | 8500 | 2487 | 0.009277% | 0.01099%
| Dec | 21 | 4 | 8501 | 567.2445 | 541.5717 | 492.521 | 0.01211% | 0.01103% | 0.009794% | 0.009517% | 1938 | 0.009155% | 0.009336% |  | 15.8735 | 20.3035 | 24.3816 |  | 8501 | 551.3711 | 521.2681 | 468.1395 |  | 8501 | 0.012% | 0.01106% | 0.009694% | 0.01735% | 0.01019% | 0.01219% |  | 8501 | 0.01106% | 0.009694% | 8501 | 6700 | 0.009431% | 2226 | 0.009121% | 0.009276% |  | 8501 | 0.01019% | 0.01219% | 0.01119% |  | 8501 | 1938 | 0.009276% | 0.01047%
| Dec | 21 | 5 | 8502 | 589.0249 | 559.9021 | 501.5419 | 0.01257% | 0.0114% | 0.009973% | 0.009516% | 2249 | 0.009154% | 0.009335% |  | 15.8777 | 20.3002 | 24.3816 |  | 8502 | 573.1472 | 539.6019 | 477.1604 |  | 8502 | 0.01248% | 0.01145% | 0.009881% | 0.01735% | 0.01019% | 0.01219% |  | 8502 | 0.01145% | 0.009881% | 8502 | 2366 | 0.009431% | 6434 | 0.009119% | 0.009275% |  | 8502 | 0.01019% | 0.01219% | 0.01119% |  | 8502 | 2249 | 0.009275% | 0.01075%
| Dec | 21 | 6 | 8503 | 609.7673 | 581.2861 | 511.4818 | 0.01301% | 0.01184% | 0.01017% | 0.009516% | 2174 | 0.009153% | 0.009335% |  | 15.8819 | 20.2968 | 24.3816 |  | 8503 | 593.8854 | 560.9893 | 487.1002 |  | 8503 | 0.01293% | 0.01191% | 0.01009% | 0.01736% | 0.01018% | 0.01219% |  | 8503 | 0.01191% | 0.01009% | 8503 | 7322 | 0.00943% | 1974 | 0.009117% | 0.009274% |  | 8503 | 0.01018% | 0.01219% | 0.01119% |  | 8503 | 2174 | 0.009274% | 0.01068%
| Dec | 21 | 7 | 8504 | 615.5108 | 592.2899 | 523.5878 | 0.01314% | 0.01206% | 0.01041% | 0.009516% | 2295 | 0.009152% | 0.009334% |  | 15.8862 | 20.2934 | 24.3816 |  | 8504 | 599.6247 | 571.9965 | 499.2063 |  | 8504 | 0.01305% | 0.01214% | 0.01034% | 0.01736% | 0.01018% | 0.01219% |  | 8504 | 0.01214% | 0.01034% | 8504 | 7206 | 0.00943% | 2487 | 0.009117% | 0.009273% |  | 8504 | 0.01018% | 0.01219% | 0.01118% |  | 8504 | 2295 | 0.009273% | 0.0108%
| Dec | 21 | 8 | 8505 | 605.9245 | 575.0207 | 526.6823 | 0.01293% | 0.01171% | 0.01047% | 0.009515% | 2225 | 0.009148% | 0.009332% |  | 15.8904 | 20.29 | 24.3816 |  | 8505 | 590.0341 | 554.7307 | 502.3008 |  | 8505 | 0.01284% | 0.01177% | 0.0104% | 0.01737% | 0.01018% | 0.01219% |  | 8505 | 0.01177% | 0.0104% | 8505 | 7180 | 0.009429% | 2353 | 0.009114% | 0.009272% |  | 8505 | 0.01018% | 0.01219% | 0.01118% |  | 8505 | 2225 | 0.009272% | 0.01073%
| Dec | 21 | 9 | 8506 | 595.6822 | 568.3551 | 528.0795 | 0.01271% | 0.01157% | 0.0105% | 0.009515% | 2489 | 0.009147% | 0.009331% |  | 15.8946 | 20.2867 | 24.3816 |  | 8506 | 579.7876 | 548.0685 | 503.698 |  | 8506 | 0.01262% | 0.01163% | 0.01043% | 0.01737% | 0.01018% | 0.01219% |  | 8506 | 0.01163% | 0.01043% | 8506 | 6554 | 0.009427% | 1886 | 0.009112% | 0.009269% |  | 8506 | 0.01018% | 0.01219% | 0.01118% |  | 8506 | 2489 | 0.009269% | 0.011%
| Dec | 21 | 10 | 8507 | 587.6267 | 557.8912 | 521.1497 | 0.01254% | 0.01136% | 0.01036% | 0.009513% | 2353 | 0.009146% | 0.00933% |  | 15.8989 | 20.2833 | 24.3816 |  | 8507 | 571.7279 | 537.6079 | 496.7682 |  | 8507 | 0.01245% | 0.01141% | 0.01029% | 0.01738% | 0.01018% | 0.01219% |  | 8507 | 0.01141% | 0.01029% | 8507 | 7321 | 0.009426% | 2175 | 0.009109% | 0.009268% |  | 8507 | 0.01018% | 0.01219% | 0.01118% |  | 8507 | 2353 | 0.009268% | 0.01085%
| Dec | 21 | 11 | 8508 | 581.4082 | 542.1582 | 510.891 | 0.01241% | 0.01104% | 0.01016% | 0.009513% | 2226 | 0.009145% | 0.009329% |  | 15.9031 | 20.2799 | 24.3816 |  | 8508 | 565.5051 | 521.8782 | 486.5095 |  | 8508 | 0.01231% | 0.01108% | 0.01007% | 0.01738% | 0.01018% | 0.01219% |  | 8508 | 0.01108% | 0.01007% | 8508 | 7379 | 0.009426% | 2489 | 0.009106% | 0.009266% |  | 8508 | 0.01018% | 0.01219% | 0.01118% |  | 8508 | 2226 | 0.009266% | 0.01073%
| Dec | 21 | 12 | 8509 | 578.7676 | 526.0062 | 496.5063 | 0.01235% | 0.01071% | 0.009873% | 0.009513% | 2556 | 0.009144% | 0.009328% |  | 15.9073 | 20.2766 | 24.3816 |  | 8509 | 562.8602 | 505.7296 | 472.1248 |  | 8509 | 0.01225% | 0.01073% | 0.009777% | 0.01739% | 0.01017% | 0.01219% |  | 8509 | 0.01073% | 0.009777% | 8509 | 3026 | 0.009426% | 2138 | 0.009105% | 0.009265% |  | 8509 | 0.01017% | 0.01219% | 0.01118% |  | 8509 | 2556 | 0.009265% | 0.01107%
| Dec | 21 | 13 | 8510 | 583.3904 | 522.9154 | 492.1647 | 0.01245% | 0.01065% | 0.009786% | 0.009512% | 1934 | 0.009141% | 0.009327% |  | 15.9116 | 20.2732 | 24.3816 |  | 8510 | 567.4788 | 502.6422 | 467.7831 |  | 8510 | 0.01235% | 0.01067% | 0.009687% | 0.01739% | 0.01017% | 0.01219% |  | 8510 | 0.01067% | 0.009687% | 8510 | 2367 | 0.009426% | 6411 | 0.009104% | 0.009265% |  | 8510 | 0.01017% | 0.01219% | 0.01118% |  | 8510 | 1934 | 0.009265% | 0.01046%
| Dec | 21 | 14 | 8511 | 577.9758 | 526.2296 | 486.8759 | 0.01234% | 0.01072% | 0.009681% | 0.009511% | 2626 | 0.00914% | 0.009325% |  | 15.9158 | 20.2698 | 24.3816 |  | 8511 | 562.0599 | 505.9598 | 462.4944 |  | 8511 | 0.01223% | 0.01074% | 0.009578% | 0.0174% | 0.01017% | 0.01219% |  | 8511 | 0.01074% | 0.009578% | 8511 | 2342 | 0.009425% | 1912 | 0.009104% | 0.009265% |  | 8511 | 0.01017% | 0.01219% | 0.01118% |  | 8511 | 2626 | 0.009265% | 0.01114%
| Dec | 21 | 15 | 8512 | 571.4563 | 529.6741 | 491.2269 | 0.0122% | 0.01079% | 0.009768% | 0.009511% | 1955 | 0.009139% | 0.009325% |  | 15.92 | 20.2665 | 24.3816 |  | 8512 | 555.5363 | 509.4076 | 466.8454 |  | 8512 | 0.01209% | 0.01081% | 0.009668% | 0.0174% | 0.01017% | 0.01219% |  | 8512 | 0.01081% | 0.009668% | 8512 | 806 | 0.009425% | 2254 | 0.009103% | 0.009264% |  | 8512 | 0.01017% | 0.01219% | 0.01118% |  | 8512 | 1955 | 0.009264% | 0.01048%
| Dec | 21 | 16 | 8513 | 581.7257 | 551.356 | 502.6672 | 0.01242% | 0.01123% | 0.009995% | 0.009509% | 2561 | 0.009132% | 0.009321% |  | 15.9243 | 20.2631 | 24.3816 |  | 8513 | 565.8014 | 531.0929 | 478.2856 |  | 8513 | 0.01232% | 0.01127% | 0.009905% | 0.01741% | 0.01017% | 0.01219% |  | 8513 | 0.01127% | 0.009905% | 8513 | 7368 | 0.009424% | 6432 | 0.009102% | 0.009263% |  | 8513 | 0.01017% | 0.01219% | 0.01118% |  | 8513 | 2561 | 0.009263% | 0.01107%
| Dec | 21 | 17 | 8514 | 581.4842 | 557.9564 | 508.5467 | 0.01241% | 0.01136% | 0.01011% | 0.009508% | 2688 | 0.009131% | 0.00932% |  | 15.9285 | 20.2597 | 24.3816 |  | 8514 | 565.5557 | 537.6967 | 484.1652 |  | 8514 | 0.01231% | 0.01141% | 0.01003% | 0.01741% | 0.01017% | 0.01219% |  | 8514 | 0.01141% | 0.01003% | 8514 | 1922 | 0.009424% | 6363 | 0.009102% | 0.009263% |  | 8514 | 0.01017% | 0.01219% | 0.01118% |  | 8514 | 2688 | 0.009263% | 0.01121%
| Dec | 21 | 18 | 8515 | 577.9303 | 560.6562 | 507.4496 | 0.01233% | 0.01142% | 0.01009% | 0.009508% | 2175 | 0.009131% | 0.009319% |  | 15.9328 | 20.2564 | 24.3816 |  | 8515 | 561.9976 | 540.3998 | 483.068 |  | 8515 | 0.01223% | 0.01147% | 0.01% | 0.01741% | 0.01016% | 0.01219% |  | 8515 | 0.01147% | 0.01% | 8515 | 7373 | 0.009423% | 2556 | 0.009097% | 0.00926% |  | 8515 | 0.01016% | 0.01219% | 0.01118% |  | 8515 | 2175 | 0.00926% | 0.01068%
| Dec | 21 | 19 | 8516 | 574.5135 | 557.4537 | 506.3806 | 0.01226% | 0.01135% | 0.01007% | 0.009507% | 2254 | 0.009129% | 0.009318% |  | 15.937 | 20.253 | 24.3816 |  | 8516 | 558.5765 | 537.2007 | 481.999 |  | 8516 | 0.01216% | 0.0114% | 0.009981% | 0.01742% | 0.01016% | 0.01219% |  | 8516 | 0.0114% | 0.009981% | 8516 | 1714 | 0.009422% | 1935 | 0.009096% | 0.009259% |  | 8516 | 0.01016% | 0.01219% | 0.01117% |  | 8516 | 2254 | 0.009259% | 0.01076%
| Dec | 21 | 20 | 8517 | 570.8825 | 555.8338 | 506.3149 | 0.01218% | 0.01132% | 0.01007% | 0.009506% | 1974 | 0.009128% | 0.009317% |  | 15.9412 | 20.2496 | 24.3816 |  | 8517 | 554.9413 | 535.5842 | 481.9334 |  | 8517 | 0.01208% | 0.01137% | 0.00998% | 0.01742% | 0.01016% | 0.01219% |  | 8517 | 0.01137% | 0.00998% | 8517 | 7198 | 0.009422% | 1920 | 0.009094% | 0.009258% |  | 8517 | 0.01016% | 0.01219% | 0.01117% |  | 8517 | 1974 | 0.009258% | 0.0105%
| Dec | 21 | 21 | 8518 | 558.765 | 553.6554 | 504.1957 | 0.01193% | 0.01127% | 0.01003% | 0.009505% | 1814 | 0.009127% | 0.009316% |  | 15.9455 | 20.2463 | 24.3816 |  | 8518 | 542.8195 | 533.4091 | 479.8141 |  | 8518 | 0.01182% | 0.01132% | 0.009936% | 0.01743% | 0.01016% | 0.01219% |  | 8518 | 0.01132% | 0.009936% | 8518 | 7337 | 0.009422% | 1896 | 0.009091% | 0.009256% |  | 8518 | 0.01016% | 0.01219% | 0.01117% |  | 8518 | 1814 | 0.009256% | 0.01036%
| Dec | 21 | 22 | 8519 | 542.7859 | 546.3288 | 497.369 | 0.01158% | 0.01113% | 0.00989% | 0.009504% | 2138 | 0.009124% | 0.009314% |  | 15.9497 | 20.2429 | 24.3816 |  | 8519 | 526.8362 | 526.0859 | 472.9875 |  | 8519 | 0.01147% | 0.01117% | 0.009795% | 0.01743% | 0.01016% | 0.01219% |  | 8519 | 0.01117% | 0.009795% | 8519 | 2514 | 0.009422% | 2352 | 0.00909% | 0.009256% |  | 8519 | 0.01016% | 0.01219% | 0.01117% |  | 8519 | 2138 | 0.009256% | 0.01065%
| Dec | 21 | 23 | 8520 | 531.876 | 542.5212 | 491.6958 | 0.01135% | 0.01105% | 0.009777% | 0.009504% | 2352 | 0.009122% | 0.009313% |  | 15.954 | 20.2395 | 24.3816 |  | 8520 | 515.922 | 522.2817 | 467.3143 |  | 8520 | 0.01123% | 0.01109% | 0.009677% | 0.01744% | 0.01016% | 0.01219% |  | 8520 | 0.01109% | 0.009677% | 8520 | 6555 | 0.009419% | 1913 | 0.009089% | 0.009254% |  | 8520 | 0.01016% | 0.01219% | 0.01117% |  | 8520 | 2352 | 0.009254% | 0.01085%
| Dec | 22 | 0 | 8521 | 531.341 | 542.726 | 488.7889 | 0.01134% | 0.01105% | 0.009719% | 0.009503% | 1886 | 0.009118% | 0.009311% |  | 15.9582 | 20.2362 | 24.3816 |  | 8521 | 515.3828 | 522.4899 | 464.4073 |  | 8521 | 0.01122% | 0.01109% | 0.009617% | 0.01744% | 0.01015% | 0.01219% |  | 8521 | 0.01109% | 0.009617% | 8521 | 7285 | 0.009419% | 2626 | 0.009088% | 0.009254% |  | 8521 | 0.01015% | 0.01219% | 0.01117% |  | 8521 | 1886 | 0.009254% | 0.01042%
| Dec | 22 | 1 | 8522 | 531.8562 | 546.0309 | 486.6884 | 0.01135% | 0.01112% | 0.009678% | 0.009502% | 2613 | 0.009116% | 0.009309% |  | 15.9624 | 20.2328 | 24.3816 |  | 8522 | 515.8937 | 525.7981 | 462.3068 |  | 8522 | 0.01123% | 0.01116% | 0.009574% | 0.01745% | 0.01015% | 0.01219% |  | 8522 | 0.01116% | 0.009574% | 8522 | 816 | 0.009418% | 1887 | 0.009088% | 0.009253% |  | 8522 | 0.01015% | 0.01219% | 0.01117% |  | 8522 | 2613 | 0.009253% | 0.01113%
| Dec | 22 | 2 | 8523 | 533.6543 | 549.6244 | 488.6763 | 0.01139% | 0.01119% | 0.009717% | 0.009501% | 1912 | 0.009112% | 0.009307% |  | 15.9667 | 20.2295 | 24.3816 |  | 8523 | 517.6876 | 529.3949 | 464.2948 |  | 8523 | 0.01127% | 0.01124% | 0.009615% | 0.01745% | 0.01015% | 0.01219% |  | 8523 | 0.01124% | 0.009615% | 8523 | 2524 | 0.009417% | 2132 | 0.009088% | 0.009252% |  | 8523 | 0.01015% | 0.01219% | 0.01117% |  | 8523 | 1912 | 0.009252% | 0.01044%
| Dec | 22 | 3 | 8524 | 535.6355 | 553.7206 | 492.1647 | 0.01143% | 0.01128% | 0.009786% | 0.0095% | 2516 | 0.009112% | 0.009306% |  | 15.9709 | 20.2261 | 24.3816 |  | 8524 | 519.6646 | 533.4945 | 467.7831 |  | 8524 | 0.01131% | 0.01132% | 0.009687% | 0.01746% | 0.01015% | 0.01219% |  | 8524 | 0.01132% | 0.009687% | 8524 | 2492 | 0.009417% | 2561 | 0.009085% | 0.009251% |  | 8524 | 0.01015% | 0.01219% | 0.01117% |  | 8524 | 2516 | 0.009251% | 0.01102%
| Dec | 22 | 4 | 8525 | 543.6468 | 560.3769 | 495.5217 | 0.0116% | 0.01141% | 0.009853% | 0.009499% | 2308 | 0.009111% | 0.009305% |  | 15.9752 | 20.2228 | 24.3816 |  | 8525 | 527.6716 | 540.1541 | 471.1402 |  | 8525 | 0.01149% | 0.01146% | 0.009757% | 0.01746% | 0.01015% | 0.01219% |  | 8525 | 0.01146% | 0.009757% | 8525 | 2485 | 0.009416% | 2308 | 0.009081% | 0.009248% |  | 8525 | 0.01015% | 0.01219% | 0.01117% |  | 8525 | 2308 | 0.009248% | 0.01081%
| Dec | 22 | 5 | 8526 | 556.0765 | 577.5436 | 502.6766 | 0.01187% | 0.01176% | 0.009995% | 0.009491% | 2506 | 0.00911% | 0.0093% |  | 15.9794 | 20.2194 | 24.3816 |  | 8526 | 540.0971 | 557.3242 | 478.295 |  | 8526 | 0.01176% | 0.01183% | 0.009905% | 0.01747% | 0.01015% | 0.01219% |  | 8526 | 0.01183% | 0.009905% | 8526 | 1820 | 0.009413% | 2147 | 0.00908% | 0.009246% |  | 8526 | 0.01015% | 0.01219% | 0.01117% |  | 8526 | 2506 | 0.009246% | 0.01101%
| Dec | 22 | 6 | 8527 | 574.3469 | 594.7662 | 513.0853 | 0.01226% | 0.01211% | 0.0102% | 0.009491% | 2132 | 0.009108% | 0.009299% |  | 15.9837 | 20.216 | 24.3816 |  | 8527 | 558.3632 | 574.5502 | 488.7038 |  | 8527 | 0.01215% | 0.01219% | 0.01012% | 0.01747% | 0.01014% | 0.01219% |  | 8527 | 0.01219% | 0.01012% | 8527 | 1658 | 0.009409% | 2187 | 0.009079% | 0.009244% |  | 8527 | 0.01014% | 0.01219% | 0.01117% |  | 8527 | 2132 | 0.009244% | 0.01064%
| Dec | 22 | 7 | 8528 | 580.7629 | 603.8337 | 522.9502 | 0.0124% | 0.0123% | 0.0104% | 0.009488% | 1935 | 0.009106% | 0.009297% |  | 15.9879 | 20.2127 | 24.3816 |  | 8528 | 564.775 | 583.621 | 498.5686 |  | 8528 | 0.01229% | 0.01239% | 0.01032% | 0.01747% | 0.01014% | 0.01219% |  | 8528 | 0.01239% | 0.01032% | 8528 | 2331 | 0.009405% | 1895 | 0.009079% | 0.009242% |  | 8528 | 0.01014% | 0.01219% | 0.01116% |  | 8528 | 1935 | 0.009242% | 0.01046%
| Dec | 22 | 8 | 8529 | 577.2688 | 600.3706 | 529.6643 | 0.01232% | 0.01223% | 0.01053% | 0.009486% | 2538 | 0.009103% | 0.009295% |  | 15.9921 | 20.2093 | 24.3816 |  | 8529 | 561.2766 | 580.1612 | 505.2827 |  | 8529 | 0.01222% | 0.01231% | 0.01046% | 0.01748% | 0.01014% | 0.01219% |  | 8529 | 0.01231% | 0.01046% | 8529 | 2353 | 0.009403% | 1911 | 0.009077% | 0.00924% |  | 8529 | 0.01014% | 0.01219% | 0.01116% |  | 8529 | 2538 | 0.00924% | 0.01105%
| Dec | 22 | 9 | 8530 | 575.0581 | 584.4699 | 530.7989 | 0.01227% | 0.0119% | 0.01055% | 0.009486% | 1920 | 0.009103% | 0.009294% |  | 15.9964 | 20.206 | 24.3816 |  | 8530 | 559.0617 | 564.2639 | 506.4174 |  | 8530 | 0.01217% | 0.01198% | 0.01049% | 0.01748% | 0.01014% | 0.01219% |  | 8530 | 0.01198% | 0.01049% | 8530 | 7191 | 0.009401% | 2688 | 0.009075% | 0.009238% |  | 8530 | 0.01014% | 0.01219% | 0.01116% |  | 8530 | 1920 | 0.009238% | 0.01045%
| Dec | 22 | 10 | 8531 | 565.4633 | 561.8664 | 524.9663 | 0.01207% | 0.01144% | 0.01044% | 0.009485% | 2187 | 0.009103% | 0.009294% |  | 16.0006 | 20.2026 | 24.3816 |  | 8531 | 549.4627 | 541.6638 | 500.5847 |  | 8531 | 0.01196% | 0.0115% | 0.01037% | 0.01749% | 0.01014% | 0.01219% |  | 8531 | 0.0115% | 0.01037% | 8531 | 1645 | 0.0094% | 2516 | 0.009067% | 0.009234% |  | 8531 | 0.01014% | 0.01219% | 0.01116% |  | 8531 | 2187 | 0.009234% | 0.01069%
| Dec | 22 | 11 | 8532 | 557.5193 | 544.9603 | 519.1055 | 0.0119% | 0.0111% | 0.01032% | 0.009485% | 2147 | 0.009101% | 0.009293% |  | 16.0049 | 20.1993 | 24.3816 |  | 8532 | 541.5144 | 524.761 | 494.7239 |  | 8532 | 0.01179% | 0.01114% | 0.01024% | 0.01749% | 0.01014% | 0.01219% |  | 8532 | 0.01114% | 0.01024% | 8532 | 7174 | 0.009399% | 2506 | 0.009066% | 0.009232% |  | 8532 | 0.01014% | 0.01219% | 0.01116% |  | 8532 | 2147 | 0.009232% | 0.01065%
| Dec | 22 | 12 | 8533 | 551.3801 | 536.8052 | 518.7492 | 0.01177% | 0.01093% | 0.01032% | 0.009484% | 1896 | 0.009099% | 0.009292% |  | 16.0091 | 20.1959 | 24.3816 |  | 8533 | 535.3709 | 516.6093 | 494.3676 |  | 8533 | 0.01165% | 0.01096% | 0.01024% | 0.0175% | 0.01013% | 0.01219% |  | 8533 | 0.01096% | 0.01024% | 8533 | 7862 | 0.009398% | 2613 | 0.009065% | 0.009231% |  | 8533 | 0.01013% | 0.01219% | 0.01116% |  | 8533 | 1896 | 0.009231% | 0.01043%
| Dec | 22 | 13 | 8534 | 549.4794 | 538.0806 | 520.0714 | 0.01173% | 0.01096% | 0.01034% | 0.009483% | 1913 | 0.009098% | 0.00929% |  | 16.0134 | 20.1926 | 24.3816 |  | 8534 | 533.466 | 517.888 | 495.6898 |  | 8534 | 0.01161% | 0.01099% | 0.01026% | 0.0175% | 0.01013% | 0.01219% |  | 8534 | 0.01099% | 0.01026% | 8534 | 1771 | 0.009398% | 2133 | 0.009064% | 0.009231% |  | 8534 | 0.01013% | 0.01219% | 0.01116% |  | 8534 | 1913 | 0.009231% | 0.01045%
| Dec | 22 | 14 | 8535 | 549.73 | 535.4739 | 516.0954 | 0.01173% | 0.0109% | 0.01026% | 0.009483% | 2689 | 0.009097% | 0.00929% |  | 16.0176 | 20.1892 | 24.3816 |  | 8535 | 533.7124 | 515.2847 | 491.7138 |  | 8535 | 0.01162% | 0.01094% | 0.01018% | 0.01751% | 0.01013% | 0.01219% |  | 8535 | 0.01094% | 0.01018% | 8535 | 6719 | 0.009396% | 6433 | 0.009061% | 0.009229% |  | 8535 | 0.01013% | 0.01219% | 0.01116% |  | 8535 | 2689 | 0.009229% | 0.01121%
| Dec | 22 | 15 | 8536 | 546.9569 | 537.7455 | 516.583 | 0.01167% | 0.01095% | 0.01027% | 0.009482% | 1887 | 0.009096% | 0.009289% |  | 16.0219 | 20.1859 | 24.3816 |  | 8536 | 530.935 | 517.5596 | 492.2015 |  | 8536 | 0.01156% | 0.01099% | 0.01019% | 0.01751% | 0.01013% | 0.01219% |  | 8536 | 0.01099% | 0.01019% | 8536 | 2010 | 0.009394% | 2322 | 0.009059% | 0.009227% |  | 8536 | 0.01013% | 0.01219% | 0.01116% |  | 8536 | 1887 | 0.009227% | 0.01042%
| Dec | 22 | 16 | 8537 | 557.1238 | 552.4359 | 528.2671 | 0.01189% | 0.01125% | 0.0105% | 0.009478% | 2560 | 0.009092% | 0.009285% |  | 16.0261 | 20.1825 | 24.3816 |  | 8537 | 541.0977 | 532.2533 | 503.8855 |  | 8537 | 0.01178% | 0.0113% | 0.01043% | 0.01752% | 0.01013% | 0.01219% |  | 8537 | 0.0113% | 0.01043% | 8537 | 7348 | 0.009393% | 6410 | 0.009059% | 0.009226% |  | 8537 | 0.01013% | 0.01219% | 0.01116% |  | 8537 | 2560 | 0.009226% | 0.01107%
| Dec | 22 | 17 | 8538 | 560.4348 | 558.6081 | 533.3777 | 0.01196% | 0.01138% | 0.01061% | 0.009476% | 2322 | 0.009092% | 0.009284% |  | 16.0304 | 20.1792 | 24.3816 |  | 8538 | 544.4044 | 538.4289 | 508.9961 |  | 8538 | 0.01185% | 0.01143% | 0.01054% | 0.01752% | 0.01013% | 0.01219% |  | 8538 | 0.01143% | 0.01054% | 8538 | 7288 | 0.009392% | 2538 | 0.009057% | 0.009225% |  | 8538 | 0.01013% | 0.01219% | 0.01116% |  | 8538 | 2322 | 0.009225% | 0.01082%
| Dec | 22 | 18 | 8539 | 559.7744 | 557.0627 | 530.7427 | 0.01195% | 0.01134% | 0.01055% | 0.009476% | 1895 | 0.009087% | 0.009281% |  | 16.0346 | 20.1759 | 24.3816 |  | 8539 | 543.7398 | 536.8868 | 506.3611 |  | 8539 | 0.01184% | 0.0114% | 0.01049% | 0.01753% | 0.01012% | 0.01219% |  | 8539 | 0.0114% | 0.01049% | 8539 | 1821 | 0.009391% | 1948 | 0.009055% | 0.009223% |  | 8539 | 0.01012% | 0.01219% | 0.01115% |  | 8539 | 1895 | 0.009223% | 0.01043%
| Dec | 22 | 19 | 8540 | 560.3378 | 554.4747 | 529.0641 | 0.01196% | 0.01129% | 0.01052% | 0.009473% | 1911 | 0.009086% | 0.00928% |  | 16.0389 | 20.1725 | 24.3816 |  | 8540 | 544.2989 | 534.3021 | 504.6826 |  | 8540 | 0.01185% | 0.01134% | 0.01045% | 0.01753% | 0.01012% | 0.01219% |  | 8540 | 0.01134% | 0.01045% | 8540 | 7333 | 0.00939% | 1919 | 0.009055% | 0.009223% |  | 8540 | 0.01012% | 0.01219% | 0.01115% |  | 8540 | 1911 | 0.009223% | 0.01044%
| Dec | 22 | 20 | 8541 | 561.5081 | 551.6352 | 526.5792 | 0.01198% | 0.01123% | 0.01047% | 0.009473% | 2133 | 0.009085% | 0.009279% |  | 16.0431 | 20.1692 | 24.3816 |  | 8541 | 545.4649 | 531.4661 | 502.1976 |  | 8541 | 0.01187% | 0.01128% | 0.0104% | 0.01754% | 0.01012% | 0.01219% |  | 8541 | 0.01128% | 0.0104% | 8541 | 7385 | 0.00939% | 6409 | 0.009052% | 0.009221% |  | 8541 | 0.01012% | 0.01219% | 0.01115% |  | 8541 | 2133 | 0.009221% | 0.01064%
| Dec | 22 | 21 | 8542 | 558.7791 | 545.1558 | 519.6119 | 0.01193% | 0.0111% | 0.01033% | 0.009472% | 2559 | 0.009085% | 0.009279% |  | 16.0474 | 20.1658 | 24.3816 |  | 8542 | 542.7318 | 524.99 | 495.2303 |  | 8542 | 0.01181% | 0.01114% | 0.01026% | 0.01754% | 0.01012% | 0.01219% |  | 8542 | 0.01114% | 0.01026% | 8542 | 2401 | 0.00939% | 2176 | 0.009048% | 0.009219% |  | 8542 | 0.01012% | 0.01219% | 0.01115% |  | 8542 | 2559 | 0.009219% | 0.01107%
| Dec | 22 | 22 | 8543 | 548.2577 | 534.5988 | 511.4443 | 0.0117% | 0.01089% | 0.01017% | 0.009472% | 2557 | 0.009079% | 0.009276% |  | 16.0516 | 20.1625 | 24.3816 |  | 8543 | 532.2061 | 514.4363 | 487.0627 |  | 8543 | 0.01159% | 0.01092% | 0.01009% | 0.01754% | 0.01012% | 0.01219% |  | 8543 | 0.01092% | 0.01009% | 8543 | 1482 | 0.009388% | 2156 | 0.009047% | 0.009218% |  | 8543 | 0.01012% | 0.01219% | 0.01115% |  | 8543 | 2557 | 0.009218% | 0.01107%
| Dec | 22 | 23 | 8544 | 540.9362 | 529.4879 | 507.956 | 0.01155% | 0.01078% | 0.0101% | 0.009471% | 2627 | 0.009077% | 0.009274% |  | 16.0559 | 20.1591 | 24.3816 |  | 8544 | 524.8803 | 509.3288 | 483.5744 |  | 8544 | 0.01143% | 0.01081% | 0.01001% | 0.01755% | 0.01012% | 0.01219% |  | 8544 | 0.01081% | 0.01001% | 8544 | 2351 | 0.009388% | 2125 | 0.009046% | 0.009217% |  | 8544 | 0.01012% | 0.01219% | 0.01115% |  | 8544 | 2627 | 0.009217% | 0.01114%
| Dec | 23 | 0 | 8545 | 539.3471 | 525.7734 | 505.7711 | 0.01151% | 0.01071% | 0.01006% | 0.00947% | 2296 | 0.009076% | 0.009273% |  | 16.0601 | 20.1558 | 24.3816 |  | 8545 | 523.2869 | 505.6176 | 481.3895 |  | 8545 | 0.01139% | 0.01073% | 0.009969% | 0.01755% | 0.01011% | 0.01219% |  | 8545 | 0.01073% | 0.009969% | 8545 | 7344 | 0.009388% | 1889 | 0.009045% | 0.009216% |  | 8545 | 0.01011% | 0.01219% | 0.01115% |  | 8545 | 2296 | 0.009216% | 0.0108%
| Dec | 23 | 1 | 8546 | 543.1061 | 522.3568 | 505.0021 | 0.01159% | 0.01064% | 0.01004% | 0.00947% | 2691 | 0.009073% | 0.009272% |  | 16.0644 | 20.1525 | 24.3816 |  | 8546 | 527.0417 | 502.2044 | 480.6206 |  | 8546 | 0.01147% | 0.01066% | 0.009953% | 0.01756% | 0.01011% | 0.01219% |  | 8546 | 0.01066% | 0.009953% | 8546 | 1774 | 0.009387% | 2296 | 0.009045% | 0.009216% |  | 8546 | 0.01011% | 0.01219% | 0.01115% |  | 8546 | 2691 | 0.009216% | 0.01122%
| Dec | 23 | 2 | 8547 | 550.6024 | 523.7719 | 505.5272 | 0.01175% | 0.01067% | 0.01005% | 0.00947% | 2176 | 0.009072% | 0.009271% |  | 16.0687 | 20.1491 | 24.3816 |  | 8547 | 534.5337 | 503.6227 | 481.1457 |  | 8547 | 0.01164% | 0.01069% | 0.009964% | 0.01756% | 0.01011% | 0.01219% |  | 8547 | 0.01069% | 0.009964% | 8547 | 7190 | 0.009385% | 2560 | 0.009043% | 0.009214% |  | 8547 | 0.01011% | 0.01219% | 0.01115% |  | 8547 | 2176 | 0.009214% | 0.01068%
| Dec | 23 | 3 | 8548 | 557.1969 | 525.3359 | 508.4154 | 0.01189% | 0.0107% | 0.01011% | 0.009466% | 2531 | 0.009072% | 0.009269% |  | 16.0729 | 20.1458 | 24.3816 |  | 8548 | 541.124 | 505.1901 | 484.0339 |  | 8548 | 0.01178% | 0.01072% | 0.01002% | 0.01757% | 0.01011% | 0.01219% |  | 8548 | 0.01072% | 0.01002% | 8548 | 2379 | 0.009384% | 2178 | 0.00904% | 0.009212% |  | 8548 | 0.01011% | 0.01219% | 0.01115% |  | 8548 | 2531 | 0.009212% | 0.01104%
| Dec | 23 | 4 | 8549 | 564.9712 | 527.8122 | 518.2709 | 0.01206% | 0.01075% | 0.01031% | 0.009466% | 2156 | 0.00907% | 0.009268% |  | 16.0772 | 20.1425 | 24.3816 |  | 8549 | 548.8941 | 507.6697 | 493.8894 |  | 8549 | 0.01195% | 0.01078% | 0.01023% | 0.01757% | 0.01011% | 0.01219% |  | 8549 | 0.01078% | 0.01023% | 8549 | 6723 | 0.009382% | 2689 | 0.00904% | 0.009211% |  | 8549 | 0.01011% | 0.01219% | 0.01115% |  | 8549 | 2156 | 0.009211% | 0.01066%
| Dec | 23 | 5 | 8550 | 572.8063 | 532.3832 | 531.0427 | 0.01223% | 0.01084% | 0.01056% | 0.009464% | 2125 | 0.009068% | 0.009266% |  | 16.0814 | 20.1391 | 24.3816 |  | 8550 | 556.7249 | 512.2441 | 506.6612 |  | 8550 | 0.01212% | 0.01087% | 0.01049% | 0.01758% | 0.01011% | 0.01219% |  | 8550 | 0.01087% | 0.01049% | 8550 | 1887 | 0.009381% | 2559 | 0.009036% | 0.009208% |  | 8550 | 0.01011% | 0.01219% | 0.01115% |  | 8550 | 2125 | 0.009208% | 0.01063%
| Dec | 23 | 6 | 8551 | 588.0044 | 541.9254 | 547.406 | 0.01255% | 0.01104% | 0.01088% | 0.009463% | 2524 | 0.009067% | 0.009265% |  | 16.0857 | 20.1358 | 24.3816 |  | 8551 | 571.9187 | 521.7896 | 523.0245 |  | 8551 | 0.01245% | 0.01107% | 0.01083% | 0.01758% | 0.0101% | 0.01219% |  | 8551 | 0.01107% | 0.01083% | 8551 | 820 | 0.009379% | 2177 | 0.009033% | 0.009206% |  | 8551 | 0.0101% | 0.01219% | 0.01114% |  | 8551 | 2524 | 0.009206% | 0.01103%
| Dec | 23 | 7 | 8552 | 596.9507 | 546.906 | 549.7128 | 0.01274% | 0.01114% | 0.01093% | 0.009462% | 1948 | 0.009067% | 0.009264% |  | 16.0899 | 20.1325 | 24.3816 |  | 8552 | 580.8608 | 526.7736 | 525.3313 |  | 8552 | 0.01264% | 0.01118% | 0.01088% | 0.01759% | 0.0101% | 0.01219% |  | 8552 | 0.01118% | 0.01088% | 8552 | 819 | 0.009377% | 2206 | 0.009032% | 0.009204% |  | 8552 | 0.0101% | 0.01219% | 0.01114% |  | 8552 | 1948 | 0.009204% | 0.01048%
| Dec | 23 | 8 | 8553 | 592.8152 | 547.4925 | 547.0122 | 0.01265% | 0.01115% | 0.01088% | 0.00946% | 2690 | 0.009067% | 0.009263% |  | 16.0942 | 20.1291 | 24.3816 |  | 8553 | 576.721 | 527.3634 | 522.6306 |  | 8553 | 0.01255% | 0.01119% | 0.01082% | 0.01759% | 0.0101% | 0.01219% |  | 8553 | 0.01119% | 0.01082% | 8553 | 1826 | 0.009375% | 1944 | 0.00903% | 0.009203% |  | 8553 | 0.0101% | 0.01219% | 0.01114% |  | 8553 | 2690 | 0.009203% | 0.01121%
| Dec | 23 | 9 | 8554 | 570.7511 | 545.3886 | 543.3269 | 0.01218% | 0.01111% | 0.0108% | 0.009459% | 1919 | 0.009065% | 0.009262% |  | 16.0985 | 20.1258 | 24.3816 |  | 8554 | 554.6527 | 525.2628 | 518.9454 |  | 8554 | 0.01207% | 0.01115% | 0.01075% | 0.0176% | 0.0101% | 0.01219% |  | 8554 | 0.01115% | 0.01075% | 8554 | 7347 | 0.009375% | 2557 | 0.00903% | 0.009202% |  | 8554 | 0.0101% | 0.01219% | 0.01114% |  | 8554 | 1919 | 0.009202% | 0.01045%
| Dec | 23 | 10 | 8555 | 550.2839 | 539.7005 | 533.1901 | 0.01174% | 0.01099% | 0.0106% | 0.009458% | 2178 | 0.009064% | 0.009261% |  | 16.1027 | 20.1225 | 24.3816 |  | 8555 | 534.1812 | 519.578 | 508.8086 |  | 8555 | 0.01163% | 0.01103% | 0.01054% | 0.0176% | 0.0101% | 0.01219% |  | 8555 | 0.01103% | 0.01054% | 8555 | 7223 | 0.009374% | 1943 | 0.009028% | 0.009201% |  | 8555 | 0.0101% | 0.01219% | 0.01114% |  | 8555 | 2178 | 0.009201% | 0.01068%
| Dec | 23 | 11 | 8556 | 535.5613 | 533.5841 | 517.7833 | 0.01143% | 0.01087% | 0.0103% | 0.009458% | 2331 | 0.00906% | 0.009259% |  | 16.107 | 20.1191 | 24.3816 |  | 8556 | 519.4544 | 513.465 | 493.4018 |  | 8556 | 0.01131% | 0.0109% | 0.01022% | 0.01761% | 0.0101% | 0.01219% |  | 8556 | 0.0109% | 0.01022% | 8556 | 1888 | 0.009373% | 2230 | 0.009026% | 0.009199% |  | 8556 | 0.0101% | 0.01219% | 0.01114% |  | 8556 | 2331 | 0.009199% | 0.01083%
| Dec | 23 | 12 | 8557 | 520.5849 | 526.2296 | 503.258 | 0.01111% | 0.01072% | 0.01001% | 0.009457% | 2206 | 0.009058% | 0.009258% |  | 16.1112 | 20.1158 | 24.3816 |  | 8557 | 504.4736 | 506.1138 | 478.8764 |  | 8557 | 0.01098% | 0.01074% | 0.009917% | 0.01761% | 0.01009% | 0.01219% |  | 8557 | 0.01074% | 0.009917% | 8557 | 2328 | 0.009373% | 2331 | 0.009026% | 0.009199% |  | 8557 | 0.01009% | 0.01219% | 0.01114% |  | 8557 | 2206 | 0.009199% | 0.01071%
| Dec | 23 | 13 | 8558 | 509.6029 | 519.0333 | 499.0851 | 0.01088% | 0.01057% | 0.009924% | 0.009456% | 2177 | 0.009058% | 0.009257% |  | 16.1155 | 20.1125 | 24.3816 |  | 8558 | 493.4875 | 498.9209 | 474.7035 |  | 8558 | 0.01074% | 0.01059% | 0.00983% | 0.01761% | 0.01009% | 0.01219% |  | 8558 | 0.01059% | 0.00983% | 8558 | 7346 | 0.009372% | 2531 | 0.009024% | 0.009198% |  | 8558 | 0.01009% | 0.01219% | 0.01114% |  | 8558 | 2177 | 0.009198% | 0.01068%
| Dec | 23 | 14 | 8559 | 504.5416 | 512.8332 | 497.5003 | 0.01077% | 0.01044% | 0.009893% | 0.009456% | 2303 | 0.009056% | 0.009256% |  | 16.1198 | 20.1091 | 24.3816 |  | 8559 | 488.4219 | 492.7241 | 473.1188 |  | 8559 | 0.01063% | 0.01046% | 0.009798% | 0.01762% | 0.01009% | 0.01219% |  | 8559 | 0.01046% | 0.009798% | 8559 | 1866 | 0.009367% | 2303 | 0.009024% | 0.009195% |  | 8559 | 0.01009% | 0.01219% | 0.01114% |  | 8559 | 2303 | 0.009195% | 0.0108%
| Dec | 23 | 15 | 8560 | 513.3764 | 517.2366 | 496.9002 | 0.01096% | 0.01053% | 0.009881% | 0.009456% | 1889 | 0.009055% | 0.009255% |  | 16.124 | 20.1058 | 24.3816 |  | 8560 | 497.2524 | 497.1308 | 472.5186 |  | 8560 | 0.01082% | 0.01055% | 0.009785% | 0.01762% | 0.01009% | 0.01219% |  | 8560 | 0.01055% | 0.009785% | 8560 | 6699 | 0.009366% | 2627 | 0.009023% | 0.009194% |  | 8560 | 0.01009% | 0.01219% | 0.01114% |  | 8560 | 1889 | 0.009194% | 0.01042%
| Dec | 23 | 16 | 8561 | 546.7447 | 526.3692 | 510.1127 | 0.01167% | 0.01072% | 0.01014% | 0.009455% | 2230 | 0.009054% | 0.009255% |  | 16.1283 | 20.1025 | 24.3816 |  | 8561 | 530.6165 | 506.2667 | 485.7312 |  | 8561 | 0.01155% | 0.01075% | 0.01006% | 0.01763% | 0.01009% | 0.01219% |  | 8561 | 0.01075% | 0.01006% | 8561 | 2493 | 0.009365% | 2260 | 0.009022% | 0.009194% |  | 8561 | 0.01009% | 0.01219% | 0.01114% |  | 8561 | 2230 | 0.009194% | 0.01073%
| Dec | 23 | 17 | 8562 | 564.7373 | 527.9798 | 515.9266 | 0.01205% | 0.01075% | 0.01026% | 0.009454% | 2488 | 0.009053% | 0.009254% |  | 16.1325 | 20.0992 | 24.3816 |  | 8562 | 548.6048 | 507.8806 | 491.5451 |  | 8562 | 0.01194% | 0.01078% | 0.01018% | 0.01763% | 0.01009% | 0.01219% |  | 8562 | 0.01078% | 0.01018% | 8562 | 7179 | 0.009364% | 2297 | 0.009021% | 0.009192% |  | 8562 | 0.01009% | 0.01219% | 0.01114% |  | 8562 | 2488 | 0.009192% | 0.01099%
| Dec | 23 | 18 | 8563 | 574.0804 | 525.2055 | 517.1175 | 0.01225% | 0.0107% | 0.01028% | 0.009453% | 2297 | 0.009053% | 0.009253% |  | 16.1368 | 20.0958 | 24.3816 |  | 8563 | 557.9436 | 505.1097 | 492.736 |  | 8563 | 0.01215% | 0.01072% | 0.0102% | 0.01764% | 0.01008% | 0.01219% |  | 8563 | 0.01072% | 0.0102% | 8563 | 7370 | 0.009364% | 2524 | 0.00902% | 0.009192% |  | 8563 | 0.01008% | 0.01219% | 0.01113% |  | 8563 | 2297 | 0.009192% | 0.0108%
| Dec | 23 | 19 | 8564 | 580.5173 | 523.9394 | 518.7679 | 0.01239% | 0.01067% | 0.01032% | 0.009453% | 2260 | 0.009052% | 0.009252% |  | 16.1411 | 20.0925 | 24.3816 |  | 8564 | 564.3762 | 503.8469 | 494.3864 |  | 8564 | 0.01229% | 0.01069% | 0.01024% | 0.01764% | 0.01008% | 0.01219% |  | 8564 | 0.01069% | 0.01024% | 8564 | 7369 | 0.009364% | 2134 | 0.009014% | 0.009189% |  | 8564 | 0.01008% | 0.01219% | 0.01113% |  | 8564 | 2260 | 0.009189% | 0.01076%
| Dec | 23 | 20 | 8565 | 583.5818 | 522.0124 | 519.9682 | 0.01246% | 0.01063% | 0.01034% | 0.009452% | 2541 | 0.00905% | 0.009251% |  | 16.1453 | 20.0892 | 24.3816 |  | 8565 | 567.4365 | 501.9232 | 495.5866 |  | 8565 | 0.01235% | 0.01065% | 0.01026% | 0.01765% | 0.01008% | 0.01219% |  | 8565 | 0.01065% | 0.01026% | 8565 | 2005 | 0.009362% | 2691 | 0.009014% | 0.009188% |  | 8565 | 0.01008% | 0.01219% | 0.01113% |  | 8565 | 2541 | 0.009188% | 0.01105%
| Dec | 23 | 21 | 8566 | 583.2373 | 516.5849 | 519.5744 | 0.01245% | 0.01052% | 0.01033% | 0.009451% | 2572 | 0.009043% | 0.009247% |  | 16.1496 | 20.0859 | 24.3816 |  | 8566 | 567.0877 | 496.4991 | 495.1928 |  | 8566 | 0.01234% | 0.01054% | 0.01025% | 0.01765% | 0.01008% | 0.01219% |  | 8566 | 0.01054% | 0.01025% | 8566 | 817 | 0.009361% | 1888 | 0.009014% | 0.009187% |  | 8566 | 0.01008% | 0.01219% | 0.01113% |  | 8566 | 2572 | 0.009187% | 0.01108%
| Dec | 23 | 22 | 8567 | 578.3069 | 506.7262 | 513.7511 | 0.01234% | 0.01032% | 0.01022% | 0.009451% | 1944 | 0.009043% | 0.009247% |  | 16.1539 | 20.0825 | 24.3816 |  | 8567 | 562.153 | 486.6436 | 489.3695 |  | 8567 | 0.01224% | 0.01033% | 0.01013% | 0.01766% | 0.01008% | 0.01219% |  | 8567 | 0.01033% | 0.01013% | 8567 | 2330 | 0.00936% | 1817 | 0.009011% | 0.009186% |  | 8567 | 0.01008% | 0.01219% | 0.01113% |  | 8567 | 1944 | 0.009186% | 0.01047%
| Dec | 23 | 23 | 8568 | 575.7649 | 501.066 | 512.0351 | 0.01229% | 0.0102% | 0.01018% | 0.009447% | 1943 | 0.00904% | 0.009244% |  | 16.1581 | 20.0792 | 24.3816 |  | 8568 | 559.6068 | 480.9867 | 487.6535 |  | 8568 | 0.01218% | 0.01021% | 0.0101% | 0.01766% | 0.01008% | 0.01219% |  | 8568 | 0.01021% | 0.0101% | 8568 | 7345 | 0.00936% | 2488 | 0.009009% | 0.009184% |  | 8568 | 0.01008% | 0.01219% | 0.01113% |  | 8568 | 1943 | 0.009184% | 0.01047%
| Dec | 24 | 0 | 8569 | 580.219 | 499.4461 | 509.9814 | 0.01238% | 0.01017% | 0.01014% | 0.009447% | 2647 | 0.009039% | 0.009243% |  | 16.1624 | 20.0759 | 24.3816 |  | 8569 | 564.0566 | 479.3702 | 485.5999 |  | 8569 | 0.01228% | 0.01017% | 0.01006% | 0.01767% | 0.01007% | 0.01219% |  | 8569 | 0.01017% | 0.01006% | 8569 | 6694 | 0.009359% | 2690 | 0.009008% | 0.009183% |  | 8569 | 0.01007% | 0.01219% | 0.01113% |  | 8569 | 2647 | 0.009183% | 0.01117%
| Dec | 24 | 1 | 8570 | 586.0103 | 498.5245 | 510.5628 | 0.01251% | 0.01015% | 0.01015% | 0.009446% | 2307 | 0.009039% | 0.009242% |  | 16.1667 | 20.0726 | 24.3816 |  | 8570 | 569.8436 | 478.4519 | 486.1813 |  | 8570 | 0.0124% | 0.01016% | 0.01007% | 0.01767% | 0.01007% | 0.01219% |  | 8570 | 0.01016% | 0.01007% | 8570 | 7371 | 0.009357% | 2137 | 0.009005% | 0.009181% |  | 8570 | 0.01007% | 0.01219% | 0.01113% |  | 8570 | 2307 | 0.009181% | 0.01081%
| Dec | 24 | 2 | 8571 | 590.6194 | 501.5408 | 513.0197 | 0.01261% | 0.01021% | 0.0102% | 0.009444% | 2134 | 0.009037% | 0.00924% |  | 16.1709 | 20.0693 | 24.3816 |  | 8571 | 574.4485 | 481.4715 | 488.6381 |  | 8571 | 0.0125% | 0.01022% | 0.01012% | 0.01768% | 0.01007% | 0.01219% |  | 8571 | 0.01022% | 0.01012% | 8571 | 818 | 0.009357% | 2307 | 0.009005% | 0.009181% |  | 8571 | 0.01007% | 0.01219% | 0.01113% |  | 8571 | 2134 | 0.009181% | 0.01064%
| Dec | 24 | 3 | 8572 | 595.1588 | 502.5369 | 515.0545 | 0.0127% | 0.01023% | 0.01024% | 0.009441% | 2318 | 0.009032% | 0.009237% |  | 16.1752 | 20.066 | 24.3816 |  | 8572 | 578.9836 | 482.4709 | 490.673 |  | 8572 | 0.0126% | 0.01024% | 0.01016% | 0.01768% | 0.01007% | 0.01219% |  | 8572 | 0.01024% | 0.01016% | 8572 | 2352 | 0.009355% | 2541 | 0.009001% | 0.009178% |  | 8572 | 0.01007% | 0.01219% | 0.01113% |  | 8572 | 2318 | 0.009178% | 0.01082%
| Dec | 24 | 4 | 8573 | 600.8401 | 510.9434 | 518.0084 | 0.01282% | 0.0104% | 0.0103% | 0.009441% | 2137 | 0.009029% | 0.009235% |  | 16.1795 | 20.0626 | 24.3816 |  | 8573 | 584.6607 | 490.8807 | 493.6268 |  | 8573 | 0.01273% | 0.01042% | 0.01022% | 0.01768% | 0.01007% | 0.01219% |  | 8573 | 0.01042% | 0.01022% | 8573 | 2513 | 0.009354% | 2318 | 0.008998% | 0.009176% |  | 8573 | 0.01007% | 0.01219% | 0.01113% |  | 8573 | 2137 | 0.009176% | 0.01064%
| Dec | 24 | 5 | 8574 | 607.7407 | 520.6625 | 528.6797 | 0.01297% | 0.0106% | 0.01051% | 0.009439% | 2235 | 0.009026% | 0.009233% |  | 16.1837 | 20.0593 | 24.3816 |  | 8574 | 591.557 | 500.6032 | 504.2981 |  | 8574 | 0.01288% | 0.01063% | 0.01044% | 0.01769% | 0.01007% | 0.01219% |  | 8574 | 0.01063% | 0.01044% | 8574 | 2507 | 0.009353% | 2235 | 0.008997% | 0.009175% |  | 8574 | 0.01007% | 0.01219% | 0.01113% |  | 8574 | 2235 | 0.009175% | 0.01074%
| Dec | 24 | 6 | 8575 | 616.2596 | 532.83 | 541.3577 | 0.01315% | 0.01085% | 0.01076% | 0.009438% | 1888 | 0.009024% | 0.009231% |  | 16.188 | 20.056 | 24.3816 |  | 8575 | 600.0716 | 512.774 | 516.9761 |  | 8575 | 0.01306% | 0.01088% | 0.01071% | 0.01769% | 0.01006% | 0.01219% |  | 8575 | 0.01088% | 0.01071% | 8575 | 2009 | 0.009353% | 2572 | 0.008992% | 0.009172% |  | 8575 | 0.01006% | 0.01219% | 0.01112% |  | 8575 | 1888 | 0.009172% | 0.01042%
| Dec | 24 | 7 | 8576 | 623.6426 | 539.5143 | 544.7429 | 0.01331% | 0.01099% | 0.01083% | 0.009435% | 2533 | 0.009021% | 0.009228% |  | 16.1923 | 20.0527 | 24.3816 |  | 8576 | 607.4503 | 519.4616 | 520.3613 |  | 8576 | 0.01322% | 0.01103% | 0.01078% | 0.0177% | 0.01006% | 0.01219% |  | 8576 | 0.01103% | 0.01078% | 8576 | 1822 | 0.009353% | 1947 | 0.008989% | 0.009171% |  | 8576 | 0.01006% | 0.01219% | 0.01112% |  | 8576 | 2533 | 0.009171% | 0.01104%
| Dec | 24 | 8 | 8577 | 625.9072 | 541.3948 | 544.6679 | 0.01336% | 0.01102% | 0.01083% | 0.009433% | 2326 | 0.00902% | 0.009227% |  | 16.1965 | 20.0494 | 24.3816 |  | 8577 | 609.7106 | 521.3454 | 520.2863 |  | 8577 | 0.01327% | 0.01107% | 0.01077% | 0.0177% | 0.01006% | 0.01219% |  | 8577 | 0.01107% | 0.01077% | 8577 | 2346 | 0.009353% | 2326 | 0.008984% | 0.009169% |  | 8577 | 0.01006% | 0.01219% | 0.01112% |  | 8577 | 2326 | 0.009169% | 0.01083%
| Dec | 24 | 9 | 8578 | 617.7276 | 542.4654 | 541.7047 | 0.01318% | 0.01105% | 0.01077% | 0.009431% | 2537 | 0.009019% | 0.009225% |  | 16.2008 | 20.0461 | 24.3816 |  | 8578 | 601.5268 | 522.4193 | 517.3231 |  | 8578 | 0.01309% | 0.01109% | 0.01071% | 0.01771% | 0.01006% | 0.01219% |  | 8578 | 0.01109% | 0.01071% | 8578 | 1849 | 0.009349% | 2647 | 0.008982% | 0.009165% |  | 8578 | 0.01006% | 0.01219% | 0.01112% |  | 8578 | 2537 | 0.009165% | 0.01105%
| Dec | 24 | 10 | 8579 | 600.3232 | 538.7136 | 537.5974 | 0.01281% | 0.01097% | 0.01069% | 0.00943% | 1817 | 0.009019% | 0.009224% |  | 16.2051 | 20.0428 | 24.3816 |  | 8579 | 584.1181 | 518.6709 | 513.2159 |  | 8579 | 0.01272% | 0.01101% | 0.01063% | 0.01771% | 0.01006% | 0.01219% |  | 8579 | 0.01101% | 0.01063% | 8579 | 7275 | 0.009348% | 2306 | 0.008974% | 0.009161% |  | 8579 | 0.01006% | 0.01219% | 0.01112% |  | 8579 | 1817 | 0.009161% | 0.01036%
| Dec | 24 | 11 | 8580 | 583.4563 | 532.1784 | 530.4332 | 0.01245% | 0.01084% | 0.01055% | 0.009428% | 2558 | 0.009018% | 0.009223% |  | 16.2094 | 20.0394 | 24.3816 |  | 8580 | 567.247 | 512.1389 | 506.0517 |  | 8580 | 0.01235% | 0.01087% | 0.01048% | 0.01772% | 0.01006% | 0.01219% |  | 8580 | 0.01087% | 0.01048% | 8580 | 2329 | 0.00934% | 1815 | 0.008973% | 0.009157% |  | 8580 | 0.01006% | 0.01219% | 0.01112% |  | 8580 | 2558 | 0.009157% | 0.01107%
| Dec | 24 | 12 | 8581 | 573.4077 | 525.401 | 521.8812 | 0.01224% | 0.0107% | 0.01038% | 0.00942% | 2623 | 0.009014% | 0.009217% |  | 16.2136 | 20.0361 | 24.3816 |  | 8581 | 557.1941 | 505.3649 | 497.4996 |  | 8581 | 0.01213% | 0.01073% | 0.0103% | 0.01772% | 0.01005% | 0.01219% |  | 8581 | 0.01073% | 0.0103% | 8581 | 7863 | 0.009334% | 1964 | 0.008972% | 0.009153% |  | 8581 | 0.01005% | 0.01219% | 0.01112% |  | 8581 | 2623 | 0.009153% | 0.01114%
| Dec | 24 | 13 | 8582 | 569.3914 | 521.4631 | 516.8174 | 0.01215% | 0.01062% | 0.01028% | 0.009419% | 6364 | 0.009013% | 0.009216% |  | 16.2179 | 20.0328 | 24.3816 |  | 8582 | 553.1735 | 501.4303 | 492.4359 |  | 8582 | 0.01204% | 0.01064% | 0.0102% | 0.01773% | 0.01005% | 0.01219% |  | 8582 | 0.01064% | 0.0102% | 8582 | 2486 | 0.009333% | 2533 | 0.008971% | 0.009152% |  | 8582 | 0.01005% | 0.01219% | 0.01112% |  | 8582 | 6364 | 0.009152% | 0.01204%
| Dec | 24 | 14 | 8583 | 566.4291 | 518.512 | 512.8321 | 0.01209% | 0.01056% | 0.0102% | 0.009418% | 2648 | 0.009013% | 0.009216% |  | 16.2222 | 20.0295 | 24.3816 |  | 8583 | 550.2069 | 498.4825 | 488.4506 |  | 8583 | 0.01198% | 0.01058% | 0.01012% | 0.01773% | 0.01005% | 0.01219% |  | 8583 | 0.01058% | 0.01012% | 8583 | 925 | 0.009332% | 2131 | 0.008971% | 0.009151% |  | 8583 | 0.01005% | 0.01219% | 0.01112% |  | 8583 | 2648 | 0.009151% | 0.01117%
| Dec | 24 | 15 | 8584 | 568.7464 | 520.7184 | 514.6044 | 0.01214% | 0.0106% | 0.01023% | 0.009418% | 2306 | 0.009009% | 0.009213% |  | 16.2265 | 20.0262 | 24.3816 |  | 8584 | 552.52 | 500.6921 | 490.2229 |  | 8584 | 0.01203% | 0.01063% | 0.01015% | 0.01774% | 0.01005% | 0.01219% |  | 8584 | 0.01063% | 0.01015% | 8584 | 2345 | 0.009331% | 2537 | 0.008969% | 0.00915% |  | 8584 | 0.01005% | 0.01219% | 0.01112% |  | 8584 | 2306 | 0.00915% | 0.01081%
| Dec | 24 | 16 | 8585 | 575.0902 | 526.062 | 519.6025 | 0.01227% | 0.01071% | 0.01033% | 0.009417% | 1947 | 0.009003% | 0.00921% |  | 16.2307 | 20.0229 | 24.3816 |  | 8585 | 558.8595 | 506.0391 | 495.2209 |  | 8585 | 0.01217% | 0.01074% | 0.01026% | 0.01774% | 0.01005% | 0.01219% |  | 8585 | 0.01074% | 0.01026% | 8585 | 2319 | 0.00933% | 2558 | 0.008967% | 0.009149% |  | 8585 | 0.01005% | 0.01219% | 0.01112% |  | 8585 | 1947 | 0.009149% | 0.01047%
| Dec | 24 | 17 | 8586 | 573.6942 | 525.4662 | 514.4825 | 0.01224% | 0.0107% | 0.01023% | 0.009417% | 2507 | 0.009% | 0.009208% |  | 16.235 | 20.0196 | 24.3816 |  | 8586 | 557.4592 | 505.4466 | 490.101 |  | 8586 | 0.01213% | 0.01073% | 0.01015% | 0.01775% | 0.01005% | 0.01219% |  | 8586 | 0.01073% | 0.01015% | 8586 | 7226 | 0.00933% | 2157 | 0.008962% | 0.009146% |  | 8586 | 0.01005% | 0.01219% | 0.01112% |  | 8586 | 2507 | 0.009146% | 0.01101%
| Dec | 24 | 18 | 8587 | 567.7679 | 521.0256 | 508.528 | 0.01212% | 0.01061% | 0.01011% | 0.009416% | 2532 | 0.008997% | 0.009206% |  | 16.2393 | 20.0163 | 24.3816 |  | 8587 | 551.5286 | 501.0093 | 484.1464 |  | 8587 | 0.01201% | 0.01063% | 0.01003% | 0.01775% | 0.01004% | 0.01219% |  | 8587 | 0.01063% | 0.01003% | 8587 | 1812 | 0.009329% | 2623 | 0.008958% | 0.009144% |  | 8587 | 0.01004% | 0.01219% | 0.01111% |  | 8587 | 2532 | 0.009144% | 0.01104%
| Dec | 24 | 19 | 8588 | 563.9439 | 516.6966 | 503.5299 | 0.01204% | 0.01052% | 0.01001% | 0.009415% | 2628 | 0.008996% | 0.009206% |  | 16.2436 | 20.013 | 24.3816 |  | 8588 | 547.7003 | 496.6837 | 479.1483 |  | 8588 | 0.01192% | 0.01054% | 0.009922% | 0.01775% | 0.01004% | 0.01219% |  | 8588 | 0.01054% | 0.009922% | 8588 | 7199 | 0.009329% | 2126 | 0.008957% | 0.009143% |  | 8588 | 0.01004% | 0.01219% | 0.01111% |  | 8588 | 2628 | 0.009143% | 0.01115%
| Dec | 24 | 20 | 8589 | 561.3158 | 514.8813 | 501.3919 | 0.01198% | 0.01048% | 0.00997% | 0.009415% | 2131 | 0.008995% | 0.009205% |  | 16.2478 | 20.0097 | 24.3816 |  | 8589 | 545.0679 | 494.8716 | 477.0103 |  | 8589 | 0.01186% | 0.0105% | 0.009878% | 0.01776% | 0.01004% | 0.01219% |  | 8589 | 0.0105% | 0.009878% | 8589 | 2320 | 0.009329% | 2182 | 0.008956% | 0.009143% |  | 8589 | 0.01004% | 0.01219% | 0.01111% |  | 8589 | 2131 | 0.009143% | 0.01064%
| Dec | 24 | 21 | 8590 | 556.0001 | 510.6175 | 497.6879 | 0.01187% | 0.0104% | 0.009896% | 0.009414% | 2597 | 0.008995% | 0.009204% |  | 16.2521 | 20.0064 | 24.3816 |  | 8590 | 539.748 | 490.6111 | 473.3063 |  | 8590 | 0.01175% | 0.01041% | 0.009801% | 0.01776% | 0.01004% | 0.01219% |  | 8590 | 0.01041% | 0.009801% | 8590 | 7213 | 0.009328% | 2321 | 0.008956% | 0.009142% |  | 8590 | 0.01004% | 0.01219% | 0.01111% |  | 8590 | 2597 | 0.009142% | 0.01111%
| Dec | 24 | 22 | 8591 | 547.3688 | 507.0985 | 490.9831 | 0.01168% | 0.01033% | 0.009763% | 0.009411% | 2590 | 0.008993% | 0.009202% |  | 16.2564 | 20.0031 | 24.3816 |  | 8591 | 531.1124 | 487.0954 | 466.6016 |  | 8591 | 0.01156% | 0.01034% | 0.009663% | 0.01777% | 0.01004% | 0.01219% |  | 8591 | 0.01034% | 0.009663% | 8591 | 1769 | 0.009327% | 2648 | 0.008954% | 0.00914% |  | 8591 | 0.01004% | 0.01219% | 0.01111% |  | 8591 | 2590 | 0.00914% | 0.0111%
| Dec | 24 | 23 | 8592 | 540.6512 | 505.218 | 487.7667 | 0.01154% | 0.01029% | 0.009699% | 0.009411% | 2321 | 0.008993% | 0.009202% |  | 16.2607 | 19.9998 | 24.3816 |  | 8592 | 524.3905 | 485.2182 | 463.3852 |  | 8592 | 0.01141% | 0.0103% | 0.009596% | 0.01777% | 0.01004% | 0.01219% |  | 8592 | 0.0103% | 0.009596% | 8592 | 1715 | 0.009321% | 1956 | 0.008954% | 0.009138% |  | 8592 | 0.01004% | 0.01219% | 0.01111% |  | 8592 | 2321 | 0.009138% | 0.01082%
| Dec | 25 | 0 | 8593 | 538.5872 | 504.6967 | 487.598 | 0.01149% | 0.01028% | 0.009696% | 0.009408% | 2157 | 0.008989% | 0.009198% |  | 16.2649 | 19.9965 | 24.3816 |  | 8593 | 522.3223 | 484.7002 | 463.2164 |  | 8593 | 0.01137% | 0.01029% | 0.009592% | 0.01778% | 0.01003% | 0.01219% |  | 8593 | 0.01029% | 0.009592% | 8593 | 1825 | 0.009321% | 2507 | 0.008951% | 0.009136% |  | 8593 | 0.01003% | 0.01219% | 0.01111% |  | 8593 | 2157 | 0.009136% | 0.01066%
| Dec | 25 | 1 | 8594 | 539.6438 | 504.8643 | 489.0608 | 0.01152% | 0.01028% | 0.009725% | 0.009407% | 1964 | 0.008988% | 0.009197% |  | 16.2692 | 19.9932 | 24.3816 |  | 8594 | 523.3746 | 484.8711 | 464.6793 |  | 8594 | 0.01139% | 0.01029% | 0.009623% | 0.01778% | 0.01003% | 0.01219% |  | 8594 | 0.01029% | 0.009623% | 8594 | 7372 | 0.00932% | 2255 | 0.008951% | 0.009136% |  | 8594 | 0.01003% | 0.01219% | 0.01111% |  | 8594 | 1964 | 0.009136% | 0.01049%
| Dec | 25 | 2 | 8595 | 541.438 | 505.4042 | 488.9295 | 0.01156% | 0.01029% | 0.009722% | 0.009406% | 2182 | 0.008984% | 0.009195% |  | 16.2735 | 19.9899 | 24.3816 |  | 8595 | 525.1645 | 485.4143 | 464.548 |  | 8595 | 0.01143% | 0.0103% | 0.00962% | 0.01779% | 0.01003% | 0.01219% |  | 8595 | 0.0103% | 0.00962% | 8595 | 2343 | 0.00932% | 2330 | 0.008947% | 0.009133% |  | 8595 | 0.01003% | 0.01219% | 0.01111% |  | 8595 | 2182 | 0.009133% | 0.01069%
| Dec | 25 | 3 | 8596 | 543.8602 | 508.6812 | 491.4332 | 0.01161% | 0.01036% | 0.009772% | 0.009405% | 2330 | 0.008984% | 0.009195% |  | 16.2778 | 19.9866 | 24.3816 |  | 8596 | 527.5824 | 488.6946 | 467.0517 |  | 8596 | 0.01148% | 0.01037% | 0.009672% | 0.01779% | 0.01003% | 0.01219% |  | 8596 | 0.01037% | 0.009672% | 8596 | 2375 | 0.009317% | 2319 | 0.008947% | 0.009132% |  | 8596 | 0.01003% | 0.01219% | 0.01111% |  | 8596 | 2330 | 0.009132% | 0.01083%
| Dec | 25 | 4 | 8597 | 548.6706 | 517.0411 | 497.1909 | 0.01171% | 0.01053% | 0.009886% | 0.009405% | 2255 | 0.008984% | 0.009194% |  | 16.2821 | 19.9833 | 24.3816 |  | 8597 | 532.3886 | 497.0578 | 472.8093 |  | 8597 | 0.01159% | 0.01055% | 0.009791% | 0.0178% | 0.01003% | 0.01219% |  | 8597 | 0.01055% | 0.009791% | 8597 | 2501 | 0.009316% | 2532 | 0.008947% | 0.009131% |  | 8597 | 0.01003% | 0.01219% | 0.01111% |  | 8597 | 2255 | 0.009131% | 0.01076%
| Dec | 25 | 5 | 8598 | 558.2532 | 525.5686 | 506.5494 | 0.01191% | 0.0107% | 0.01007% | 0.009405% | 2319 | 0.008983% | 0.009194% |  | 16.2863 | 19.98 | 24.3816 |  | 8598 | 541.9669 | 505.5886 | 482.1678 |  | 8598 | 0.0118% | 0.01073% | 0.009985% | 0.0178% | 0.01003% | 0.01219% |  | 8598 | 0.01073% | 0.009985% | 8598 | 1745 | 0.009316% | 2304 | 0.008946% | 0.009131% |  | 8598 | 0.01003% | 0.01219% | 0.01111% |  | 8598 | 2319 | 0.009131% | 0.01082%
| Dec | 25 | 6 | 8599 | 565.9023 | 537.8572 | 517.1457 | 0.01208% | 0.01095% | 0.01028% | 0.009404% | 1815 | 0.008982% | 0.009193% |  | 16.2906 | 19.9767 | 24.3816 |  | 8599 | 549.6116 | 517.8805 | 492.7641 |  | 8599 | 0.01196% | 0.01099% | 0.0102% | 0.01781% | 0.01002% | 0.01219% |  | 8599 | 0.01099% | 0.0102% | 8599 | 1741 | 0.009315% | 2305 | 0.008942% | 0.009129% |  | 8599 | 0.01002% | 0.01219% | 0.0111% |  | 8599 | 1815 | 0.009129% | 0.01036%
| Dec | 25 | 7 | 8600 | 570.1456 | 543.2474 | 524.7506 | 0.01217% | 0.01106% | 0.01043% | 0.009403% | 2517 | 0.008982% | 0.009193% |  | 16.2949 | 19.9734 | 24.3816 |  | 8600 | 553.8507 | 523.274 | 500.369 |  | 8600 | 0.01206% | 0.01111% | 0.01036% | 0.01781% | 0.01002% | 0.01219% |  | 8600 | 0.01111% | 0.01036% | 8600 | 1835 | 0.009314% | 2135 | 0.008941% | 0.009128% |  | 8600 | 0.01002% | 0.01219% | 0.0111% |  | 8600 | 2517 | 0.009128% | 0.01103%
| Dec | 25 | 8 | 8601 | 567.3509 | 543.2474 | 526.054 | 0.01211% | 0.01106% | 0.01046% | 0.009403% | 2126 | 0.008982% | 0.009192% |  | 16.2992 | 19.9701 | 24.3816 |  | 8601 | 551.0517 | 523.2773 | 501.6725 |  | 8601 | 0.012% | 0.01111% | 0.01039% | 0.01782% | 0.01002% | 0.01219% |  | 8601 | 0.01111% | 0.01039% | 8601 | 7287 | 0.009313% | 2597 | 0.00894% | 0.009127% |  | 8601 | 0.01002% | 0.01219% | 0.0111% |  | 8601 | 2126 | 0.009127% | 0.01063%
| Dec | 25 | 9 | 8602 | 562.1481 | 529.4879 | 524.1411 | 0.012% | 0.01078% | 0.01042% | 0.0094% | 2304 | 0.008981% | 0.009191% |  | 16.3035 | 19.9668 | 24.3816 |  | 8602 | 545.8446 | 509.5211 | 499.7595 |  | 8602 | 0.01188% | 0.01081% | 0.01035% | 0.01782% | 0.01002% | 0.01219% |  | 8602 | 0.01081% | 0.01035% | 8602 | 7380 | 0.009312% | 2212 | 0.008939% | 0.009126% |  | 8602 | 0.01002% | 0.01219% | 0.0111% |  | 8602 | 2304 | 0.009126% | 0.01081%
| Dec | 25 | 10 | 8603 | 554.1007 | 516.2591 | 519.5368 | 0.01183% | 0.01051% | 0.01033% | 0.009398% | 2305 | 0.008978% | 0.009188% |  | 16.3078 | 19.9635 | 24.3816 |  | 8603 | 537.7929 | 496.2956 | 495.1553 |  | 8603 | 0.01171% | 0.01053% | 0.01025% | 0.01782% | 0.01002% | 0.01219% |  | 8603 | 0.01053% | 0.01025% | 8603 | 2378 | 0.00931% | 2186 | 0.008939% | 0.009124% |  | 8603 | 0.01002% | 0.01219% | 0.0111% |  | 8603 | 2305 | 0.009124% | 0.01081%
| Dec | 25 | 11 | 8604 | 545.6615 | 501.699 | 511.3505 | 0.01165% | 0.01022% | 0.01017% | 0.009398% | 2536 | 0.008976% | 0.009187% |  | 16.312 | 19.9602 | 24.3816 |  | 8604 | 529.3494 | 481.7388 | 486.969 |  | 8604 | 0.01152% | 0.01022% | 0.01008% | 0.01783% | 0.01002% | 0.01219% |  | 8604 | 0.01022% | 0.01008% | 8604 | 1766 | 0.009308% | 2628 | 0.008939% | 0.009123% |  | 8604 | 0.01002% | 0.01219% | 0.0111% |  | 8604 | 2536 | 0.009123% | 0.01105%
| Dec | 25 | 12 | 8605 | 538.6743 | 489.6339 | 501.9545 | 0.0115% | 0.009971% | 0.009981% | 0.009397% | 2669 | 0.008971% | 0.009184% |  | 16.3163 | 19.957 | 24.3816 |  | 8605 | 522.3579 | 469.6769 | 477.573 |  | 8605 | 0.01137% | 0.009969% | 0.00989% | 0.01783% | 0.01001% | 0.01219% |  | 8605 | 0.009969% | 0.00989% | 8605 | 7175 | 0.009307% | 2590 | 0.008938% | 0.009123% |  | 8605 | 0.01001% | 0.01219% | 0.0111% |  | 8605 | 2669 | 0.009123% | 0.01119%
| Dec | 25 | 13 | 8606 | 535.5573 | 478.0715 | 497.2659 | 0.01143% | 0.009735% | 0.009888% | 0.009396% | 1956 | 0.00897% | 0.009183% |  | 16.3206 | 19.9537 | 24.3816 |  | 8606 | 519.2367 | 458.1178 | 472.8843 |  | 8606 | 0.0113% | 0.009723% | 0.009793% | 0.01784% | 0.01001% | 0.01219% |  | 8606 | 0.009723% | 0.009793% | 8606 | 1819 | 0.009305% | 1945 | 0.008935% | 0.00912% |  | 8606 | 0.01001% | 0.01219% | 0.0111% |  | 8606 | 1956 | 0.00912% | 0.01048%
| Dec | 25 | 14 | 8607 | 534.165 | 473.1933 | 494.2558 | 0.0114% | 0.009636% | 0.009828% | 0.009395% | 2212 | 0.00897% | 0.009182% |  | 16.3249 | 19.9504 | 24.3816 |  | 8607 | 517.8401 | 453.2429 | 469.8742 |  | 8607 | 0.01127% | 0.00962% | 0.00973% | 0.01784% | 0.01001% | 0.01219% |  | 8607 | 0.00962% | 0.00973% | 8607 | 2489 | 0.009303% | 1816 | 0.008932% | 0.009118% |  | 8607 | 0.01001% | 0.01219% | 0.0111% |  | 8607 | 2212 | 0.009118% | 0.01072%
| Dec | 25 | 15 | 8608 | 533.6856 | 478.4904 | 494.6028 | 0.01139% | 0.009744% | 0.009835% | 0.009395% | 2186 | 0.008968% | 0.009181% |  | 16.3292 | 19.9471 | 24.3816 |  | 8608 | 517.3564 | 458.5433 | 470.2212 |  | 8608 | 0.01126% | 0.009733% | 0.009738% | 0.01785% | 0.01001% | 0.01219% |  | 8608 | 0.009733% | 0.009738% | 8608 | 2377 | 0.009303% | 2517 | 0.008932% | 0.009118% |  | 8608 | 0.01001% | 0.01219% | 0.0111% |  | 8608 | 2186 | 0.009118% | 0.01069%
| Dec | 25 | 16 | 8609 | 544.6631 | 503.9426 | 505.1897 | 0.01162% | 0.01026% | 0.01005% | 0.009395% | 2135 | 0.008967% | 0.009181% |  | 16.3335 | 19.9438 | 24.3816 |  | 8609 | 528.3296 | 483.9988 | 480.8081 |  | 8609 | 0.0115% | 0.01027% | 0.009957% | 0.01785% | 0.01001% | 0.01219% |  | 8609 | 0.01027% | 0.009957% | 8609 | 2344 | 0.009303% | 1946 | 0.008932% | 0.009117% |  | 8609 | 0.01001% | 0.01219% | 0.0111% |  | 8609 | 2135 | 0.009117% | 0.01064%
| Dec | 25 | 17 | 8610 | 551.5278 | 518.4375 | 513.1322 | 0.01177% | 0.01056% | 0.0102% | 0.009395% | 2646 | 0.008963% | 0.009179% |  | 16.3378 | 19.9405 | 24.3816 |  | 8610 | 535.1901 | 498.497 | 488.7506 |  | 8610 | 0.01165% | 0.01058% | 0.01012% | 0.01786% | 0.01001% | 0.01219% |  | 8610 | 0.01058% | 0.01012% | 8610 | 6698 | 0.009301% | 2148 | 0.00893% | 0.009115% |  | 8610 | 0.01001% | 0.01219% | 0.0111% |  | 8610 | 2646 | 0.009115% | 0.01117%
| Dec | 25 | 18 | 8611 | 548.9402 | 521.5469 | 515.6828 | 0.01172% | 0.01062% | 0.01025% | 0.009394% | 2566 | 0.008959% | 0.009177% |  | 16.3421 | 19.9372 | 24.3816 |  | 8611 | 532.5982 | 501.6097 | 491.3012 |  | 8611 | 0.01159% | 0.01065% | 0.01017% | 0.01786% | 0.01% | 0.01219% |  | 8611 | 0.01065% | 0.01017% | 8611 | 6695 | 0.009301% | 2536 | 0.008924% | 0.009112% |  | 8611 | 0.01% | 0.01219% | 0.0111% |  | 8611 | 2566 | 0.009112% | 0.01108%
| Dec | 25 | 19 | 8612 | 549.5562 | 525.3638 | 517.5864 | 0.01173% | 0.0107% | 0.01029% | 0.009393% | 2148 | 0.008957% | 0.009175% |  | 16.3463 | 19.9339 | 24.3816 |  | 8612 | 533.2098 | 505.4299 | 493.2048 |  | 8612 | 0.01161% | 0.01073% | 0.01021% | 0.01787% | 0.01% | 0.01219% |  | 8612 | 0.01073% | 0.01021% | 8612 | 7224 | 0.0093% | 1963 | 0.008919% | 0.00911% |  | 8612 | 0.01% | 0.01219% | 0.01109% |  | 8612 | 2148 | 0.00911% | 0.01066%
| Dec | 25 | 20 | 8613 | 547.5417 | 522.4685 | 519.4525 | 0.01169% | 0.01064% | 0.01033% | 0.009389% | 2614 | 0.008954% | 0.009171% |  | 16.3506 | 19.9307 | 24.3816 |  | 8613 | 531.1911 | 502.5379 | 495.0709 |  | 8613 | 0.01156% | 0.01067% | 0.01025% | 0.01787% | 0.01% | 0.01219% |  | 8613 | 0.01067% | 0.01025% | 8613 | 7205 | 0.009299% | 2136 | 0.008919% | 0.009109% |  | 8613 | 0.01% | 0.01219% | 0.01109% |  | 8613 | 2614 | 0.009109% | 0.01113%
| Dec | 25 | 21 | 8614 | 542.477 | 518.363 | 519.5368 | 0.01158% | 0.01056% | 0.01033% | 0.009388% | 1945 | 0.008951% | 0.00917% |  | 16.3549 | 19.9274 | 24.3816 |  | 8614 | 526.1221 | 498.4357 | 495.1553 |  | 8614 | 0.01145% | 0.01058% | 0.01025% | 0.01788% | 0.009999% | 0.01219% |  | 8614 | 0.01058% | 0.01025% | 8614 | 1863 | 0.009291% | 2234 | 0.008918% | 0.009105% |  | 8614 | 0.009999% | 0.01219% | 0.01109% |  | 8614 | 1945 | 0.009105% | 0.01047%
| Dec | 25 | 22 | 8615 | 533.6219 | 509.9845 | 512.2695 | 0.01139% | 0.01039% | 0.01019% | 0.009385% | 2234 | 0.008951% | 0.009168% |  | 16.3592 | 19.9241 | 24.3816 |  | 8615 | 517.2627 | 490.0604 | 487.8879 |  | 8615 | 0.01126% | 0.0104% | 0.0101% | 0.01788% | 0.009997% | 0.01219% |  | 8615 | 0.0104% | 0.0101% | 8615 | 2518 | 0.00929% | 2669 | 0.008909% | 0.0091% |  | 8615 | 0.009997% | 0.01219% | 0.01109% |  | 8615 | 2234 | 0.0091% | 0.01074%
| Dec | 25 | 23 | 8616 | 528.2737 | 504.1288 | 508.8562 | 0.01127% | 0.01027% | 0.01012% | 0.009383% | 1946 | 0.008948% | 0.009165% |  | 16.3635 | 19.9208 | 24.3816 |  | 8616 | 511.9102 | 484.208 | 484.4746 |  | 8616 | 0.01114% | 0.01028% | 0.01003% | 0.01789% | 0.009996% | 0.01219% |  | 8616 | 0.01028% | 0.01003% | 8616 | 2487 | 0.009289% | 2256 | 0.008907% | 0.009098% |  | 8616 | 0.009996% | 0.01219% | 0.01109% |  | 8616 | 1946 | 0.009098% | 0.01047%
| Dec | 26 | 0 | 8617 | 527.1392 | 500.3305 | 507.9466 | 0.01125% | 0.01019% | 0.0101% | 0.00938% | 2629 | 0.008948% | 0.009164% |  | 16.3678 | 19.9175 | 24.3816 |  | 8617 | 510.7714 | 480.413 | 483.565 |  | 8617 | 0.01112% | 0.0102% | 0.01001% | 0.01789% | 0.009994% | 0.01219% |  | 8617 | 0.0102% | 0.01001% | 8617 | 1864 | 0.009288% | 2566 | 0.008905% | 0.009097% |  | 8617 | 0.009994% | 0.01219% | 0.01109% |  | 8617 | 2629 | 0.009097% | 0.01115%
| Dec | 26 | 1 | 8618 | 528.8001 | 498.45 | 510.1315 | 0.01129% | 0.01015% | 0.01014% | 0.009378% | 2136 | 0.008946% | 0.009162% |  | 16.3721 | 19.9143 | 24.3816 |  | 8618 | 512.428 | 478.5357 | 485.7499 |  | 8618 | 0.01115% | 0.01016% | 0.01006% | 0.01789% | 0.009992% | 0.01219% |  | 8618 | 0.01016% | 0.01006% | 8618 | 809 | 0.009285% | 2155 | 0.008905% | 0.009095% |  | 8618 | 0.009992% | 0.01219% | 0.01109% |  | 8618 | 2136 | 0.009095% | 0.01064%
| Dec | 26 | 2 | 8619 | 532.6298 | 499.9861 | 512.2976 | 0.01137% | 0.01018% | 0.01019% | 0.009374% | 1816 | 0.008943% | 0.009159% |  | 16.3764 | 19.911 | 24.3816 |  | 8619 | 516.2535 | 480.0751 | 487.9161 |  | 8619 | 0.01124% | 0.01019% | 0.0101% | 0.0179% | 0.009991% | 0.01219% |  | 8619 | 0.01019% | 0.0101% | 8619 | 7225 | 0.009282% | 2646 | 0.008902% | 0.009092% |  | 8619 | 0.009991% | 0.01219% | 0.01109% |  | 8619 | 1816 | 0.009092% | 0.01036%
| Dec | 26 | 3 | 8620 | 535.9716 | 500.8612 | 517.3707 | 0.01144% | 0.0102% | 0.01029% | 0.009374% | 2256 | 0.008941% | 0.009158% |  | 16.3807 | 19.9077 | 24.3816 |  | 8620 | 519.5909 | 480.9535 | 492.9892 |  | 8620 | 0.01131% | 0.01021% | 0.01021% | 0.0179% | 0.009989% | 0.01219% |  | 8620 | 0.01021% | 0.01021% | 8620 | 2491 | 0.00928% | 2129 | 0.0089% | 0.00909% |  | 8620 | 0.009989% | 0.01219% | 0.01109% |  | 8620 | 2256 | 0.00909% | 0.01076%
| Dec | 26 | 4 | 8621 | 542.1624 | 507.834 | 524.6474 | 0.01157% | 0.01034% | 0.01043% | 0.009372% | 2534 | 0.008941% | 0.009156% |  | 16.385 | 19.9044 | 24.3816 |  | 8621 | 525.7774 | 487.9296 | 500.2659 |  | 8621 | 0.01145% | 0.01036% | 0.01036% | 0.01791% | 0.009987% | 0.01219% |  | 8621 | 0.01036% | 0.01036% | 8621 | 1656 | 0.00928% | 2614 | 0.008896% | 0.009088% |  | 8621 | 0.009987% | 0.01219% | 0.01109% |  | 8621 | 2534 | 0.009088% | 0.01104%
| Dec | 26 | 5 | 8622 | 553.8711 | 524.7401 | 540.3731 | 0.01182% | 0.01069% | 0.01075% | 0.009371% | 1963 | 0.008937% | 0.009154% |  | 16.3893 | 19.9012 | 24.3816 |  | 8622 | 537.4819 | 504.8389 | 515.9915 |  | 8622 | 0.0117% | 0.01072% | 0.01069% | 0.01791% | 0.009986% | 0.01219% |  | 8622 | 0.01072% | 0.01069% | 8622 | 6722 | 0.009279% | 2232 | 0.008893% | 0.009086% |  | 8622 | 0.009986% | 0.01219% | 0.01109% |  | 8622 | 1963 | 0.009086% | 0.01049%
| Dec | 26 | 6 | 8623 | 568.6554 | 540.9107 | 556.305 | 0.01214% | 0.01101% | 0.01106% | 0.009369% | 2535 | 0.008935% | 0.009152% |  | 16.3936 | 19.8979 | 24.3816 |  | 8623 | 552.2619 | 521.0128 | 531.9235 |  | 8623 | 0.01202% | 0.01106% | 0.01102% | 0.01792% | 0.009984% | 0.01219% |  | 8623 | 0.01106% | 0.01102% | 8623 | 1744 | 0.009279% | 2163 | 0.008892% | 0.009086% |  | 8623 | 0.009984% | 0.01219% | 0.01109% |  | 8623 | 2535 | 0.009086% | 0.01104%
| Dec | 26 | 7 | 8624 | 575.0327 | 547.2691 | 566.4324 | 0.01227% | 0.01114% | 0.01126% | 0.009368% | 2155 | 0.008933% | 0.009151% |  | 16.3978 | 19.8946 | 24.3816 |  | 8624 | 558.6348 | 527.3745 | 542.0509 |  | 8624 | 0.01216% | 0.01119% | 0.01123% | 0.01792% | 0.009983% | 0.01219% |  | 8624 | 0.01119% | 0.01123% | 8624 | 6721 | 0.009277% | 2231 | 0.00889% | 0.009083% |  | 8624 | 0.009983% | 0.01219% | 0.01108% |  | 8624 | 2155 | 0.009083% | 0.01066%
| Dec | 26 | 8 | 8625 | 573.2674 | 550.2016 | 565.551 | 0.01224% | 0.0112% | 0.01125% | 0.009367% | 5334 | 0.008933% | 0.00915% |  | 16.4021 | 19.8913 | 24.3816 |  | 8625 | 556.8653 | 530.3102 | 541.1694 |  | 8625 | 0.01212% | 0.01126% | 0.01121% | 0.01793% | 0.009981% | 0.01219% |  | 8625 | 0.01126% | 0.01121% | 8625 | 929 | 0.009275% | 2629 | 0.008888% | 0.009082% |  | 8625 | 0.009981% | 0.01219% | 0.01108% |  | 8625 | 5334 | 0.009082% | 0.01251%
| Dec | 26 | 9 | 8626 | 576.4132 | 549.7733 | 552.2072 | 0.0123% | 0.0112% | 0.01098% | 0.009367% | 2129 | 0.008927% | 0.009147% |  | 16.4064 | 19.8881 | 24.3816 |  | 8626 | 560.0068 | 529.8853 | 527.8256 |  | 8626 | 0.01219% | 0.01125% | 0.01093% | 0.01793% | 0.009979% | 0.01219% |  | 8626 | 0.01125% | 0.01093% | 8626 | 7204 | 0.009274% | 2534 | 0.008888% | 0.009081% |  | 8626 | 0.009979% | 0.01219% | 0.01108% |  | 8626 | 2129 | 0.009081% | 0.01064%
| Dec | 26 | 10 | 8627 | 576.8433 | 550.5181 | 544.0302 | 0.01231% | 0.01121% | 0.01082% | 0.009365% | 2232 | 0.008927% | 0.009146% |  | 16.4107 | 19.8848 | 24.3816 |  | 8627 | 560.4326 | 530.6333 | 519.6487 |  | 8627 | 0.0122% | 0.01126% | 0.01076% | 0.01794% | 0.009978% | 0.01219% |  | 8627 | 0.01126% | 0.01076% | 8627 | 1843 | 0.009273% | 2130 | 0.008886% | 0.009079% |  | 8627 | 0.009978% | 0.01219% | 0.01108% |  | 8627 | 2232 | 0.009079% | 0.01074%
| Dec | 26 | 11 | 8628 | 570.2131 | 552.5383 | 534.0997 | 0.01217% | 0.01125% | 0.01062% | 0.009364% | 2231 | 0.008924% | 0.009144% |  | 16.415 | 19.8815 | 24.3816 |  | 8628 | 553.7981 | 532.6568 | 509.7182 |  | 8628 | 0.01206% | 0.01131% | 0.01056% | 0.01794% | 0.009976% | 0.01219% |  | 8628 | 0.01131% | 0.01056% | 8628 | 6697 | 0.009272% | 2320 | 0.008883% | 0.009078% |  | 8628 | 0.009976% | 0.01219% | 0.01108% |  | 8628 | 2231 | 0.009078% | 0.01073%
| Dec | 26 | 12 | 8629 | 560.2216 | 552.1938 | 529.3454 | 0.01196% | 0.01124% | 0.01053% | 0.009363% | 2320 | 0.008922% | 0.009143% |  | 16.4193 | 19.8783 | 24.3816 |  | 8629 | 543.8023 | 532.3156 | 504.9639 |  | 8629 | 0.01184% | 0.0113% | 0.01046% | 0.01795% | 0.009974% | 0.01219% |  | 8629 | 0.0113% | 0.01046% | 8629 | 807 | 0.009271% | 2535 | 0.008882% | 0.009077% |  | 8629 | 0.009974% | 0.01219% | 0.01108% |  | 8629 | 2320 | 0.009077% | 0.01082%
| Dec | 26 | 13 | 8630 | 553.1618 | 551.2908 | 534.8968 | 0.01181% | 0.01123% | 0.01064% | 0.009362% | 2163 | 0.008922% | 0.009142% |  | 16.4236 | 19.875 | 24.3816 |  | 8630 | 536.7382 | 531.4158 | 510.5152 |  | 8630 | 0.01168% | 0.01128% | 0.01057% | 0.01795% | 0.009973% | 0.01219% |  | 8630 | 0.01128% | 0.01057% | 8630 | 7178 | 0.009271% | 1973 | 0.008882% | 0.009076% |  | 8630 | 0.009973% | 0.01219% | 0.01108% |  | 8630 | 2163 | 0.009076% | 0.01067%
| Dec | 26 | 14 | 8631 | 554.7317 | 551.1139 | 539.998 | 0.01184% | 0.01122% | 0.01074% | 0.009361% | 2130 | 0.008914% | 0.009137% |  | 16.4279 | 19.8717 | 24.3816 |  | 8631 | 538.3038 | 531.2422 | 515.6164 |  | 8631 | 0.01172% | 0.01128% | 0.01068% | 0.01796% | 0.009971% | 0.01219% |  | 8631 | 0.01128% | 0.01068% | 8631 | 6720 | 0.009269% | 6364 | 0.008872% | 0.009071% |  | 8631 | 0.009971% | 0.01219% | 0.01108% |  | 8631 | 2130 | 0.009071% | 0.01064%
| Dec | 26 | 15 | 8632 | 559.1961 | 552.8176 | 546.909 | 0.01193% | 0.01126% | 0.01088% | 0.009357% | 2515 | 0.008913% | 0.009135% |  | 16.4322 | 19.8684 | 24.3816 |  | 8632 | 542.7639 | 532.9491 | 522.5275 |  | 8632 | 0.01181% | 0.01131% | 0.01082% | 0.01796% | 0.009969% | 0.01219% |  | 8632 | 0.01131% | 0.01082% | 8632 | 2508 | 0.009269% | 2127 | 0.008871% | 0.00907% |  | 8632 | 0.009969% | 0.01219% | 0.01108% |  | 8632 | 2515 | 0.00907% | 0.01102%
| Dec | 26 | 16 | 8633 | 575.7646 | 561.8571 | 557.1865 | 0.01229% | 0.01144% | 0.01108% | 0.009356% | 2329 | 0.008908% | 0.009132% |  | 16.4365 | 19.8652 | 24.3816 |  | 8633 | 559.3281 | 541.9919 | 532.8049 |  | 8633 | 0.01218% | 0.0115% | 0.01103% | 0.01797% | 0.009968% | 0.01219% |  | 8633 | 0.0115% | 0.01103% | 8633 | 7336 | 0.009269% | 2329 | 0.008868% | 0.009068% |  | 8633 | 0.009968% | 0.01219% | 0.01108% |  | 8633 | 2329 | 0.009068% | 0.01083%
| Dec | 26 | 17 | 8634 | 583.0333 | 563.0394 | 561.3031 | 0.01244% | 0.01147% | 0.01116% | 0.009356% | 2258 | 0.008903% | 0.009129% |  | 16.4408 | 19.8619 | 24.3816 |  | 8634 | 566.5925 | 543.1775 | 536.9215 |  | 8634 | 0.01233% | 0.01153% | 0.01112% | 0.01797% | 0.009966% | 0.01219% |  | 8634 | 0.01153% | 0.01112% | 8634 | 1657 | 0.009264% | 2258 | 0.008867% | 0.009065% |  | 8634 | 0.009966% | 0.01219% | 0.01108% |  | 8634 | 2258 | 0.009065% | 0.01076%
| Dec | 26 | 18 | 8635 | 579.4598 | 555.8711 | 555.0391 | 0.01237% | 0.01132% | 0.01104% | 0.009351% | 2508 | 0.008902% | 0.009127% |  | 16.4451 | 19.8586 | 24.3816 |  | 8635 | 563.0147 | 536.0124 | 530.6575 |  | 8635 | 0.01226% | 0.01138% | 0.01099% | 0.01797% | 0.009965% | 0.01219% |  | 8635 | 0.01138% | 0.01099% | 8635 | 2488 | 0.009263% | 2128 | 0.008865% | 0.009064% |  | 8635 | 0.009965% | 0.01219% | 0.01108% |  | 8635 | 2508 | 0.009064% | 0.01102%
| Dec | 26 | 19 | 8636 | 574.3955 | 549.8106 | 551.1007 | 0.01226% | 0.0112% | 0.01096% | 0.009351% | 1973 | 0.008902% | 0.009126% |  | 16.4494 | 19.8554 | 24.3816 |  | 8636 | 557.9461 | 529.9552 | 526.7191 |  | 8636 | 0.01215% | 0.01125% | 0.01091% | 0.01798% | 0.009963% | 0.01219% |  | 8636 | 0.01125% | 0.01091% | 8636 | 1731 | 0.009259% | 2515 | 0.008861% | 0.00906% |  | 8636 | 0.009963% | 0.01219% | 0.01107% |  | 8636 | 1973 | 0.00906% | 0.0105%
| Dec | 26 | 20 | 8637 | 567.9561 | 542.3909 | 549.891 | 0.01212% | 0.01104% | 0.01093% | 0.009351% | 2127 | 0.008899% | 0.009125% |  | 16.4537 | 19.8521 | 24.3816 |  | 8637 | 551.5024 | 522.5388 | 525.5094 |  | 8637 | 0.01201% | 0.01109% | 0.01088% | 0.01798% | 0.009961% | 0.01219% |  | 8637 | 0.01109% | 0.01088% | 8637 | 6696 | 0.009256% | 2207 | 0.008859% | 0.009057% |  | 8637 | 0.009961% | 0.01219% | 0.01107% |  | 8637 | 2127 | 0.009057% | 0.01064%
| Dec | 26 | 21 | 8638 | 557.0194 | 534.8967 | 542.4079 | 0.01189% | 0.01089% | 0.01079% | 0.009349% | 2649 | 0.008898% | 0.009123% |  | 16.458 | 19.8489 | 24.3816 |  | 8638 | 540.5614 | 515.0479 | 518.0264 |  | 8638 | 0.01177% | 0.01093% | 0.01073% | 0.01799% | 0.00996% | 0.01219% |  | 8638 | 0.01093% | 0.01073% | 8638 | 2494 | 0.009256% | 1965 | 0.008857% | 0.009056% |  | 8638 | 0.00996% | 0.01219% | 0.01107% |  | 8638 | 2649 | 0.009056% | 0.01117%
| Dec | 26 | 22 | 8639 | 543.7585 | 526.9743 | 528.2296 | 0.01161% | 0.01073% | 0.0105% | 0.009344% | 2128 | 0.008894% | 0.009119% |  | 16.4623 | 19.8456 | 24.3816 |  | 8639 | 527.2961 | 507.1287 | 503.848 |  | 8639 | 0.01148% | 0.01076% | 0.01043% | 0.01799% | 0.009958% | 0.01219% |  | 8639 | 0.01076% | 0.01043% | 8639 | 2008 | 0.009254% | 2259 | 0.008852% | 0.009053% |  | 8639 | 0.009958% | 0.01219% | 0.01107% |  | 8639 | 2128 | 0.009053% | 0.01064%
| Dec | 26 | 23 | 8640 | 535.9157 | 523.595 | 522.3125 | 0.01144% | 0.01066% | 0.01039% | 0.009343% | 2207 | 0.008892% | 0.009117% |  | 16.4666 | 19.8423 | 24.3816 |  | 8640 | 519.449 | 503.7527 | 497.931 |  | 8640 | 0.01131% | 0.01069% | 0.01031% | 0.018% | 0.009956% | 0.01219% |  | 8640 | 0.01069% | 0.01031% | 8640 | 2376 | 0.009252% | 2233 | 0.00885% | 0.009051% |  | 8640 | 0.009956% | 0.01219% | 0.01107% |  | 8640 | 2207 | 0.009051% | 0.01071%
| Dec | 27 | 0 | 8641 | 532.8171 | 522.4406 | 519.0774 | 0.01137% | 0.01064% | 0.01032% | 0.00934% | 2259 | 0.008889% | 0.009114% |  | 16.4709 | 19.8391 | 24.3816 |  | 8641 | 516.3462 | 502.6015 | 494.6958 |  | 8641 | 0.01124% | 0.01067% | 0.01024% | 0.018% | 0.009955% | 0.01219% |  | 8641 | 0.01067% | 0.01024% | 8641 | 1768 | 0.009251% | 2508 | 0.00885% | 0.009051% |  | 8641 | 0.009955% | 0.01219% | 0.01107% |  | 8641 | 2259 | 0.009051% | 0.01076%
| Dec | 27 | 1 | 8642 | 535.4286 | 527.2723 | 516.3298 | 0.01143% | 0.01074% | 0.01027% | 0.009339% | 2233 | 0.008885% | 0.009112% |  | 16.4752 | 19.8358 | 24.3816 |  | 8642 | 518.9533 | 507.4364 | 491.9483 |  | 8642 | 0.0113% | 0.01077% | 0.01019% | 0.01801% | 0.009953% | 0.01219% |  | 8642 | 0.01077% | 0.01019% | 8642 | 1865 | 0.009251% | 2257 | 0.00884% | 0.009045% |  | 8642 | 0.009953% | 0.01219% | 0.01107% |  | 8642 | 2233 | 0.009045% | 0.01074%
| Dec | 27 | 2 | 8643 | 539.6865 | 535.6787 | 518.7304 | 0.01152% | 0.01091% | 0.01031% | 0.009337% | 2636 | 0.008882% | 0.009109% |  | 16.4796 | 19.8326 | 24.3816 |  | 8643 | 523.2069 | 515.8462 | 494.3489 |  | 8643 | 0.01139% | 0.01095% | 0.01024% | 0.01801% | 0.009951% | 0.01219% |  | 8643 | 0.01095% | 0.01024% | 8643 | 2512 | 0.00925% | 2327 | 0.008837% | 0.009043% |  | 8643 | 0.009951% | 0.01219% | 0.01107% |  | 8643 | 2636 | 0.009043% | 0.01115%
| Dec | 27 | 3 | 8644 | 543.0689 | 544.3366 | 523.5597 | 0.01159% | 0.01108% | 0.01041% | 0.009336% | 2327 | 0.008878% | 0.009107% |  | 16.4839 | 19.8293 | 24.3816 |  | 8644 | 526.585 | 524.5073 | 499.1781 |  | 8644 | 0.01146% | 0.01113% | 0.01034% | 0.01802% | 0.00995% | 0.01219% |  | 8644 | 0.01113% | 0.01034% | 8644 | 7274 | 0.009249% | 2649 | 0.008835% | 0.009042% |  | 8644 | 0.00995% | 0.01219% | 0.01107% |  | 8644 | 2327 | 0.009042% | 0.01083%
| Dec | 27 | 4 | 8645 | 554.1671 | 556.6717 | 535.1312 | 0.01183% | 0.01134% | 0.01064% | 0.009334% | 1965 | 0.008878% | 0.009106% |  | 16.4882 | 19.826 | 24.3816 |  | 8645 | 537.679 | 536.8456 | 510.7497 |  | 8645 | 0.0117% | 0.01139% | 0.01058% | 0.01802% | 0.009948% | 0.01219% |  | 8645 | 0.01139% | 0.01058% | 8645 | 1823 | 0.009247% | 2185 | 0.008825% | 0.009036% |  | 8645 | 0.009948% | 0.01219% | 0.01107% |  | 8645 | 1965 | 0.009036% | 0.01049%
| Dec | 27 | 5 | 8646 | 571.171 | 577.5716 | 550.4161 | 0.01219% | 0.01176% | 0.01094% | 0.009331% | 2257 | 0.008877% | 0.009104% |  | 16.4925 | 19.8228 | 24.3816 |  | 8646 | 554.6785 | 557.7488 | 526.0346 |  | 8646 | 0.01207% | 0.01184% | 0.01089% | 0.01803% | 0.009947% | 0.01219% |  | 8646 | 0.01184% | 0.01089% | 8646 | 1691 | 0.009247% | 2636 | 0.008819% | 0.009033% |  | 8646 | 0.009947% | 0.01219% | 0.01107% |  | 8646 | 2257 | 0.009033% | 0.01076%
| Dec | 27 | 6 | 8647 | 591.4115 | 596.5723 | 566.2543 | 0.01262% | 0.01215% | 0.01126% | 0.009331% | 2622 | 0.008859% | 0.009095% |  | 16.4968 | 19.8195 | 24.3816 |  | 8647 | 574.9148 | 576.7527 | 541.8727 |  | 8647 | 0.01251% | 0.01224% | 0.01122% | 0.01803% | 0.009945% | 0.01219% |  | 8647 | 0.01224% | 0.01122% | 8647 | 1479 | 0.009245% | 1957 | 0.008816% | 0.00903% |  | 8647 | 0.009945% | 0.01219% | 0.01107% |  | 8647 | 2622 | 0.00903% | 0.01114%
| Dec | 27 | 7 | 8648 | 600.9819 | 607.5854 | 577.6195 | 0.01283% | 0.01237% | 0.01149% | 0.009328% | 2185 | 0.008858% | 0.009093% |  | 16.5011 | 19.8163 | 24.3816 |  | 8648 | 584.4808 | 587.7691 | 553.2379 |  | 8648 | 0.01272% | 0.01248% | 0.01146% | 0.01804% | 0.009943% | 0.01219% |  | 8648 | 0.01248% | 0.01146% | 8648 | 7335 | 0.009245% | 2158 | 0.008813% | 0.009029% |  | 8648 | 0.009943% | 0.01219% | 0.01106% |  | 8648 | 2185 | 0.009029% | 0.01069%
| Dec | 27 | 8 | 8649 | 598.6752 | 602.2976 | 576.6536 | 0.01278% | 0.01226% | 0.01147% | 0.009328% | 2630 | 0.008854% | 0.009091% |  | 16.5054 | 19.813 | 24.3816 |  | 8649 | 582.1698 | 582.4846 | 552.2721 |  | 8649 | 0.01267% | 0.01236% | 0.01144% | 0.01804% | 0.009942% | 0.01219% |  | 8649 | 0.01236% | 0.01144% | 8649 | 1846 | 0.009244% | 2162 | 0.008812% | 0.009028% |  | 8649 | 0.009942% | 0.01219% | 0.01106% |  | 8649 | 2630 | 0.009028% | 0.01115%
| Dec | 27 | 9 | 8650 | 594.4047 | 594.4218 | 568.2235 | 0.01269% | 0.0121% | 0.0113% | 0.009326% | 2650 | 0.008851% | 0.009088% |  | 16.5097 | 19.8098 | 24.3816 |  | 8650 | 577.895 | 574.612 | 543.8419 |  | 8650 | 0.01258% | 0.0122% | 0.01126% | 0.01805% | 0.00994% | 0.01219% |  | 8650 | 0.0122% | 0.01126% | 8650 | 7272 | 0.00924% | 2328 | 0.008808% | 0.009024% |  | 8650 | 0.00994% | 0.01219% | 0.01106% |  | 8650 | 2650 | 0.009024% | 0.01117%
| Dec | 27 | 10 | 8651 | 586.6262 | 581.6864 | 565.3634 | 0.01252% | 0.01185% | 0.01124% | 0.009325% | 2328 | 0.008851% | 0.009088% |  | 16.514 | 19.8065 | 24.3816 |  | 8651 | 570.1122 | 561.8798 | 540.9819 |  | 8651 | 0.01241% | 0.01193% | 0.0112% | 0.01805% | 0.009938% | 0.01219% |  | 8651 | 0.01193% | 0.0112% | 8651 | 7334 | 0.009239% | 2622 | 0.008797% | 0.009018% |  | 8651 | 0.009938% | 0.01219% | 0.01106% |  | 8651 | 2328 | 0.009018% | 0.01083%
| Dec | 27 | 11 | 8652 | 574.1976 | 565.162 | 558.9869 | 0.01226% | 0.01151% | 0.01112% | 0.009325% | 2631 | 0.008847% | 0.009086% |  | 16.5183 | 19.8033 | 24.3816 |  | 8652 | 557.6793 | 545.3587 | 534.6054 |  | 8652 | 0.01214% | 0.01158% | 0.01107% | 0.01805% | 0.009937% | 0.01219% |  | 8652 | 0.01158% | 0.01107% | 8652 | 1767 | 0.009236% | 2630 | 0.00879% | 0.009013% |  | 8652 | 0.009937% | 0.01219% | 0.01106% |  | 8652 | 2631 | 0.009013% | 0.01115%
| Dec | 27 | 12 | 8653 | 561.8646 | 546.2171 | 549.2064 | 0.01199% | 0.01112% | 0.01092% | 0.009324% | 2158 | 0.008845% | 0.009085% |  | 16.5226 | 19.8 | 24.3816 |  | 8653 | 545.3419 | 526.4171 | 524.8249 |  | 8653 | 0.01187% | 0.01117% | 0.01087% | 0.01806% | 0.009935% | 0.01219% |  | 8653 | 0.01117% | 0.01087% | 8653 | 7273 | 0.009234% | 2149 | 0.008788% | 0.009011% |  | 8653 | 0.009935% | 0.01219% | 0.01106% |  | 8653 | 2158 | 0.009011% | 0.01066%
| Dec | 27 | 13 | 8654 | 561.0047 | 535.1574 | 547.0216 | 0.01197% | 0.0109% | 0.01088% | 0.009323% | 2162 | 0.008845% | 0.009084% |  | 16.5269 | 19.7968 | 24.3816 |  | 8654 | 544.4777 | 515.3606 | 522.64 |  | 8654 | 0.01185% | 0.01094% | 0.01082% | 0.01806% | 0.009933% | 0.01219% |  | 8654 | 0.01094% | 0.01082% | 8654 | 1742 | 0.009232% | 2509 | 0.008786% | 0.009009% |  | 8654 | 0.009933% | 0.01219% | 0.01106% |  | 8654 | 2162 | 0.009009% | 0.01067%
| Dec | 27 | 14 | 8655 | 555.0621 | 533.8168 | 545.0711 | 0.01185% | 0.01087% | 0.01084% | 0.00932% | 2548 | 0.008842% | 0.009081% |  | 16.5313 | 19.7935 | 24.3816 |  | 8655 | 538.5308 | 514.0233 | 520.6895 |  | 8655 | 0.01172% | 0.01091% | 0.01078% | 0.01807% | 0.009932% | 0.01219% |  | 8655 | 0.01091% | 0.01078% | 8655 | 7381 | 0.009232% | 2211 | 0.008786% | 0.009009% |  | 8655 | 0.009932% | 0.01219% | 0.01106% |  | 8655 | 2548 | 0.009009% | 0.01106%
| Dec | 27 | 15 | 8656 | 559.2694 | 538.8719 | 548.9251 | 0.01194% | 0.01097% | 0.01092% | 0.009319% | 2509 | 0.008841% | 0.00908% |  | 16.5356 | 19.7903 | 24.3816 |  | 8656 | 542.7338 | 519.0816 | 524.5436 |  | 8656 | 0.01181% | 0.01102% | 0.01086% | 0.01807% | 0.00993% | 0.01219% |  | 8656 | 0.01102% | 0.01086% | 8656 | 1682 | 0.009228% | 2650 | 0.008786% | 0.009007% |  | 8656 | 0.00993% | 0.01219% | 0.01106% |  | 8656 | 2509 | 0.009007% | 0.01102%
| Dec | 27 | 16 | 8657 | 574.7313 | 567.117 | 556.6332 | 0.01227% | 0.01155% | 0.01107% | 0.009319% | 1957 | 0.008838% | 0.009078% |  | 16.5399 | 19.787 | 24.3816 |  | 8657 | 558.1914 | 547.3299 | 532.2517 |  | 8657 | 0.01215% | 0.01162% | 0.01102% | 0.01808% | 0.009929% | 0.01219% |  | 8657 | 0.01162% | 0.01102% | 8657 | 7177 | 0.009227% | 2548 | 0.008784% | 0.009006% |  | 8657 | 0.009929% | 0.01219% | 0.01106% |  | 8657 | 1957 | 0.009006% | 0.01048%
| Dec | 27 | 17 | 8658 | 580.5185 | 583.39 | 558.8838 | 0.01239% | 0.01188% | 0.01111% | 0.009317% | 2634 | 0.008836% | 0.009077% |  | 16.5442 | 19.7838 | 24.3816 |  | 8658 | 563.9743 | 563.6062 | 534.5022 |  | 8658 | 0.01228% | 0.01196% | 0.01107% | 0.01808% | 0.009927% | 0.01219% |  | 8658 | 0.01196% | 0.01107% | 8658 | 7201 | 0.009227% | 2631 | 0.008783% | 0.009005% |  | 8658 | 0.009927% | 0.01219% | 0.01106% |  | 8658 | 2634 | 0.009005% | 0.01115%
| Dec | 27 | 18 | 8659 | 580.3766 | 588.082 | 554.7765 | 0.01239% | 0.01198% | 0.01103% | 0.009316% | 2633 | 0.008834% | 0.009075% |  | 16.5485 | 19.7805 | 24.3816 |  | 8659 | 563.8281 | 568.3015 | 530.395 |  | 8659 | 0.01227% | 0.01206% | 0.01098% | 0.01809% | 0.009925% | 0.01219% |  | 8659 | 0.01206% | 0.01098% | 8659 | 2490 | 0.009224% | 1962 | 0.008782% | 0.009003% |  | 8659 | 0.009925% | 0.01219% | 0.01106% |  | 8659 | 2633 | 0.009003% | 0.01115%
| Dec | 27 | 19 | 8660 | 580.1056 | 587.6072 | 548.175 | 0.01238% | 0.01197% | 0.0109% | 0.009314% | 2660 | 0.008834% | 0.009074% |  | 16.5528 | 19.7773 | 24.3816 |  | 8660 | 563.5528 | 567.8299 | 523.7934 |  | 8660 | 0.01227% | 0.01205% | 0.01085% | 0.01809% | 0.009924% | 0.01219% |  | 8660 | 0.01205% | 0.01085% | 8660 | 1667 | 0.009223% | 2183 | 0.008781% | 0.009002% |  | 8660 | 0.009924% | 0.01219% | 0.01105% |  | 8660 | 2660 | 0.009002% | 0.01118%
| Dec | 27 | 20 | 8661 | 576.0705 | 587.812 | 543.2707 | 0.01229% | 0.01197% | 0.0108% | 0.009313% | 2632 | 0.008833% | 0.009073% |  | 16.5571 | 19.7741 | 24.3816 |  | 8661 | 559.5133 | 568.038 | 518.8891 |  | 8661 | 0.01218% | 0.01206% | 0.01075% | 0.0181% | 0.009922% | 0.01219% |  | 8661 | 0.01206% | 0.01075% | 8661 | 7214 | 0.009222% | 2634 | 0.008772% | 0.008997% |  | 8661 | 0.009922% | 0.01219% | 0.01105% |  | 8661 | 2632 | 0.008997% | 0.01115%
| Dec | 27 | 21 | 8662 | 565.3189 | 582.1518 | 534.2029 | 0.01207% | 0.01185% | 0.01062% | 0.009312% | 2571 | 0.008824% | 0.009068% |  | 16.5614 | 19.7708 | 24.3816 |  | 8662 | 548.7574 | 562.381 | 509.8213 |  | 8662 | 0.01195% | 0.01194% | 0.01056% | 0.0181% | 0.00992% | 0.01219% |  | 8662 | 0.01194% | 0.01056% | 8662 | 7203 | 0.009221% | 2633 | 0.008769% | 0.008995% |  | 8662 | 0.00992% | 0.01219% | 0.01105% |  | 8662 | 2571 | 0.008995% | 0.01108%
| Dec | 27 | 22 | 8663 | 547.9775 | 567.4707 | 523.9817 | 0.0117% | 0.01156% | 0.01042% | 0.009311% | 2211 | 0.008822% | 0.009067% |  | 16.5658 | 19.7676 | 24.3816 |  | 8663 | 531.4118 | 547.7032 | 499.6001 |  | 8663 | 0.01157% | 0.01162% | 0.01035% | 0.01811% | 0.009919% | 0.01219% |  | 8663 | 0.01162% | 0.01035% | 8663 | 2006 | 0.009218% | 2632 | 0.008769% | 0.008993% |  | 8663 | 0.009919% | 0.01219% | 0.01105% |  | 8663 | 2211 | 0.008993% | 0.01071%
| Dec | 27 | 23 | 8664 | 538.7652 | 557.1465 | 516.855 | 0.0115% | 0.01135% | 0.01028% | 0.009309% | 2149 | 0.008821% | 0.009065% |  | 16.5701 | 19.7643 | 24.3816 |  | 8664 | 522.1951 | 537.3821 | 492.4734 |  | 8664 | 0.01137% | 0.01141% | 0.0102% | 0.01811% | 0.009917% | 0.01219% |  | 8664 | 0.01141% | 0.0102% | 8664 | 1650 | 0.009217% | 2184 | 0.008767% | 0.008992% |  | 8664 | 0.009917% | 0.01219% | 0.01105% |  | 8664 | 2149 | 0.008992% | 0.01066%
| Dec | 28 | 0 | 8665 | 535.9203 | 555.4615 | 512.0632 | 0.01144% | 0.01131% | 0.01018% | 0.009307% | 2637 | 0.008818% | 0.009062% |  | 16.5744 | 19.7611 | 24.3816 |  | 8665 | 519.3459 | 535.7004 | 487.6816 |  | 8665 | 0.01131% | 0.01137% | 0.0101% | 0.01812% | 0.009916% | 0.01219% |  | 8665 | 0.01137% | 0.0101% | 8665 | 808 | 0.009217% | 2660 | 0.008767% | 0.008992% |  | 8665 | 0.009916% | 0.01219% | 0.01105% |  | 8665 | 2637 | 0.008992% | 0.01116%
| Dec | 28 | 1 | 8666 | 537.0259 | 552.11 | 510.0658 | 0.01146% | 0.01124% | 0.01014% | 0.009306% | 2183 | 0.008816% | 0.009061% |  | 16.5787 | 19.7579 | 24.3816 |  | 8666 | 520.4472 | 532.3522 | 485.6843 |  | 8666 | 0.01133% | 0.0113% | 0.01006% | 0.01812% | 0.009914% | 0.01219% |  | 8666 | 0.0113% | 0.01006% | 8666 | 7216 | 0.009217% | 1966 | 0.008766% | 0.008991% |  | 8666 | 0.009914% | 0.01219% | 0.01105% |  | 8666 | 2183 | 0.008991% | 0.01069%
| Dec | 28 | 2 | 8667 | 538.272 | 553.7671 | 509.9721 | 0.01149% | 0.01128% | 0.01014% | 0.009301% | 2651 | 0.008812% | 0.009057% |  | 16.583 | 19.7546 | 24.3816 |  | 8667 | 521.6889 | 534.0125 | 485.5905 |  | 8667 | 0.01136% | 0.01133% | 0.01006% | 0.01813% | 0.009912% | 0.01219% |  | 8667 | 0.01133% | 0.01006% | 8667 | 1824 | 0.009212% | 5334 | 0.008764% | 0.008988% |  | 8667 | 0.009912% | 0.01219% | 0.01105% |  | 8667 | 2651 | 0.008988% | 0.01117%
| Dec | 28 | 3 | 8668 | 541.8311 | 555.5546 | 511.5943 | 0.01156% | 0.01131% | 0.01017% | 0.0093% | 2542 | 0.008809% | 0.009055% |  | 16.5873 | 19.7514 | 24.3816 |  | 8668 | 525.2437 | 535.8032 | 487.2128 |  | 8668 | 0.01143% | 0.01137% | 0.01009% | 0.01813% | 0.009911% | 0.01219% |  | 8668 | 0.01137% | 0.01009% | 8668 | 1646 | 0.009212% | 2571 | 0.008763% | 0.008988% |  | 8668 | 0.009911% | 0.01219% | 0.01105% |  | 8668 | 2542 | 0.008988% | 0.01105%
| Dec | 28 | 4 | 8669 | 547.2219 | 564.4545 | 517.1081 | 0.01168% | 0.01149% | 0.01028% | 0.0093% | 1962 | 0.008805% | 0.009052% |  | 16.5917 | 19.7481 | 24.3816 |  | 8669 | 530.6302 | 544.7063 | 492.7266 |  | 8669 | 0.01155% | 0.01156% | 0.0102% | 0.01813% | 0.009909% | 0.01219% |  | 8669 | 0.01156% | 0.0102% | 8669 | 1743 | 0.009208% | 2210 | 0.008759% | 0.008984% |  | 8669 | 0.009909% | 0.01219% | 0.01105% |  | 8669 | 1962 | 0.008984% | 0.01049%
| Dec | 28 | 5 | 8670 | 563.536 | 577.9346 | 527.9482 | 0.01203% | 0.01177% | 0.0105% | 0.009293% | 2645 | 0.008805% | 0.009049% |  | 16.596 | 19.7449 | 24.3816 |  | 8670 | 546.94 | 558.1897 | 503.5667 |  | 8670 | 0.01191% | 0.01185% | 0.01043% | 0.01814% | 0.009907% | 0.01219% |  | 8670 | 0.01185% | 0.01043% | 8670 | 7202 | 0.009207% | 2208 | 0.008755% | 0.008981% |  | 8670 | 0.009907% | 0.01219% | 0.01105% |  | 8670 | 2645 | 0.008981% | 0.01116%
| Dec | 28 | 6 | 8671 | 582.6168 | 596.023 | 538.5914 | 0.01243% | 0.01214% | 0.01071% | 0.009289% | 2184 | 0.008803% | 0.009046% |  | 16.6003 | 19.7417 | 24.3816 |  | 8671 | 566.0165 | 576.2813 | 514.2099 |  | 8671 | 0.01232% | 0.01223% | 0.01065% | 0.01814% | 0.009906% | 0.01219% |  | 8671 | 0.01223% | 0.01065% | 8671 | 1720 | 0.009201% | 2637 | 0.008753% | 0.008977% |  | 8671 | 0.009906% | 0.01219% | 0.01105% |  | 8671 | 2184 | 0.008977% | 0.01069%
| Dec | 28 | 7 | 8672 | 589.6231 | 602.4745 | 546.0651 | 0.01258% | 0.01227% | 0.01086% | 0.009284% | 2210 | 0.008797% | 0.00904% |  | 16.6046 | 19.7384 | 24.3816 |  | 8672 | 573.0185 | 582.7361 | 521.6835 |  | 8672 | 0.01247% | 0.01237% | 0.0108% | 0.01815% | 0.009904% | 0.01219% |  | 8672 | 0.01237% | 0.0108% | 8672 | 1481 | 0.009198% | 2154 | 0.008751% | 0.008975% |  | 8672 | 0.009904% | 0.01219% | 0.01105% |  | 8672 | 2210 | 0.008975% | 0.01071%
| Dec | 28 | 8 | 8673 | 587.1225 | 600.1844 | 548.5969 | 0.01253% | 0.01222% | 0.01091% | 0.009283% | 2208 | 0.008792% | 0.009038% |  | 16.6089 | 19.7352 | 24.3816 |  | 8673 | 570.5136 | 580.4492 | 524.2154 |  | 8673 | 0.01242% | 0.01232% | 0.01086% | 0.01815% | 0.009903% | 0.01219% |  | 8673 | 0.01232% | 0.01086% | 8673 | 7176 | 0.009196% | 2542 | 0.00875% | 0.008973% |  | 8673 | 0.009903% | 0.01219% | 0.01104% |  | 8673 | 2208 | 0.008973% | 0.01071%
| Dec | 28 | 9 | 8674 | 585.2926 | 599.3744 | 553.1449 | 0.01249% | 0.01221% | 0.011% | 0.009283% | 1966 | 0.00879% | 0.009036% |  | 16.6133 | 19.732 | 24.3816 |  | 8674 | 568.6794 | 579.6425 | 528.7633 |  | 8674 | 0.01238% | 0.0123% | 0.01095% | 0.01816% | 0.009901% | 0.01219% |  | 8674 | 0.0123% | 0.01095% | 8674 | 7382 | 0.009193% | 2161 | 0.008749% | 0.008971% |  | 8674 | 0.009901% | 0.01219% | 0.01104% |  | 8674 | 1966 | 0.008971% | 0.01049%
| Dec | 28 | 10 | 8675 | 581.8859 | 600.1844 | 554.3452 | 0.01242% | 0.01222% | 0.01102% | 0.009282% | 2154 | 0.008786% | 0.009034% |  | 16.6176 | 19.7287 | 24.3816 |  | 8675 | 565.2684 | 580.4556 | 529.9636 |  | 8675 | 0.0123% | 0.01232% | 0.01097% | 0.01816% | 0.009899% | 0.01219% |  | 8675 | 0.01232% | 0.01097% | 8675 | 1848 | 0.009187% | 2209 | 0.008746% | 0.008967% |  | 8675 | 0.009899% | 0.01219% | 0.01104% |  | 8675 | 2154 | 0.008967% | 0.01066%
| Dec | 28 | 11 | 8676 | 575.5413 | 597.8756 | 550.1067 | 0.01228% | 0.01217% | 0.01094% | 0.009279% | 2161 | 0.008784% | 0.009031% |  | 16.6219 | 19.7255 | 24.3816 |  | 8676 | 558.9194 | 578.1501 | 525.7251 |  | 8676 | 0.01217% | 0.01227% | 0.01089% | 0.01817% | 0.009898% | 0.01219% |  | 8676 | 0.01227% | 0.01089% | 8676 | 2007 | 0.009185% | 2651 | 0.008746% | 0.008965% |  | 8676 | 0.009898% | 0.01219% | 0.01104% |  | 8676 | 2161 | 0.008965% | 0.01067%
| Dec | 28 | 12 | 8677 | 569.3621 | 596.0882 | 547.4248 | 0.01215% | 0.01214% | 0.01089% | 0.009278% | 2209 | 0.008784% | 0.009031% |  | 16.6262 | 19.7223 | 24.3816 |  | 8677 | 552.7359 | 576.3659 | 523.0432 |  | 8677 | 0.01203% | 0.01223% | 0.01083% | 0.01817% | 0.009896% | 0.01219% |  | 8677 | 0.01223% | 0.01083% | 8677 | 7200 | 0.009185% | 2645 | 0.008738% | 0.008961% |  | 8677 | 0.009896% | 0.01219% | 0.01104% |  | 8677 | 2209 | 0.008961% | 0.01071%
| Dec | 28 | 13 | 8678 | 566.2493 | 592.5319 | 544.2271 | 0.01209% | 0.01207% | 0.01082% | 0.00927% | 2513 | 0.008778% | 0.009024% |  | 16.6306 | 19.7191 | 24.3816 |  | 8678 | 549.6187 | 572.8129 | 519.8456 |  | 8678 | 0.01196% | 0.01216% | 0.01077% | 0.01818% | 0.009894% | 0.01219% |  | 8678 | 0.01216% | 0.01077% | 8678 | 7383 | 0.009179% | 2150 | 0.008735% | 0.008957% |  | 8678 | 0.009894% | 0.01219% | 0.01104% |  | 8678 | 2513 | 0.008957% | 0.01102%
| Dec | 28 | 14 | 8679 | 566.244 | 590.5025 | 541.5921 | 0.01209% | 0.01202% | 0.01077% | 0.009269% | 2510 | 0.008771% | 0.00902% |  | 16.6349 | 19.7158 | 24.3816 |  | 8679 | 549.6091 | 570.7866 | 517.2106 |  | 8679 | 0.01196% | 0.01211% | 0.01071% | 0.01818% | 0.009893% | 0.01219% |  | 8679 | 0.01211% | 0.01071% | 8679 | 1721 | 0.009177% | 2159 | 0.008734% | 0.008955% |  | 8679 | 0.009893% | 0.01219% | 0.01104% |  | 8679 | 2510 | 0.008955% | 0.01102%
| Dec | 28 | 15 | 8680 | 569.1013 | 588.9385 | 543.0737 | 0.01215% | 0.01199% | 0.0108% | 0.009267% | 2150 | 0.00877% | 0.009019% |  | 16.6392 | 19.7126 | 24.3816 |  | 8680 | 552.4621 | 569.2259 | 518.6922 |  | 8680 | 0.01203% | 0.01208% | 0.01074% | 0.01819% | 0.009891% | 0.01219% |  | 8680 | 0.01208% | 0.01074% | 8680 | 7215 | 0.009173% | 2513 | 0.00872% | 0.008947% |  | 8680 | 0.009891% | 0.01219% | 0.01104% |  | 8680 | 2150 | 0.008947% | 0.01066%
| Dec | 28 | 16 | 8681 | 579.249 | 593.9935 | 554.1295 | 0.01236% | 0.0121% | 0.01102% | 0.009263% | 5326 | 0.00877% | 0.009016% |  | 16.6435 | 19.7094 | 24.3816 |  | 8681 | 562.6055 | 574.2842 | 529.7479 |  | 8681 | 0.01225% | 0.01219% | 0.01097% | 0.01819% | 0.00989% | 0.01219% |  | 8681 | 0.01219% | 0.01097% | 8681 | 1726 | 0.00917% | 2160 | 0.008714% | 0.008942% |  | 8681 | 0.00989% | 0.01219% | 0.01104% |  | 8681 | 5326 | 0.008942% | 0.01252%
| Dec | 28 | 17 | 8682 | 578.8036 | 591.8523 | 555.6955 | 0.01235% | 0.01205% | 0.01105% | 0.00926% | 2159 | 0.008769% | 0.009015% |  | 16.6479 | 19.7061 | 24.3816 |  | 8682 | 562.1558 | 572.1462 | 531.3139 |  | 8682 | 0.01224% | 0.01214% | 0.011% | 0.0182% | 0.009888% | 0.01219% |  | 8682 | 0.01214% | 0.011% | 8682 | 2509 | 0.00917% | 2510 | 0.008713% | 0.008941% |  | 8682 | 0.009888% | 0.01219% | 0.01104% |  | 8682 | 2159 | 0.008941% | 0.01067%
| Dec | 28 | 18 | 8683 | 573.0003 | 583.148 | 551.457 | 0.01223% | 0.01187% | 0.01097% | 0.00926% | 2635 | 0.008769% | 0.009014% |  | 16.6522 | 19.7029 | 24.3816 |  | 8683 | 556.3481 | 563.445 | 527.0754 |  | 8683 | 0.01211% | 0.01196% | 0.01091% | 0.0182% | 0.009886% | 0.01219% |  | 8683 | 0.01196% | 0.01091% | 8683 | 1480 | 0.009162% | 1958 | 0.008712% | 0.008937% |  | 8683 | 0.009886% | 0.01219% | 0.01104% |  | 8683 | 2635 | 0.008937% | 0.01115%
| Dec | 28 | 19 | 8684 | 568.3111 | 578.9866 | 547.6311 | 0.01213% | 0.01179% | 0.01089% | 0.009247% | 2512 | 0.008768% | 0.009008% |  | 16.6565 | 19.6997 | 24.3816 |  | 8684 | 551.6546 | 559.2869 | 523.2495 |  | 8684 | 0.01201% | 0.01187% | 0.01084% | 0.01821% | 0.009885% | 0.01219% |  | 8684 | 0.01187% | 0.01084% | 8684 | 2500 | 0.00915% | 2512 | 0.00871% | 0.00893% |  | 8684 | 0.009885% | 0.01219% | 0.01104% |  | 8684 | 2512 | 0.00893% | 0.01102%
| Dec | 28 | 20 | 8685 | 564.0522 | 573.2799 | 543.2707 | 0.01204% | 0.01167% | 0.0108% | 0.00924% | 2652 | 0.008766% | 0.009003% |  | 16.6608 | 19.6965 | 24.3816 |  | 8685 | 547.3914 | 553.5834 | 518.8891 |  | 8685 | 0.01192% | 0.01175% | 0.01075% | 0.01821% | 0.009883% | 0.01219% |  | 8685 | 0.01175% | 0.01075% | 8685 | 7384 | 0.009148% | 2151 | 0.008709% | 0.008928% |  | 8685 | 0.009883% | 0.01219% | 0.01103% |  | 8685 | 2652 | 0.008928% | 0.01117%
| Dec | 28 | 21 | 8686 | 553.5602 | 565.2271 | 535.0093 | 0.01181% | 0.01151% | 0.01064% | 0.00924% | 2514 | 0.008764% | 0.009002% |  | 16.6652 | 19.6933 | 24.3816 |  | 8686 | 536.895 | 545.5339 | 510.6277 |  | 8686 | 0.01169% | 0.01158% | 0.01057% | 0.01822% | 0.009882% | 0.01219% |  | 8686 | 0.01158% | 0.01057% | 8686 | 1700 | 0.009147% | 2514 | 0.008705% | 0.008926% |  | 8686 | 0.009882% | 0.01219% | 0.01103% |  | 8686 | 2514 | 0.008926% | 0.01102%
| Dec | 28 | 22 | 8687 | 538.2801 | 551.6539 | 524.1036 | 0.01149% | 0.01123% | 0.01042% | 0.00924% | 2160 | 0.008751% | 0.008995% |  | 16.6695 | 19.69 | 24.3816 |  | 8687 | 521.6106 | 531.9638 | 499.722 |  | 8687 | 0.01135% | 0.01129% | 0.01035% | 0.01822% | 0.00988% | 0.01219% |  | 8687 | 0.01129% | 0.01035% | 8687 | 1847 | 0.009139% | 2152 | 0.008703% | 0.008921% |  | 8687 | 0.00988% | 0.01219% | 0.01103% |  | 8687 | 2160 | 0.008921% | 0.01067%
| Dec | 28 | 23 | 8688 | 529.1947 | 543.3684 | 516.8268 | 0.01129% | 0.01106% | 0.01028% | 0.009236% | 5327 | 0.008749% | 0.008993% |  | 16.6738 | 19.6868 | 24.3816 |  | 8688 | 512.5209 | 523.6816 | 492.4453 |  | 8688 | 0.01116% | 0.01112% | 0.0102% | 0.01822% | 0.009878% | 0.01219% |  | 8688 | 0.01112% | 0.0102% | 8688 | 1716 | 0.009133% | 2635 | 0.008702% | 0.008917% |  | 8688 | 0.009878% | 0.01219% | 0.01103% |  | 8688 | 5327 | 0.008917% | 0.01252%
| Dec | 29 | 0 | 8689 | 522.9939 | 541.3389 | 514.6982 | 0.01116% | 0.01102% | 0.01023% | 0.009235% | 2570 | 0.008748% | 0.008991% |  | 16.6781 | 19.6836 | 24.3816 |  | 8689 | 506.3157 | 521.6553 | 490.3166 |  | 8689 | 0.01102% | 0.01107% | 0.01015% | 0.01823% | 0.009877% | 0.01219% |  | 8689 | 0.01107% | 0.01015% | 8689 | 2510 | 0.00913% | 1961 | 0.0087% | 0.008915% |  | 8689 | 0.009877% | 0.01219% | 0.01103% |  | 8689 | 2570 | 0.008915% | 0.01108%
| Dec | 29 | 1 | 8690 | 523.2843 | 541.162 | 514.3231 | 0.01117% | 0.01102% | 0.01023% | 0.009227% | 2567 | 0.008747% | 0.008987% |  | 16.6825 | 19.6804 | 24.3816 |  | 8690 | 506.6019 | 521.4817 | 489.9415 |  | 8690 | 0.01103% | 0.01107% | 0.01015% | 0.01823% | 0.009875% | 0.01219% |  | 8690 | 0.01107% | 0.01015% | 8690 | 928 | 0.009127% | 1967 | 0.008699% | 0.008913% |  | 8690 | 0.009875% | 0.01219% | 0.01103% |  | 8690 | 2567 | 0.008913% | 0.01108%
| Dec | 29 | 2 | 8691 | 524.2458 | 540.8455 | 514.3981 | 0.01119% | 0.01101% | 0.01023% | 0.009222% | 2151 | 0.008745% | 0.008983% |  | 16.6868 | 19.6772 | 24.3816 |  | 8691 | 507.559 | 521.1684 | 490.0166 |  | 8691 | 0.01105% | 0.01106% | 0.01015% | 0.01824% | 0.009873% | 0.01219% |  | 8691 | 0.01106% | 0.01015% | 8691 | 1719 | 0.009125% | 2652 | 0.008697% | 0.008911% |  | 8691 | 0.009873% | 0.01219% | 0.01103% |  | 8691 | 2151 | 0.008911% | 0.01066%
| Dec | 29 | 3 | 8692 | 527.0744 | 543.1357 | 516.086 | 0.01125% | 0.01106% | 0.01026% | 0.009221% | 2523 | 0.008741% | 0.008981% |  | 16.6911 | 19.6739 | 24.3816 |  | 8692 | 510.3833 | 523.4617 | 491.7045 |  | 8692 | 0.01111% | 0.01111% | 0.01018% | 0.01824% | 0.009872% | 0.01219% |  | 8692 | 0.01111% | 0.01018% | 8692 | 2511 | 0.009124% | 1960 | 0.008695% | 0.008909% |  | 8692 | 0.009872% | 0.01219% | 0.01103% |  | 8692 | 2523 | 0.008909% | 0.01103%
| Dec | 29 | 4 | 8693 | 534.8745 | 549.913 | 520.7184 | 0.01142% | 0.0112% | 0.01035% | 0.00922% | 2661 | 0.00874% | 0.00898% |  | 16.6955 | 19.6707 | 24.3816 |  | 8693 | 518.179 | 530.2423 | 496.3368 |  | 8693 | 0.01128% | 0.01125% | 0.01028% | 0.01825% | 0.00987% | 0.01219% |  | 8693 | 0.01125% | 0.01028% | 8693 | 1836 | 0.009124% | 1970 | 0.008694% | 0.008909% |  | 8693 | 0.00987% | 0.01219% | 0.01103% |  | 8693 | 2661 | 0.008909% | 0.01118%
| Dec | 29 | 5 | 8694 | 548.12 | 558.1054 | 529.4017 | 0.0117% | 0.01136% | 0.01053% | 0.009214% | 2152 | 0.008739% | 0.008977% |  | 16.6998 | 19.6675 | 24.3816 |  | 8694 | 531.4202 | 538.4379 | 505.0202 |  | 8694 | 0.01157% | 0.01143% | 0.01046% | 0.01825% | 0.009869% | 0.01219% |  | 8694 | 0.01143% | 0.01046% | 8694 | 833 | 0.009119% | 2153 | 0.008691% | 0.008905% |  | 8694 | 0.009869% | 0.01219% | 0.01103% |  | 8694 | 2152 | 0.008905% | 0.01066%
| Dec | 29 | 6 | 8695 | 563.6635 | 569.4257 | 538.7977 | 0.01203% | 0.0116% | 0.01071% | 0.009212% | 2569 | 0.008739% | 0.008975% |  | 16.7041 | 19.6643 | 24.3816 |  | 8695 | 546.9594 | 549.7614 | 514.4162 |  | 8695 | 0.01191% | 0.01167% | 0.01065% | 0.01826% | 0.009867% | 0.01219% |  | 8695 | 0.01167% | 0.01065% | 8695 | 1730 | 0.009119% | 1972 | 0.008689% | 0.008904% |  | 8695 | 0.009867% | 0.01219% | 0.01103% |  | 8695 | 2569 | 0.008904% | 0.01108%
| Dec | 29 | 7 | 8696 | 568.4782 | 572.9727 | 547.3498 | 0.01213% | 0.01167% | 0.01088% | 0.00921% | 1958 | 0.008738% | 0.008974% |  | 16.7085 | 19.6611 | 24.3816 |  | 8696 | 551.7697 | 553.3116 | 522.9682 |  | 8696 | 0.01201% | 0.01174% | 0.01083% | 0.01826% | 0.009865% | 0.01219% |  | 8696 | 0.01174% | 0.01083% | 8696 | 926 | 0.009116% | 1971 | 0.008684% | 0.0089% |  | 8696 | 0.009865% | 0.01219% | 0.01103% |  | 8696 | 1958 | 0.0089% | 0.01048%
| Dec | 29 | 8 | 8697 | 564.064 | 569.7609 | 550.8568 | 0.01204% | 0.0116% | 0.01095% | 0.00921% | 5333 | 0.008734% | 0.008972% |  | 16.7128 | 19.6579 | 24.3816 |  | 8697 | 547.3512 | 550.103 | 526.4753 |  | 8697 | 0.01191% | 0.01168% | 0.0109% | 0.01827% | 0.009864% | 0.01219% |  | 8697 | 0.01168% | 0.0109% | 8697 | 1722 | 0.009114% | 2570 | 0.008684% | 0.008899% |  | 8697 | 0.009864% | 0.01219% | 0.01102% |  | 8697 | 5333 | 0.008899% | 0.01251%
| Dec | 29 | 9 | 8698 | 560.6268 | 556.9137 | 553.8576 | 0.01197% | 0.01134% | 0.01101% | 0.009205% | 2518 | 0.008731% | 0.008968% |  | 16.7171 | 19.6546 | 24.3816 |  | 8698 | 543.9097 | 537.2591 | 529.476 |  | 8698 | 0.01184% | 0.0114% | 0.01096% | 0.01827% | 0.009862% | 0.01219% |  | 8698 | 0.0114% | 0.01096% | 8698 | 1813 | 0.009114% | 2567 | 0.008684% | 0.008899% |  | 8698 | 0.009862% | 0.01219% | 0.01102% |  | 8698 | 2518 | 0.008899% | 0.01103%
| Dec | 29 | 10 | 8699 | 556.7879 | 542.2419 | 551.7383 | 0.01188% | 0.01104% | 0.01097% | 0.009202% | 2615 | 0.00873% | 0.008966% |  | 16.7215 | 19.6514 | 24.3816 |  | 8699 | 540.0665 | 522.5905 | 527.3568 |  | 8699 | 0.01176% | 0.01109% | 0.01092% | 0.01828% | 0.009861% | 0.01219% |  | 8699 | 0.01109% | 0.01092% | 8699 | 2495 | 0.009109% | 1959 | 0.008683% | 0.008896% |  | 8699 | 0.009861% | 0.01219% | 0.01102% |  | 8699 | 2615 | 0.008896% | 0.01113%
| Dec | 29 | 11 | 8700 | 557.8251 | 536.8797 | 546.8903 | 0.01191% | 0.01093% | 0.01087% | 0.0092% | 2153 | 0.008728% | 0.008964% |  | 16.7258 | 19.6482 | 24.3816 |  | 8700 | 541.0993 | 517.2314 | 522.5087 |  | 8700 | 0.01178% | 0.01098% | 0.01082% | 0.01828% | 0.009859% | 0.01219% |  | 8700 | 0.01098% | 0.01082% | 8700 | 1676 | 0.009106% | 2523 | 0.008681% | 0.008893% |  | 8700 | 0.009859% | 0.01219% | 0.01102% |  | 8700 | 2153 | 0.008893% | 0.01066%
| Dec | 29 | 12 | 8701 | 557.1333 | 531.1543 | 541.5452 | 0.01189% | 0.01082% | 0.01077% | 0.009193% | 1961 | 0.008726% | 0.00896% |  | 16.7301 | 19.645 | 24.3816 |  | 8701 | 540.4032 | 511.5093 | 517.1637 |  | 8701 | 0.01176% | 0.01086% | 0.01071% | 0.01829% | 0.009857% | 0.01219% |  | 8701 | 0.01086% | 0.01071% | 8701 | 1818 | 0.009104% | 1969 | 0.008677% | 0.008891% |  | 8701 | 0.009857% | 0.01219% | 0.01102% |  | 8701 | 1961 | 0.008891% | 0.01049%
| Dec | 29 | 13 | 8702 | 558.1976 | 515.384 | 538.3945 | 0.01191% | 0.0105% | 0.01071% | 0.009182% | 1967 | 0.008726% | 0.008954% |  | 16.7345 | 19.6418 | 24.3816 |  | 8702 | 541.4631 | 495.7422 | 514.0129 |  | 8702 | 0.01179% | 0.01052% | 0.01064% | 0.01829% | 0.009856% | 0.01219% |  | 8702 | 0.01052% | 0.01064% | 8702 | 1677 | 0.009098% | 1968 | 0.008677% | 0.008888% |  | 8702 | 0.009856% | 0.01219% | 0.01102% |  | 8702 | 1967 | 0.008888% | 0.01049%
| Dec | 29 | 14 | 8703 | 551.5464 | 504.6315 | 536.0971 | 0.01177% | 0.01028% | 0.01066% | 0.00918% | 1960 | 0.008721% | 0.008951% |  | 16.7388 | 19.6386 | 24.3816 |  | 8703 | 534.8076 | 484.9929 | 511.7155 |  | 8703 | 0.01164% | 0.01029% | 0.0106% | 0.0183% | 0.009854% | 0.01219% |  | 8703 | 0.01029% | 0.0106% | 8703 | 2523 | 0.009098% | 2569 | 0.008675% | 0.008886% |  | 8703 | 0.009854% | 0.01219% | 0.01102% |  | 8703 | 1960 | 0.008886% | 0.01049%
| Dec | 29 | 15 | 8704 | 546.8902 | 504.2126 | 539.9511 | 0.01167% | 0.01027% | 0.01074% | 0.009176% | 2653 | 0.008721% | 0.008949% |  | 16.7431 | 19.6354 | 24.3816 |  | 8704 | 530.1471 | 484.5772 | 515.5696 |  | 8704 | 0.01154% | 0.01029% | 0.01068% | 0.0183% | 0.009852% | 0.01219% |  | 8704 | 0.01029% | 0.01068% | 8704 | 2519 | 0.009092% | 2518 | 0.008671% | 0.008882% |  | 8704 | 0.009852% | 0.01219% | 0.01102% |  | 8704 | 2653 | 0.008882% | 0.01117%
| Dec | 29 | 16 | 8705 | 553.5182 | 515.5236 | 548.7845 | 0.01181% | 0.0105% | 0.01091% | 0.009172% | 1970 | 0.008721% | 0.008946% |  | 16.7475 | 19.6322 | 24.3816 |  | 8705 | 536.7707 | 495.8915 | 524.4029 |  | 8705 | 0.01168% | 0.01053% | 0.01086% | 0.01831% | 0.009851% | 0.01219% |  | 8705 | 0.01053% | 0.01086% | 8705 | 1681 | 0.009085% | 2661 | 0.008669% | 0.008877% |  | 8705 | 0.009851% | 0.01219% | 0.01102% |  | 8705 | 1970 | 0.008877% | 0.01049%
| Dec | 29 | 17 | 8706 | 553.3441 | 516.1939 | 549.7597 | 0.01181% | 0.01051% | 0.01093% | 0.00917% | 1972 | 0.008716% | 0.008943% |  | 16.7518 | 19.629 | 24.3816 |  | 8706 | 536.5922 | 496.5649 | 525.3782 |  | 8706 | 0.01168% | 0.01054% | 0.01088% | 0.01831% | 0.009849% | 0.01219% |  | 8706 | 0.01054% | 0.01088% | 8706 | 832 | 0.009082% | 2615 | 0.008662% | 0.008872% |  | 8706 | 0.009849% | 0.01219% | 0.01102% |  | 8706 | 1972 | 0.008872% | 0.0105%
| Dec | 29 | 18 | 8707 | 545.8495 | 511.6043 | 545.4649 | 0.01165% | 0.01042% | 0.01085% | 0.009167% | 2591 | 0.008716% | 0.008942% |  | 16.7562 | 19.6258 | 24.3816 |  | 8707 | 529.0934 | 491.9786 | 521.0834 |  | 8707 | 0.01152% | 0.01044% | 0.01079% | 0.01831% | 0.009848% | 0.01219% |  | 8707 | 0.01044% | 0.01079% | 8707 | 1708 | 0.009073% | 2653 | 0.00865% | 0.008862% |  | 8707 | 0.009848% | 0.01219% | 0.01102% |  | 8707 | 2591 | 0.008862% | 0.0111%
| Dec | 29 | 19 | 8708 | 538.2045 | 506.2141 | 542.1079 | 0.01149% | 0.01031% | 0.01078% | 0.009164% | 2596 | 0.008716% | 0.00894% |  | 16.7605 | 19.6226 | 24.3816 |  | 8708 | 521.444 | 486.5916 | 517.7263 |  | 8708 | 0.01135% | 0.01033% | 0.01072% | 0.01832% | 0.009846% | 0.01219% |  | 8708 | 0.01033% | 0.01072% | 8708 | 1699 | 0.009067% | 2591 | 0.00865% | 0.008858% |  | 8708 | 0.009846% | 0.01219% | 0.01102% |  | 8708 | 2596 | 0.008858% | 0.01111%
| Dec | 29 | 20 | 8709 | 533.7285 | 502.0714 | 539.501 | 0.01139% | 0.01022% | 0.01073% | 0.009157% | 2621 | 0.008715% | 0.008936% |  | 16.7648 | 19.6194 | 24.3816 |  | 8709 | 516.9637 | 482.452 | 515.1194 |  | 8709 | 0.01125% | 0.01024% | 0.01067% | 0.01832% | 0.009844% | 0.01219% |  | 8709 | 0.01024% | 0.01067% | 8709 | 927 | 0.009063% | 2596 | 0.008649% | 0.008856% |  | 8709 | 0.009844% | 0.01219% | 0.01102% |  | 8709 | 2621 | 0.008856% | 0.01114%
| Dec | 29 | 21 | 8710 | 525.4822 | 496.8488 | 533.0026 | 0.01122% | 0.01012% | 0.0106% | 0.009149% | 1971 | 0.008712% | 0.008931% |  | 16.7692 | 19.6162 | 24.3816 |  | 8710 | 508.713 | 477.2326 | 508.621 |  | 8710 | 0.01107% | 0.01013% | 0.01053% | 0.01833% | 0.009843% | 0.01219% |  | 8710 | 0.01013% | 0.01053% | 8710 | 2499 | 0.009063% | 2621 | 0.008647% | 0.008855% |  | 8710 | 0.009843% | 0.01219% | 0.01101% |  | 8710 | 1971 | 0.008855% | 0.0105%
| Dec | 29 | 22 | 8711 | 511.9026 | 489.066 | 522.1062 | 0.01093% | 0.009959% | 0.01038% | 0.009149% | 1959 | 0.00871% | 0.00893% |  | 16.7735 | 19.613 | 24.3816 |  | 8711 | 495.1291 | 469.453 | 497.7247 |  | 8711 | 0.01078% | 0.009964% | 0.01031% | 0.01833% | 0.009841% | 0.01219% |  | 8711 | 0.009964% | 0.01031% | 8711 | 1647 | 0.009062% | 2511 | 0.008637% | 0.008849% |  | 8711 | 0.009841% | 0.01219% | 0.01101% |  | 8711 | 1959 | 0.008849% | 0.01048%
| Dec | 29 | 23 | 8712 | 505.979 | 484.5602 | 515.4015 | 0.0108% | 0.009867% | 0.01025% | 0.009143% | 1969 | 0.008705% | 0.008924% |  | 16.7779 | 19.6098 | 24.3816 |  | 8712 | 489.2011 | 464.9504 | 491.0199 |  | 8712 | 0.01065% | 0.009868% | 0.01017% | 0.01834% | 0.00984% | 0.01219% |  | 8712 | 0.009868% | 0.01017% | 8712 | 1729 | 0.009051% | 2659 | 0.008618% | 0.008834% |  | 8712 | 0.00984% | 0.01219% | 0.01101% |  | 8712 | 1969 | 0.008834% | 0.01049%
| Dec | 30 | 0 | 8713 | 507.4152 | 484.2064 | 510.0846 | 0.01083% | 0.00986% | 0.01014% | 0.009138% | 1968 | 0.008705% | 0.008921% |  | 16.7822 | 19.6066 | 24.3816 |  | 8713 | 490.633 | 464.5999 | 485.703 |  | 8713 | 0.01068% | 0.009861% | 0.01006% | 0.01834% | 0.009838% | 0.01219% |  | 8713 | 0.009861% | 0.01006% | 8713 | 1770 | 0.00905% | 5326 | 0.008593% | 0.008822% |  | 8713 | 0.009838% | 0.01219% | 0.01101% |  | 8713 | 1968 | 0.008822% | 0.01049%
| Dec | 30 | 1 | 8714 | 509.4622 | 486.2545 | 507.4871 | 0.01087% | 0.009902% | 0.01009% | 0.009134% | 2511 | 0.008698% | 0.008916% |  | 16.7865 | 19.6034 | 24.3816 |  | 8714 | 492.6756 | 466.6512 | 483.1055 |  | 8714 | 0.01072% | 0.009905% | 0.01% | 0.01835% | 0.009836% | 0.01219% |  | 8714 | 0.009905% | 0.01% | 8714 | 1692 | 0.009037% | 2568 | 0.008586% | 0.008811% |  | 8714 | 0.009836% | 0.01219% | 0.01101% |  | 8714 | 2511 | 0.008811% | 0.01102%
| Dec | 30 | 2 | 8715 | 513.9823 | 491.1141 | 511.0036 | 0.01097% | 0.01% | 0.01016% | 0.009131% | 2659 | 0.00869% | 0.008911% |  | 16.7909 | 19.6002 | 24.3816 |  | 8715 | 497.1914 | 471.5139 | 486.622 |  | 8715 | 0.01082% | 0.01001% | 0.01008% | 0.01835% | 0.009835% | 0.01219% |  | 8715 | 0.01001% | 0.01008% | 8715 | 2497 | 0.009028% | 2522 | 0.008583% | 0.008806% |  | 8715 | 0.009835% | 0.01219% | 0.01101% |  | 8715 | 2659 | 0.008806% | 0.01118%
| Dec | 30 | 3 | 8716 | 512.6904 | 499.6695 | 512.6821 | 0.01094% | 0.01018% | 0.01019% | 0.009121% | 2644 | 0.008654% | 0.008887% |  | 16.7952 | 19.597 | 24.3816 |  | 8716 | 495.8951 | 480.0726 | 488.3005 |  | 8716 | 0.01079% | 0.01019% | 0.01011% | 0.01836% | 0.009833% | 0.01219% |  | 8716 | 0.01019% | 0.01011% | 8716 | 2496 | 0.009023% | 2644 | 0.008581% | 0.008802% |  | 8716 | 0.009833% | 0.01219% | 0.01101% |  | 8716 | 2644 | 0.008802% | 0.01116%
| Dec | 30 | 4 | 8717 | 510.8471 | 506.8751 | 521.131 | 0.0109% | 0.01032% | 0.01036% | 0.009119% | 2568 | 0.008653% | 0.008886% |  | 16.7996 | 19.5938 | 24.3816 |  | 8717 | 494.0476 | 487.2813 | 496.7494 |  | 8717 | 0.01075% | 0.01034% | 0.01029% | 0.01836% | 0.009832% | 0.01219% |  | 8717 | 0.01034% | 0.01029% | 8717 | 1648 | 0.009022% | 2638 | 0.008574% | 0.008798% |  | 8717 | 0.009832% | 0.01219% | 0.01101% |  | 8717 | 2568 | 0.008798% | 0.01108%
| Dec | 30 | 5 | 8718 | 520.1757 | 514.602 | 536.9691 | 0.0111% | 0.01048% | 0.01068% | 0.009115% | 2522 | 0.008648% | 0.008881% |  | 16.8039 | 19.5906 | 24.3816 |  | 8718 | 503.3718 | 495.0114 | 512.5876 |  | 8718 | 0.01096% | 0.01051% | 0.01061% | 0.01837% | 0.00983% | 0.01219% |  | 8718 | 0.01051% | 0.01061% | 8718 | 1814 | 0.009013% | 5327 | 0.008572% | 0.008792% |  | 8718 | 0.00983% | 0.01219% | 0.01101% |  | 8718 | 2522 | 0.008792% | 0.01103%
| Dec | 30 | 6 | 8719 | 525.6666 | 525.429 | 555.4236 | 0.01122% | 0.0107% | 0.01104% | 0.009113% | 2638 | 0.008647% | 0.00888% |  | 16.8083 | 19.5874 | 24.3816 |  | 8719 | 508.8583 | 505.8416 | 531.042 |  | 8719 | 0.01108% | 0.01074% | 0.011% | 0.01837% | 0.009828% | 0.01219% |  | 8719 | 0.01074% | 0.011% | 8719 | 1728 | 0.009005% | 2658 | 0.008558% | 0.008781% |  | 8719 | 0.009828% | 0.01219% | 0.01101% |  | 8719 | 2638 | 0.008781% | 0.01116%
| Dec | 30 | 7 | 8720 | 527.797 | 534.273 | 560.6561 | 0.01126% | 0.01088% | 0.01115% | 0.009108% | 5325 | 0.008637% | 0.008872% |  | 16.8126 | 19.5842 | 24.3816 |  | 8720 | 510.9844 | 514.6888 | 536.2745 |  | 8720 | 0.01112% | 0.01092% | 0.01111% | 0.01838% | 0.009827% | 0.01219% |  | 8720 | 0.01092% | 0.01111% | 8720 | 1815 | 0.008999% | 2654 | 0.008557% | 0.008778% |  | 8720 | 0.009827% | 0.01219% | 0.01101% |  | 8720 | 5325 | 0.008778% | 0.01252%
| Dec | 30 | 8 | 8721 | 520.9981 | 531.8805 | 560.7686 | 0.01112% | 0.01083% | 0.01115% | 0.009105% | 2658 | 0.008633% | 0.008869% |  | 16.8169 | 19.581 | 24.3816 |  | 8721 | 504.1811 | 512.2995 | 536.387 |  | 8721 | 0.01097% | 0.01087% | 0.01111% | 0.01838% | 0.009825% | 0.01219% |  | 8721 | 0.01087% | 0.01111% | 8721 | 2498 | 0.008997% | 5333 | 0.008556% | 0.008777% |  | 8721 | 0.009825% | 0.01219% | 0.01101% |  | 8721 | 2658 | 0.008777% | 0.01118%
| Dec | 30 | 9 | 8722 | 504.9595 | 517.851 | 553.5575 | 0.01078% | 0.01055% | 0.01101% | 0.009101% | 2654 | 0.008632% | 0.008867% |  | 16.8213 | 19.5778 | 24.3816 |  | 8722 | 488.1383 | 498.2732 | 529.1759 |  | 8722 | 0.01063% | 0.01058% | 0.01096% | 0.01839% | 0.009824% | 0.01219% |  | 8722 | 0.01058% | 0.01096% | 8722 | 1649 | 0.008996% | 2620 | 0.008535% | 0.008766% |  | 8722 | 0.009824% | 0.01219% | 0.011% |  | 8722 | 2654 | 0.008766% | 0.01117%
| Dec | 30 | 10 | 8723 | 491.5478 | 502.9837 | 549.3377 | 0.01049% | 0.01024% | 0.01092% | 0.009094% | 5328 | 0.008622% | 0.008858% |  | 16.8256 | 19.5746 | 24.3816 |  | 8723 | 474.7222 | 483.4091 | 524.9562 |  | 8723 | 0.01033% | 0.01026% | 0.01087% | 0.01839% | 0.009822% | 0.01219% |  | 8723 | 0.01026% | 0.01087% | 8723 | 1718 | 0.008992% | 2547 | 0.008531% | 0.008762% |  | 8723 | 0.009822% | 0.01219% | 0.011% |  | 8723 | 5328 | 0.008762% | 0.01251%
| Dec | 30 | 11 | 8724 | 478.9362 | 490.8069 | 546.7121 | 0.01022% | 0.009995% | 0.01087% | 0.009094% | 2620 | 0.008608% | 0.008851% |  | 16.83 | 19.5714 | 24.3816 |  | 8724 | 462.1062 | 471.2355 | 522.3305 |  | 8724 | 0.01006% | 0.01% | 0.01082% | 0.0184% | 0.00982% | 0.01219% |  | 8724 | 0.01% | 0.01082% | 8724 | 2520 | 0.008992% | 2543 | 0.008522% | 0.008757% |  | 8724 | 0.00982% | 0.01219% | 0.011% |  | 8724 | 2620 | 0.008757% | 0.01114%
| Dec | 30 | 12 | 8725 | 469.5402 | 480.8923 | 541.4233 | 0.01002% | 0.009793% | 0.01077% | 0.009092% | 5329 | 0.008602% | 0.008847% |  | 16.8343 | 19.5682 | 24.3816 |  | 8725 | 452.7059 | 461.324 | 517.0418 |  | 8725 | 0.009854% | 0.009792% | 0.01071% | 0.0184% | 0.009819% | 0.01219% |  | 8725 | 0.009792% | 0.01071% | 8725 | 1817 | 0.008991% | 2655 | 0.008515% | 0.008753% |  | 8725 | 0.009819% | 0.01219% | 0.011% |  | 8725 | 5329 | 0.008753% | 0.01251%
| Dec | 30 | 13 | 8726 | 464.3567 | 475.1204 | 546.684 | 0.009911% | 0.009675% | 0.01087% | 0.00909% | 2547 | 0.008599% | 0.008844% |  | 16.8387 | 19.565 | 24.3816 |  | 8726 | 447.518 | 455.5553 | 522.3024 |  | 8726 | 0.009742% | 0.009669% | 0.01082% | 0.0184% | 0.009817% | 0.01219% |  | 8726 | 0.009669% | 0.01082% | 8726 | 1678 | 0.008988% | 2657 | 0.008512% | 0.00875% |  | 8726 | 0.009817% | 0.01219% | 0.011% |  | 8726 | 2547 | 0.00875% | 0.01106%
| Dec | 30 | 14 | 8727 | 464.5197 | 478.779 | 549.394 | 0.009914% | 0.00975% | 0.01092% | 0.009087% | 2655 | 0.008592% | 0.008839% |  | 16.843 | 19.5619 | 24.3816 |  | 8727 | 447.6766 | 459.2171 | 525.0124 |  | 8727 | 0.009745% | 0.009747% | 0.01087% | 0.01841% | 0.009816% | 0.01219% |  | 8727 | 0.009747% | 0.01087% | 8727 | 1816 | 0.008986% | 2519 | 0.008512% | 0.008749% |  | 8727 | 0.009816% | 0.01219% | 0.011% |  | 8727 | 2655 | 0.008749% | 0.01118%
| Dec | 30 | 15 | 8728 | 472.3432 | 494.2886 | 552.7323 | 0.01008% | 0.01007% | 0.01099% | 0.009081% | 2543 | 0.00859% | 0.008835% |  | 16.8474 | 19.5587 | 24.3816 |  | 8728 | 455.4958 | 474.73 | 528.3507 |  | 8728 | 0.009915% | 0.01008% | 0.01094% | 0.01841% | 0.009814% | 0.01219% |  | 8728 | 0.01008% | 0.01094% | 8728 | 1701 | 0.008981% | 2592 | 0.008496% | 0.008739% |  | 8728 | 0.009814% | 0.01219% | 0.011% |  | 8728 | 2543 | 0.008739% | 0.01105%
| Dec | 30 | 16 | 8729 | 500.4318 | 514.1831 | 557.5241 | 0.01068% | 0.01047% | 0.01109% | 0.009081% | 2657 | 0.008588% | 0.008835% |  | 16.8517 | 19.5555 | 24.3816 |  | 8729 | 483.58 | 494.6276 | 533.1425 |  | 8729 | 0.01053% | 0.0105% | 0.01104% | 0.01842% | 0.009812% | 0.01219% |  | 8729 | 0.0105% | 0.01104% | 8729 | 1675 | 0.00898% | 2593 | 0.008491% | 0.008736% |  | 8729 | 0.009812% | 0.01219% | 0.011% |  | 8729 | 2657 | 0.008736% | 0.01118%